## NUPCO's MS Catalogue
NUPCO's Medical Supplies Catalogue
SN | NUPCO GENERIC CODE | NUPCO ITEM DESCRIPTION | Sub Category
1 | 4010151200000 | TUBE, VENTILATION T-TUBE, ANTIMICROBIAL MATERIAL, SILICONE, ASSORTED TYPES AND SIZES | EAR, NOSE & THROAT SUPPLIES (ENT)
2 | 4014160000000 | VALVE, ONE WAY, FOR POCKET MASK COMPATIBLE WITH LAERDAL OR EQUIVALENT, LATEX FREE, DISPOSABLE | RESPIRATORY AND ANESTHESIA TENDER
3 | 4014176400200 | TRU CUFF HOSE ASSEMBLY, ADULT, SINGLE TUBE, COMPATIBLE WITH MAQUET ANESTHESIA MACHINE OR EQUIVALENT, REUSABLE | RESPIRATORY AND ANESTHESIA TENDER
4 | 4014200200000 | HOSE, NIBP AIR, DUAL TUBING MATED ADULT PEAD 3.6 M, COMPATIBLE WITH GE MONITOR SYSTEM OR EQUIVALENT, LATEX FREE, REUSABLE | RESPIRATORY AND ANESTHESIA TENDER
5 | 4014200900000 | NIBP HOSE ADULT COMPATIBILITY WITH PATIENT MONITORING SYSTEM DRAEGER REUSABLE | RESPIRATORY AND ANESTHESIA TENDER
6 | 4014220100200 | OXYGEN CYLINDER REGULATOR SCREW STANDARD WITH PRESSURE GAUGE AND DIAL OR CLICK STYLE FLOWMETER 1-15 LPM WITH QUICK CONNECT BRITISH STANDARD. | ANESTHESIA AND RESPIRATORY SUPPLEMENTARY
7 | 4015172300000 | VALVE ANTI REFLUX FOR SALEM SUMP STOMACH TUBE STERILE.. | SUPPLEMENTARY GEN.SUPPLIES NURS,BURN
8 | 4016150000000 | DUST FILTER CO2 ABSORBER FOR ANESTHESIA DELIVERY SYSTEM, REUSABLE, COMPATIBLE WITH MAQUET FLOW I ANESTHESIA MACHINE OR EQUIVALENT | RESPIRATORY AND ANESTHESIA TENDER
9 | 4016150000100 | DUST FILTER, CO2 ABSORBER, COMPATIBLE WITH GE ANESTHESIA MACHINE OR EQUIVALENT | RESPIRATORY AND ANESTHESIA TENDER
10 | 4016160200000 | HYDROGEN PEROXIDE 7%, READY TO USE CARTRIDGE, FOR AIR DECONTAMINATION, SIZE 500-1000 ML, COMPATIBLE WITH FUMIGATION MACHINE, NOTE: MSDS SHOULD BE PROVIDED IN SOFT COPY... | DISINFECTANTS SUPPLIES
11 | 4016160200100 | HYDROGEN PEROXIDE 6%, DISINFECTANT, READY TO USE BOTTEL 900-1000 ML, COMPATIBLE WITH FUMIGATION MACHINE, NOTE: MSDS SHOULD BE PROVIDED IN SOFT COPY... | DISINFECTANTS SUPPLIES
12 | 4016160200200 | CARTRIDGE / CUP, HYDROGEN PEROXIDE STERILIZER, FOR HMTS-80E STERILANT. | STERILIZATION SUPPLIES (CSSD) CONSUMABLE
13 | 4018301000000 | SPRINKLER PRESSURE FLEXIBLE HOSE NICKEL BRUSHED HAND CONTROL WITH FULL ACCESSORIES FOR INSTALLATION. | STERILIZATION SUPPLIES (CSSD) CONSUMABLE
14 | 4110170801200 | STONE MODEL POLISHER LIQUID USED FOR GLOSSING OF STONE MODEL 500ML - 1L.-. | SUPPLEMENTARY DENTAL SUPPLIES
15 | 4110180400000 | STENT, COLONIC, METALLIC, THROUGH THE SCOPE (TTS), FULLY COVERED, SELF EXPANDING, ASSORTED SIZES AND DIAMETERS | ENDOSCOPY CONSUMABLES SUPPLIES
16 | 4110180400100 | STENT, COLONIC, METALLIC, THROUGH THE SCOPE (TTS), PARTIALLY COVERED, SELF EXPANDING, ASSORTED SIZES AND DIAMETERS | ENDOSCOPY CONSUMABLES SUPPLIES
17 | 4110180400200 | STENT, COLONIC, METALLIC, THROUGH THE SCOPE (TTS), UNCOVERED, SELF EXPANDING, ASSORTED SIZES AND DIAMETERS | ENDOSCOPY CONSUMABLES SUPPLIES
18 | 4110180400300 | RADIOFREQUENCY ABLATION (RFA) CATHETER, 90 DEGREE, OVER THE SCOPE (OTS) PROBE FOR FOCAL ABLATION OF BARRETT'S ESOPHAGUS, SET OF CATHETER AND ELECTRODE | ENDOSCOPY CONSUMABLES SUPPLIES
19 | 4110180400400 | RADIOFREQUENCY ABLATION (RFA) CATHETER, 60 DEGREE, OVER THE SCOPE (OTS) PROBE FOR FOCAL ABLATION OF BARRETT'S ESOPHAGUS, SET OF CATHETER AND ELECTRODE | ENDOSCOPY CONSUMABLES SUPPLIES
20 | 4110180400500 | RADIOFREQUENCY ABLATION (RFA) CATHETER, RECTANGULAR, THROUGH THE SCOPE (TTS) FOR BARRETT'S ESOPHAGUS | ENDOSCOPY CONSUMABLES SUPPLIES
21 | 4110180400600 | DISTAL ATTACHMENT CAP (TRANSPARENT), BOUGIE, ASSORTED LENGTH, ASSORTED DIAMETER, SINGLE USE | ENDOSCOPY CONSUMABLES SUPPLIES
22 | 4110180400700 | SHEATH, LITHOTRIPSY, STAINLESS STEEL COIL, USED WITH MECHANICAL LITHOTRIPTER HANDLE, FOR CRUSHING STONE OUTSIDE THE SCOPE, REUSABLE | ENDOSCOPY CONSUMABLES SUPPLIES
23 | 4110180400800 | CHOLANGIOSCOPE, WITH WORKING CHANNEL, ACCESS AND DELIVERY CATHETER COMPATIBLE DIRECT VISUALIZATION SYSTEM OF PERCUTANEOUS TRANSHEPATIC, PTC, SINGLE USE | ENDOSCOPY CONSUMABLES SUPPLIES
24 | 4110180400900 | REMOVAL SYSTEM, FOR OVER THE SCOPE CLIP (OTSC), ASSORTED SIZES, SINGLE USE | ENDOSCOPY CONSUMABLES SUPPLIES
25 | 4110180401600 | CONNECTOR, AUXILIARY WATER CONNECTOR TO CONNECT AUXILIARY WATER PORT OF THE SCOPE TO IRRIGATION TUBE, SINGLE USE | ENDOSCOPY CONSUMABLES SUPPLIES
26 | 4110180401900 | CLEANING BRUSH FOR SCOPE SUCTION/AIR WATER PORTS, SINGLE USE, ASSORTED SIZES | ENDOSCOPY CONSUMABLES SUPPLIES
27 | 4110180402000 | CLEANING BRUSH WITH BALL TIP FOR SCOPE CHANNEL, REUSABLE, ASSORTED SIZES | ENDOSCOPY CONSUMABLES SUPPLIES
28 | 4110180402200 | CLEANING BRUSH FOR AIR/WATER CHANNEL OF EUS SCOPE, SINGLE USE | ENDOSCOPY CONSUMABLES SUPPLIES
29 | 4110180402300 | PROTEIN RESIDUE DETECTION TEST KIT FOR SURGICAL INSTRUMENTS SURFACES. | ENDOSCOPY CONSUMABLES SUPPLIES
30 | 4110180402400 | ALCOHOL SOLUTION, ISOPROPYL ALCOHOL 70%, FLUSHING TO PROMOTE SCOPE CHANNELS DRYING, 5 LITERS | ENDOSCOPY CONSUMABLES SUPPLIES
31 | 4110292726400 | ATP ( ADENOSINE TRIPHOSPHATE)SWAB SYSTEM IS USED TO TEST FOR THE PRESENCE OF ATP ON A SURFACE OR WITHIN A SOLUTION, AND AS SUCH IS USED TO MEASURE THE CLEANLINESS LEVELS OF A FACILITY.WITH COMPATIBLE ATP MACHINE DETECTS EXTREMELY LOW LEVELS OF ATP WITHEN SECONDS FREE OF CHARGE PROVIDED.... | DISINFECTANTS SUPPLIES
32 | 4110303000100 | BAG PLASTIC ZIP LOCK TRANSPARENT 30 CM X 45 CM DISPOSABLE.. | SUPPLEMENTARY GEN.SUPPLIES NURS,BURN
33 | 4110350601200 | BOTTLE MEDICINE AMBER GRADUATED EMPTY WITH CHILD RESISTANT PLASTIC SCREW CAP 250 ML.. | SUPPLEMENTARY GEN.SUPPLIES NURS,BURN
34 | 4110350601300 | BOTTLE MEDICINE AMBER GRADUATED EMPTY WITH CHILD RESISTANT PLASTIC SCREW CAP 500 ML.. | SUPPLEMENTARY GEN.SUPPLIES NURS,BURN
35 | 4110410000800 | COLLECTOR, SINUS SECRETION | EAR, NOSE & THROAT SUPPLIES (ENT)
36 | 4110410200600 | LANCET FOR CAPILLARY BLOOD SAMPLING.. | SUPPLEMENTARY GEN.SUPPLIES NURS,BURN
37 | 4110410200700 | LAP CYSTECTOMY PACK; 1 CREPE PAPER 60 X 60 CM 1 SURGICAL GOWN REINFORCED L SIZE WITH 2 ABSORBENT HAND TOWEL 1 BACK TABLE COVER REI = NFORCED 150X190 CM 1 MAYO STAND COVER REINFORCED 79X145 CM 1 URINE DRAINAGE BAG 4000 ML 1 UNDER-BUTTOCKS DRAPE 85 X 120 CM WITH POUCH 2 INSTRUMENT BAG 4 OP TOWEL 60X 42 CM XRD 5 GAUZE SWAB 10 X 10 CM 16 P XRD 10 GAUZE ROUND N#5 1 PLASTIC BAG 20 X 30 CM ZIPLOCK 1 ANTI FOG SOLUTION 1 NEEDLE COUNTER 10-COUNT MAG/FOAM 3 SYRINGE 10 ML L/L 1 SYRINGE 20 ML L/L 1 SCALPEL N#11 SS BLADE PROTECTION 1 SKIN MARKER WITH RULLER 1 VERESS NEEDLE 120 MM 4 POST OP DRESSING 6 X 7 CM 2 SKIN CLOSURE STRIP 12.0 X 100 MM 2 KIDNEY BOWL 800 ML 1 TROCAR SITE SKIN CLOSURE 1 ULTRASOUND GEL FOIL POUCH 20 GAUZE 1 BOWL 500 ML 2 BOWL 250 ML 1 BOWL 1000 ML 1 SUTURE BAG 16.5 X 30.5 CM 5 GAUZE LAP 45 X 45 CM 12P XRD 1 COVER CAMERA 1 BOWL 2500 ML1 T.U.R DRAPE 175/270 X 180 CM WITH POUCH 2 SURGICAL GOWN REINFORCED XL SIZE WITH 4 ABSORBENT HAND TOWELSTERILE... | SUPPLEMENTARY GENERAL CONSUMABLES
38 | 4110410200800 | LAPAROTOMY OB/GYN PACK 1 BACK TABLE COVER REINFORCED 140X190 CM 1 MAYO STAND COVER REINFORCED 75X145 CM 2 LEGGING 110X75 CM 1 UTILITY BAG 1 REINFORCED UNDER BUTTOCK DRAPE 85X105 CM 1 PERINEAL DRAPE 100 X100 CM WITH TRIANGULAR FENESTRATION 15X15X15 CM WITH POUCH WITH SUCTION PORT/S 1 NEEDLE COUNTER 1 UPPER DRAPE 180 X 180 CM 1 SURGICAL GOWN XL SIZE 1 SURGICAL GOWN L SIZE ABSORBENT TOWEL 2X STERILE.. | SUPPLEMENTARY GENERAL CONSUMABLES
39 | 4110410201000 | NEEDLE INSULIN FOR PEN 31 G X 8 MM DISPOSABLE STERILE.. | SUPPLEMENTARY GEN.SUPPLIES NURS,BURN
40 | 4110410300000 | HEEL WARMER CONFORMS TO INFANT'S HEEL COMPLETELY COVERS HEEL STICK AREA DUAL ADHESIVE STRAPS KEEPS WARMER IN PLACE TEMPERATURE 40 C(+/- 2) FOR 3-5 MINUTES LATEX-FREE AND NON-TOXIC INGREDIENTS MAKE IT SAFE TO USE.. | SUPPLEMENTARY GEN.SUPPLIES NURS,BURN
41 | 4110410300200 | HEEL PROTECTOR PREVENT PRESSURE ULCERS MEDICAL SHEEPSKIN THERAPEUTIC ITEM FREE SIZE ADJUSTABLE VELCRO SECURING STRAPS MACHINE WASHABLE.. | SUPPLEMENTARY REHAB,PHYSIOTHERAPY SUPPL.
42 | 4110410400000 | TOURNIQUET LATEX-FREE MATERIAL READY TO USE PACKAGE EASY DRAWING DISPOSABLE NON-STERILE.. | SUPPLEMENTARY GEN.SUPPLIES NURS,BURN
43 | 4110410400300 | TOURNIQUET NON - PNEUMATIC RUBBER WITH VELCRO CLOSURE MEDIUM OR (30 CM X 2.5).. | SUPPLEMENTARY GEN.SUPPLIES NURS,BURN
44 | 4110410400700 | TOURNIQUET, EMERGENCY/MILITARY TYPE, FOR RAPID CONTROL OF SEVERE AND ARTERIAL BLEEDING, ONE-HANDED APPLICATION, COMPOSITE BUCKLES RESISTANT TO IMPACT AND COLD WEATHER, LATEX-FREE, SINGLE USE, REGULAR SIZE. | SUPPLEMENTARY GEN.SUPPLIES NURS,BURN
45 | 4110410500000 | EXTRACTOR MUCUS PEDIA USED TO COLLECT SPECIMEN FROM NASOPHARYNGEAL FOR CULTURE OR OTHER TESTS DISPOSABLE.. | SUPPLEMENTARY GEN.SUPPLIES NURS,BURN
46 | 4110410500600 | BAG SPECIMEN TRANSPARENT LAB BIOHAZARD ZIP LOCK DOCUMENT POUCH 15 CM X 22.5 CM ( +/- 1 CM ).. | SUPPLEMENTARY GEN.SUPPLIES NURS,BURN
47 | 4110410502400 | BAG PLASTIC ZIP LOCK TRANSPARENT 17 CM X 12 CM DISPOSABLE.. | SUPPLEMENTARY GEN.SUPPLIES NURS,BURN
48 | 4110410502900 | EXTRACTOR FOR MUCUS SPECIMEN TRAP PLASTIC TO COLLECT SPECIMENS USING ANY SUCTION PUMP OR DEVICE SIZE 40 CC WITH GRADUATIONS CLEARLY MARKED WITH REMOVABLE ADAPTER TO PREVENT CONTAMINATION FROM NON - STERILE SUCTION TUBE SCREW CAP THE PLASTIC CONTAINER CONNECTED WITH 5 INCH LONG HEAVY WALL TUBING ( NOT SUCTION CATHETER) PROVIDED WITH A TRANSPORT CAP INDIVIDUALLY PACKED DISPOSABLE STERILE.. | SUPPLEMENTARY GEN.SUPPLIES NURS,BURN
49 | 4110410503100 | BAG CHEMOTHERAPY DRUG TRANSPORT BAG 4 MIL THICK ZIP-LOCK CLOSURE YELLOW AND BLACK CHEMOTHERAPY LABEL PROVIDES EASY IDENTIFICATION DURING SHIPPING SIZE 12 X 15 INCH.. | SUPPLEMENTARY GEN.SUPPLIES NURS,BURN
50 | 4110410503400 | CATHETER UMBILICAL DOUBLE LUMEN 5 FR, TRANSPARENT POLYURETHANE, LENGTH 40 CM, FLOW RATE (PROXIMAL LUMEN 9 ML/MIN FLOW RATE DISTAL LUMEN 7 ML/MIN), RADIOPAQUE LINE, WITH NUMERICAL GRADUATIONS BY CM FROM DISTAL TIP PROXIMAL, WITH 2 DISTAL OPENINGS, EXTENSION TUBES (PUR) LENGTH : 5 CM WITH CLAMPS, DISPOSABLE, STERILE | SUPPLEMENTARY GEN.SUPPLIES NURS,BURN
51 | 4110410503800 | TRANSPORTATION BOX, FOR DELIVERING DIRTY INSTRUMENT, PROPYLENE PLASTIC MATERIAL, FREE LID LOCKABLE ATTACHED TO BOTH SIDES AND WELL SECURED, COLOR RED, WASHABLE UP TO 95 DEGREE, DURABLE, EXTERNAL SIZE 25-30 CM X 15-20 CM X 12-17 CM | STERILIZATION SUPPLIES (CSSD) CONSUMABLE
52 | 4110410504400 | BAG PLASTIC ZIP LOCK TRANSPARENT 12.5-15.5 X 22.5-23.5 CM / DISPOSABLE /.. | SUPPLEMENTARY GEN.SUPPLIES NURS,BURN
53 | 4110410504500 | BAG PLASTIC ZIP LOCK TRANSPARENT 15 CM X 10 CM DISPOSABLE.. | SUPPLEMENTARY GEN.SUPPLIES NURS,BURN
54 | 4110410504600 | BAG PLASTIC ZIP LOCK TRANSPARENT 22 CM X 15 CM DISPOSABLE.. | SUPPLEMENTARY GEN.SUPPLIES NURS,BURN
55 | 4110410504700 | BAG PLASTIC ZIP LOCK TRANSPARENT 25 CM X 28 CM DISPOSABLE.. | SUPPLEMENTARY GEN.SUPPLIES NURS,BURN
56 | 4110410504800 | CATHETER, UMBILICAL, DUAL LUMEN, PVC, RADIOPAQUE LINE, 4 FRENCH, 20 CM, DISPOSABLE, STERILE | SUPPLEMENTARY GEN.SUPPLIES NURS,BURN
57 | 4110410504900 | HOLDER UMBILICAL CATHETER FOR NEWBORN SMALL HYDROCOLLOID UNIQUE SHAPE FLAPS ACCOMMODATES TWO CATHETERS PHTHALATE / DEHP BPA FREE EXTREME PRETERM INDIVIDUALLY PACKED DISPOSABLE STERILE.. | SUPPLEMENTARY GEN.SUPPLIES NURS,BURN
58 | 4110410505000 | EXTRACTOR FOR MUCUS SPECIMEN TRAP PLASTIC TO COLLECT SPECIMENS USING ANY SUCTION PUMP OR DEVICE SIZE 80 CC WITH GRADUATIONS CLEARLY MARKED WITH REMOVABLE ADAPTER TO PREVENT CONTAMINATION FROM NON - STERILE SUCTION TUBE SCREW CAP THE PLASTIC CONTAINER CONNECTED WITH 5 INCH LONG HEAVY WALL TUBING ( NOT SUCTION CATHETER) PROVIDED WITH A TRANSPORT CAP INDIVIDUALLY PACKED DISPOSABLE STERILE.. | SUPPLEMENTARY GEN.SUPPLIES NURS,BURN
59 | 4110410505100 | BAG ICE PLASTIC 16 INCH X 5 INCH WITH OPEN NECK (TO FILL ICE AND CLOSE WITH TABS) RESEALABLE LEAK PROOF DISPOSABLE.. | SUPPLEMENTARY GEN.SUPPLIES NURS,BURN
60 | 4110410505300 | BAG SPECIMEN TRANSPARENT LAB BIOHAZARD ZIP LOCK DOCUMENT POUCH 25 CM X 25 CM ( +/- 1 CM ).. | SUPPLEMENTARY GEN.SUPPLIES NURS,BURN
61 | 4110410505400 | BAG PLASTIC ZIP LOCK TRANSPARENT 5 CM X 7 CM DISPOSABLE.. | SUPPLEMENTARY GEN.SUPPLIES NURS,BURN
62 | 4110410505500 | BAG PLASTIC ZIP LOCK TRANSPARENT 7 CM X 10 CM DISPOSABLE.. | SUPPLEMENTARY GEN.SUPPLIES NURS,BURN
63 | 4110410505600 | BAG POLYTHENE TRANSPORT SIZE 50X40 CM (+/- 5 CM).. | SUPPLEMENTARY GEN.SUPPLIES NURS,BURN
64 | 4110410505700 | BAG PLASTIC ZIP LOCK TRANSPARENT 20 CM X 20 CM DISPOSABLE.. | SUPPLEMENTARY GEN.SUPPLIES NURS,BURN
65 | 4110410505800 | BAG SPECIMEN TRANSPARENT LAB BIOHAZARD ZIP LOCK DOCUMENT POUCH 14 CM X 14 CM ( +/- 1 CM ).. | SUPPLEMENTARY GEN.SUPPLIES NURS,BURN
66 | 4110410508000 | BAG ULTRAVIOLET PROTECTION ZIP LOCK 10 X 10 CM (+/- 1 CM).. | SUPPLEMENTARY GEN.SUPPLIES NURS,BURN
67 | 4110411201600 | CUSTOMIZED EFFICIENCY UROLOGY ENDO PACK 1 CREPE PAPER 1 SURGICAL GOWN RENIFORCED L WITH HAND TOWEL 1 REINFORCED TABLE COVER 150 X 190 WRAPPING 1 SURGICAL GOWN RENIFORCED XL WITH HAND TOWEL 10 NON-WOVEN SWAB 10 X 10 CM 4P 1 GALLIPOT 120 ML 2 GALLIPOT 60 ML 1 TRAY 28 X 25 X 5 CM 1 SPONGE FORCEPS 1 MEDICATION LABEL 1 GUAZE BALL N# 5 XRD 1 SYRINGE 20 ML L/S 3 PARTS ECCENTRIC 1 T.U.R DRAPE 175/270 X 180 CM WITH POUCH 1 CYSTOSCOPY IRREGATION SYSTEM DOUBLE 1 PLASTIC BAG 25 X 46 CM ZIPLOCK TRANSP. 1 HAND TOWEL 18 X 25 CM 1 OP - TAPE 9 X 49 CM 1 CAMERA DRAPE STERILE... | SUPPLEMENTARY GENERAL CONSUMABLES
68 | 4110411500100 | FILTER NON-PYROGENIC FLUID PATH NYLON 1.2 MICRON FOR FAT EMULSION STERILE.. | SUPPLEMENTARY GEN.SUPPLIES NURS,BURN
69 | 4110411500200 | FILTER 0.2-0.22 MICRON EXTENSION TUBE LOW PROTEIN BINDING NEEDLE-FREE DISPOSABLE STERILE.. | SUPPLEMENTARY GEN.SUPPLIES NURS,BURN
70 | 4110411500600 | FILTER LEUCOCYTE 200 MICRONS DISPOSABLE.. | SUPPLEMENTARY GEN.SUPPLIES NURS,BURN
71 | 4110411600600 | SWAB AMIES TRANSPORT MEDIUM WITHOUT CHARCOAL LABELLED DOUBLE WRAPPED STERILE.. | SUPPLEMENTARY GEN.SUPPLIES NURS,BURN
72 | 4110411601400 | SWAB FOR CULTURE AEROBIC WITH BACTERIAL TRANSPORT MEDIUM STERILE.. | SUPPLEMENTARY GEN.SUPPLIES NURS,BURN
73 | 4110411601700 | SWAB FOR CULTURE TRANSPORT AMIES PLAIN BLUE CAP.. | SUPPLEMENTARY GEN.SUPPLIES NURS,BURN
74 | 4110411801700 | BEDPAN PANS PLASTIC MEASURING CONTAINER URINE/STOOL SIZE: 800-1000 ML.. | SUPPLEMENTARY GEN.SUPPLIES NURS,BURN
75 | 4110411803500 | SPECIMEN, COLLECTION, URINE, 24 HOUR, 2500-3000 ML | SUPPLEMENTARY GEN.SUPPLIES NURS,BURN
76 | 4110411803600 | CONTAINER SPECIMEN PLASTIC TRANSPARENT WITH SCREW CAP 120-150 ML STERILE.. | SUPPLEMENTARY GEN.SUPPLIES NURS,BURN
77 | 4110411803800 | GALLIPOTS 70 ML POLY WHITE PLASTIC CONTAINER USED FOR ALIQUOTES INDIVIDUALLY PACKED DISPOSABLE STERILE.. | SUPPLEMENTARY GEN.SUPPLIES NURS,BURN
78 | 4110412500100 | CONTAINER SAFE FOR BIOPSY WITH SEALED CAP PREFILLED WITH 10% FORMALIN PROTECTED BY A MEMBRANE BREAKS AUTOMATICALLY ONLY AFTER CLOSURE SUPPORTED BY SAFETY RING TO PREVENT ACCIDENTAL CLOSURE FORMALIN VOLUME 40-60 ML... | SUPPLEMENTARY GENERAL CONSUMABLES
79 | 4110412500200 | CONTAINER SAFE FOR BIOPSY WITH SEALED CAP PREFILLED WITH 10% FORMALIN PROTECTED BY A MEMBRANE BREAKS AUTOMATICALLY ONLY AFTER CLOSURE SUPPORTED BY SAFETY RING TO PREVENT ACCIDENTAL CLOSURE FORMALIN VOLUME 900-1200 ML.. | SUPPLEMENTARY GENERAL CONSUMABLES
80 | 4110412500300 | CONTAINER SAFE FOR BIOPSY WITH SEALED CAP PREFILLED WITH 10% FORMALIN PROTECTED BY A MEMBRANE BREAKS AUTOMATICALLY ONLY AFTER CLOSURE SUPPORTED BY SAFETY RING TO PREVENT ACCIDENTAL CLOSURE FORMALIN VOLUME 1800-2400 ML.. | SUPPLEMENTARY GENERAL CONSUMABLES
81 | 4110412500400 | CONTAINER SAFE FOR BIOPSY WITH SEALED CAP PREFILLED WITH 10% FORMALIN PROTECTED BY A MEMBRANE BREAKS AUTOMATICALLY ONLY AFTER CLOSURE SUPPORTED BY SAFETY RING TO PREVENT ACCIDENTAL CLOSURE FORMALIN VOLUME 250-500 ML.. | SUPPLEMENTARY GENERAL CONSUMABLES
82 | 4110412500500 | CONTAINER SAFE FOR BIOPSY WITH SEALED CAP PREFILLED WITH 10 ML FORMALIN 20% PROTECTED BY A MEMBRANE BREAKS AUTOMATICALLY ONLY AFTER CLOSURE SUPPORTED BY SAFETY RING TO PREVENT ACCIDENTAL CLOSURE SIZE: 20 ML (10 ML SALINE + 10 ML FORMALIN).. | SUPPLEMENTARY GENERAL CONSUMABLES
83 | 4110413800300 | STRAP RESTRAINT FOR LIMBS CUFF DIMENSIONS: 13 INCHES LENGTH X 3 INCHES WIDTH CUFF THICKNESS: 3/8 INCH STRAP LENGTH: 53 INCHES MATERIAL: FOAM WRIST CLOSURE: D-RING WRIST SIZES: 4 TO 12 INCHES IN CIRCUMFERENCE.. | SUPPLEMENTARY GEN.SUPPLIES NURS,BURN
84 | 4110420100000 | DISINFECTANT TABLET, 0.5G CHLORINE NADCC, NOT LESS THAN 100 TABLET, THE INSTRUCTION SHOULD BE LABELLED, NOTE: MSDS SHOULD BE PROVIDED IN SOFT COPY... | DISINFECTANTS SUPPLIES
85 | 4110420100100 | DISINFECTANT TABLET, 2.5G CHLORINE NADCC, NOT MORE THAN 100 TABLET, THE INSTRUCTION SHOULD BE LABELLED, NOTE: MSDS SHOULD BE PROVIDED IN SOFT COPY.... | DISINFECTANTS SUPPLIES
86 | 4110420100200 | DISINFECTANT TABLET, 1.7G CHLORINE NADCC, NOT MORE THAN 100 TABLET, THE INSTRUCTION SHOULD BE LABELLED, NOTE: MSDS SHOULD BE PROVIDED IN SOFT COPY... | DISINFECTANTS SUPPLIES
87 | 4110420703200 | WATER ANALYSIS SAMPLING KIT WITH CONNECTOR FEMALE FIT TO LOOP VALVE STERILE DISPOSABLE | RENAL DIALYSIS SUPPLEMENTARY
88 | 4110510400300 | SYRINGE 10 ML LUER LOCK TIP AND FIXED GRADUATION WITHOUT NEEDLE COMPATIBLE WITH HOSPITAL MACHINE PUMP DISPOSABLE STERILE. | SUPPLEMENTARY GEN.SUPPLIES NURS,BURN
89 | 4110510400400 | SYRINGE 20-30 ML LUER LOCK TIP AND FIXED GRADUATION WITHOUT NEEDLE COMPATIBLE WITH HOSPITAL MACHINE PUMP DISPOSABLE STERILE. | SUPPLEMENTARY GEN.SUPPLIES NURS,BURN
90 | 4110510400500 | SYRINGE 3 ML LUER LOCK TIP AND FIXED GRADUATION WITHOUT NEEDLE COMPATIBLE WITH HOSPITAL MACHINE PUMP DISPOSABLE STERILE. | SUPPLEMENTARY GEN.SUPPLIES NURS,BURN
91 | 4110510400600 | SYRINGE 5 ML LUER LOCK TIP AND FIXED GRADUATION WITHOUT NEEDLE COMPATIBLE WITH HOSPITAL MACHINE PUMP DISPOSABLE STERILE. | SUPPLEMENTARY GEN.SUPPLIES NURS,BURN
92 | 4110510400700 | SYRINGE 50-60 ML LUER LOCK TIP AND FIXED GRADUATION WITHOUT NEEDLE COMPATIBLE WITH HOSPITAL MACHINE PUMP DISPOSABLE STERILE. | SUPPLEMENTARY GEN.SUPPLIES NURS,BURN
93 | 4110531100000 | SET, PHARMACY PUMP TUBE, WITH SILICONE SECTION, VENTED SPIKE INLET, LUER LOCK OUTLET, LUER SYRINGES, PVC, NOT LESS THAN 125 INCH, COMPATIBLE WITH HOSPITAL MACHINE, DISPOSABLE, STERILE | GENERAL MEDICAL CONSUMABLES
94 | 4110620200200 | UREA BREATH TEST DOUBLE BREATH BAG ASSORTED TYPE AND SIZES | ENDOSCOPY CONSUMABLES SUPPLIES
95 | 4110623101500 | CASSETTE FOR RAPID INFUSER WITH 3-SPIKE DISPOSABLE SET, MEDICAL GRADE STAINLESS STEEL RINGS WITHIN THE STERILE FLUID PATH, HEAT EXCHANGER, PATIENT LINE WITH INJECTION PORT120 ML RESERVOIR WITH 250-MICRON COARSE BLOOD FILTER, ALUMINUM-FREE, COMPATIBLE WITH BELMONT OR EQUIVALENT | ANESTHESIA AND RESPIRATORY SUPPLEMENTARY
96 | 4111171300500 | MAGNIFIER, HAND-HELD, ILLUMINATED, FEATURE BRIGHT LED ILLUMINATION | OPHTHALMOLOGY SUPPLIES
97 | 4111171300600 | MAGNIFIER, HIGH-PERFORMANCE, ILLUMINATED STAND, PROVIDES 3X (12D) MAGNIFICATION | OPHTHALMOLOGY SUPPLIES
98 | 4111171500100 | TELESCOPE, FORWARD OBLIQUE 30 DEGREE, ENLARGE VIEW, DIAMETER 4 MM, LENGTH 18 CM, AUTOCLAVABLE, WITH CONNECTION FOR THE FIBER OPTIC LIGHT CABLE ON THE UPPER SIDE OF THE SCOPE | EAR, NOSE & THROAT SUPPLIES (ENT)
99 | 4111171500200 | TELESCOPE FORWARD-OBLIQUE 30 DEGREE ENLARGED VIEW DIAMETER= 5MM LENGTH= 29CM AUTOCLAVABLE FIBEROPTIC LIGHT TRANSMISSION INCORPORATED REUSABLE | SURGICAL INSTRUMENT TENDER
100 | 4111171500400 | BRIDGE, TELESCOPE BRIDGE, DIFFERENT SIZES | EAR, NOSE & THROAT SUPPLIES (ENT)
101 | 4111171500800 | TELESCOPE, FORWARD OBLIQUE 45 DEGREE, ENLARGE VIEW, DIAMETER 4 MM, LENGTH 18 CM, AUTOCLAVABLE, WITH CONNECTION FOR THE FIBER OPTIC LIGHT CABLE ON THE UPPER SIDE OF THE SCOPE | EAR, NOSE & THROAT SUPPLIES (ENT)
102 | 4111171501000 | TELESCOPE, LATERAL 70 DEGREE, ENLARGE VIEW, DIAMETER 4 MM, LENGTH 18 CM, AUTOCLAVABLE, WITH CONNECTION FOR THE FIBER OPTIC LIGHT CABLE ON THE UPPER SIDE OF THE SCOPE | EAR, NOSE & THROAT SUPPLIES (ENT)
103 | 4111171501600 | TELESCOPE BRIDGE FOR FIXED POSITION BETWEEN HOPKINS TELESCOPE (OR EQUIVALENT), REUSABLE | SURGICAL INSTRUMENT TENDER
104 | 4111171501700 | TELESCOPE BRIDGE FOR FIXED POSITION BETWEEN BRONCHOSCOPE AND TELESCOPE, REUSABLE | SURGICAL INSTRUMENT TENDER
105 | 4111171501800 | DEFLECTING DEVICE WITH TELESCOPE GUIDING TUBE FROM PROXIMAL TO DISTAL END (OR EQUIVALENT) REUSABLE | SURGICAL INSTRUMENT TENDER
106 | 4111173600000 | DRAPE SURGICAL MICROSCOPE 137 X 381 CM FOR LEICA OR EQUIVALENT STERILE.. | SUPPLEMENTARY GENERAL CONSUMABLES
107 | 4111173600100 | KIT, HANDLE 6 PIECES AND KNOB COVER 12 PIECES, SILICONE, FOR MICROSCOPE ZEISS LUMERA 700, REUSABLE | OPHTHALMOLOGY SUPPLIES SUPPLEMENTARY
108 | 4111173600200 | SET, FOCUS KNOB COVER 5 PIECES AND CAPS HANDLE 2 PIECES, FOR LUXOR MICROSCOPE, REUSABLE | OPHTHALMOLOGY SUPPLIES
109 | 4111173600300 | DRAPE, MICROSCOPE FOR ENT, ASSORTED SIZES, STERILE, COMPATIBLE WITH END USER EQUIPMENT | EAR, NOSE & THROAT SUPPLIES (ENT)
110 | 4111192400600 | OXYGEN (O2) SENSOR COMPATIBLE WITH MX 300 AND MX 300-I OR EQUIVALENT, REUSABLE. | RESPIRATORY AND ANESTHESIA TENDER
111 | 4111192400700 | OXYGEN (O2) SENSOR OXYTRACE VE, COMPATIBLE WITH SAVINA VENTILATOR OR EQUIVALENT | RESPIRATORY AND ANESTHESIA TENDER
112 | 4111192400800 | OXYGEN (O2) SENSOR OXYTRACE INCU, COMPATIBLE WITH DRAGER CALEO INCUBATOR OR EQUIVALENT | RESPIRATORY AND ANESTHESIA TENDER
113 | 4111192400900 | OXYGEN (O2) SENSOR OXYCELL, COMPATIBLE WITH DRAGER BABYLEO TN500 INCUBATOR OR EQUIVALENT | RESPIRATORY AND ANESTHESIA TENDER
114 | 4111193100400 | FLOW SENSOR, REUSABLE, COMPATIBLE WITH GE VENTILATOR, CARESCAPE R860 AND ENGSTROM MODELS OR EQUIVALENT | RESPIRATORY AND ANESTHESIA TENDER
115 | 4111193100500 | FLOW SENSOR, DISPOSABLE, COMPATIBLE WITH NEWPORT VENTILATOR, HT70 PLUS MODELS OR EQUIVALENT | RESPIRATORY AND ANESTHESIA TENDER
116 | 4111193100600 | FLOW SENSOR, DISPOSABLE, COMPATIBLE WITH GE VENTILATOR, CARESCAPE R860 AND ENGSTROM MODELS OR EQUIVALENT | RESPIRATORY AND ANESTHESIA TENDER
117 | 4111193100700 | FLOW SENSOR WITH HOUSING, NEONATAL SIZE, STRAIGHT DESIGN, DISPOSABLE, COMPATIBLE WITH ACUTRONIC MODEL FABIAN OR EQUIVALENT | RESPIRATORY AND ANESTHESIA TENDER
118 | 4111193100800 | FLOW SENSOR HOUSING, STRAIGHT DESIGN, REUSABLE, COMPATIBLE WITH DRAGER VENTILATOR MODEL VN500 OR EQUIVALENT | RESPIRATORY AND ANESTHESIA TENDER
119 | 4111193100900 | FLOW SENSOR COMPATIBLE WITH HAMILTON VENTILATOR OR EQUIVALENT, SIZE ADULT AND PEDIATRIC, NOT LESS THAN 3.3 M LENGTH, DISPOSABLE | RESPIRATORY AND ANESTHESIA TENDER
120 | 4111197000100 | PROBE FOR TEMPERATURE FOR ADULT SKIN COMPATIBLE WITH DRAGER DISPOSABLE.. | SUPPLEMENTARY GEN.SUPPLIES NURS,BURN
121 | 4111197900000 | PRINTING PAPER ROLL THERMAL SIZE 110 MM COMPATIBLE WITH SECTORS MACHINE. | STERILIZATION SUPPLIES (CSSD) CONSUMABLE
122 | 4111211000000 | PRESSURE TRANSDUCER HOLDER FOR INVASIVE MONITORING, CAN BE USED WITH IV STAND (CAN FIT NOT LESS THAN 4 LINES), FITTING WITH TRANSDUCER | RESPIRATORY AND ANESTHESIA TENDER
123 | 4111220600400 | ELECTRODES, CUP, FOR EEG, DISPOSABLE, ASSORTED LENGTH | NEUROSCIENCES CONSUMABLES SUPPLEMENTARY
124 | 4111220600800 | EVACUATOR ELECTROSURGERY SMOKE EVACUATION ATTACHMENT ACCEPTS MOST ENERGY BASED DEVICES HAND SWITCHING PENCILS.. | SUPPLEMENTARY GENERAL CONSUMABLES
125 | 4111250100100 | FLOW METER, OXYGEN MEDICAL GAS, LOW FLOW RANGE FROM 0.25-3 LPM, WITH REMOVABLE NIPPLE, COLOR CODED WITH GREEN OR WHITE, LABELED WITH OXYGEN OR O2. BRITISH STANDARD. | RESPIRATORY AND ANESTHESIA TENDER
126 | 4111250100200 | FLOW METER, DUAL OUTPUT, OXYGEN MEDICAL GAS, REGULAR FLOW RANGE FROM 1-15 LPM, REMOVABLE NIPPLE, COLOR CODED WITH GREEN OR WHITE, LABELED WITH OXYGEN OR O2, BRITISH STANDARD. | RESPIRATORY AND ANESTHESIA TENDER
127 | 4111280000100 | TRANSPORTATION BOX, FOR DELIVERING DIRTY INSTRUMENT, PROPYLENE PLASTIC MATERIAL, FREE LID LOCKABLE ATTACHED TO BOTH SIDES AND WELL SECURED, COLOR RED, WASHABLE UPTO 95 DEGREE, DURABLE, EXTERNAL SIZE 64-70CM X 37-45CM X15-18CM | STERILIZATION SUPPLIES (CSSD) CONSUMABLE
128 | 4111280000200 | TRANSPORTATION RIGID PLASTIC TRAY PERFORATED WITH RIDGED BOTTOM TO BE USED WITH WRAPPED INSTRUMENTS SETS SIZE 70 X 45 CM. | STERILIZATION SUPPLIES (CSSD) CONSUMABLE
129 | 4111303300000 | ASSESSMENT TOOLS, VOLUMETERS - DIMENSIONS 7 W X 8 D X 30 IN H (18 X 20 X 76 CM) OPTION BASELINE ARM LATEX FREE MADE OF LUCITE WITH LEAK-PROOF JOINTS EASY-TO-READ CYLINDERS | REHABILITATION,PHYSIOTHERAPY SUPPLIES
130 | 4111510200000 | ASSESSMENT TOOLS, GONIOMETER, TRANSPARENT, PLASTIC, ASSORTED SIZES | REHABILITATION,PHYSIOTHERAPY SUPPLIES
131 | 4111551100100 | WAX, EAR COUPLER SEALING PUTTY FOR TESTING CUSTOM HEARING AIDS | EAR, NOSE & THROAT SUPPLIES (ENT)
132 | 4111571500400 | SET, ORO-TRACHEAL INJECTOR INSTRUMENT, INCLUDING STRAIGHT AND CURVED CANNULA AND SYRINGE HANDLE | EAR, NOSE & THROAT SUPPLIES (ENT)
133 | 4111580610000 | PRINTING PAPER ROLL THERMAL SIZE 57 MM COMPATIBLE WITH SECTORS MACHINE. | STERILIZATION SUPPLIES (CSSD) CONSUMABLE
134 | 4111580616100 | PRINTING PAPER ROLL, REGULAR SIZE 57 MM COMPATIBLE WITH SECTORS MACHINE | STERILIZATION SUPPLIES (CSSD) CONSUMABLE
135 | 4111582700200 | BALLOON, ADJUSTABLE INTRAGASTRIC, FLUID FILLED, (≥6 MONTHS DURABILITY) | ENDOSCOPY CONSUMABLES SUPPLIES
136 | 4111585700000 | PLASMA BLADE ( NASAL ORAL LARYNGEAL ) ASSORTED TYPES AND SIZES (COMPLETE SYSTEM WITH ALL NECESSARY EQUIPMENT FREE OF CHARGE WITH EVERY 100 PIECES) | EAR, NOSE & THROAT SUPPLIES (ENT)
137 | 4111600469300 | CLEAR PROTECTIVE EYE GLASSES | DENTAL GENERAL SUPPLIES
138 | 4111600470700 | NICKEL TITANIUM ROTARY FILE REVERSE HELIX SEMI - ACTIVE AND MODIFIED GUIDING TIP OFFSET PARALLELOGRAM - SHAPED CROSS - SECTION VARIABLE TAPER NEW SUPERMETAL TECHNOLOGY (GOLD - WIRE) UNIQUE UNEQUAL BIDIRECTIONAL RECIPROCATION MOVEMENT. PRIMARY (RED 25/07) LENGTH 31 MM. 6/PACK ONE EACH (EA)=ONE (1) PACK | DENTAL GENERAL SUPPLIES
139 | 4111600470800 | NICKEL TITANIUM ROTARY FILE REVERSE HELIX SEMI - ACTIVE AND MODIFIED GUIDING TIP OFFSET PARALLELOGRAM - SHAPED CROSS - SECTION VARIABLE TAPER NEW SUPERMETAL TECHNOLOGY (GOLD - WIRE) UNIQUE UNEQUAL BIDIRECTIONAL RECIPROCATION MOVEMENT. SMALL (YELLOW 20/07) LENGTH 31 MM. 6/PACK ONE EACH (EA)=ONE (1) PACK | DENTAL GENERAL SUPPLIES
140 | 4111600470900 | NICKEL TITANIUM ROTARY FILE REVERSE HELIX SEMI - ACTIVE AND MODIFIED GUIDING TIP OFFSET PARALLELOGRAM - SHAPED CROSS - SECTION VARIABLE TAPER NEW SUPERMETAL TECHNOLOGY (GOLD - WIRE) UNIQUE UNEQUAL BIDIRECTIONAL RECIPROCATION MOVEMENT. SMALL (YELLOW 20/07) LENGTH 25 MM. 6/PACK ONE EACH (EA)=ONE (1) PACK | DENTAL GENERAL SUPPLIES
141 | 4111600472300 | BLADE SKIN GRAFT HUMPY KNIFE SIZE 155-160 MM WITH 3 HOLES DISPOSABLE STERILE (SKIN GRAFT HANDLE -REUSABLE- FREE OF CHARGE WITH EACH 100 BLADE).... | SUPPLEMENTARY GENERAL CONSUMABLES
142 | 4111600476700 | CASSETTE HYDROGEN PEROXIDE STERILANT FOR STERRAD 100 NX STERILIZER PLASMA WITH AN EXTERNAL LEAK MONITOR FOR 5 CYCLES.. | STERILIZATION SUPPLIES (CSSD) CONSUMABLE
143 | 4111600716700 | POWDER / TABLET FOR UREA BREATH TEST ANALYZER (13C NON-RADIOACTIVE ISOTOPE). | ENDOSCOPY CONSUMABLES SUPPLIES
144 | 4111601600400 | CLEANING SOLUTION, ALL IN ONE, PROTEIN REMOVER, WITH HYDRAGLYDE, NOT LESS THAN 200 ML, STERILE | OPHTHALMOLOGY SUPPLIES
145 | 4111610501300 | ALCOHOL ETHYL 99.5%, CHROMATOGRAPHY HPLC, IN DARK CONTAINER 1 LITER, NOTE: MSDS SHOULD BE PROVIDED IN SOFT COPY.... | DISINFECTANTS SUPPLIES
146 | 4111610501400 | ALCOHOL ISOPROPYL 99.9%, 2.5 UP TO 5 LITER DRUM, HAZARDOUS MATERIAL, SAFETY DATA SHEET IS REQUIRED ON DELIVERY OF PRODUCT IN SOFT COPY, NOTE: MSDS SHOULD BE PROVIDED IN SOFT COPY... | DISINFECTANTS SUPPLIES
147 | 4111611600000 | CHEMICAL REAGENTS TABLETS DESIGNED FOR QUANTITATIVE ANALYSIS OF TOTAL CHLORINE IN WATER BASED ON THE NN-DIETHYL-P-PHENYLENEDIAMINE (DPD) RAPID-DISSOLVING FORMULATION THAT ENSURES INSTANTANEOUS REACTION AND COMPLETE SAMPLE HOMOGENEITY WITHOUT LEAVING RESIDUES THAT INTERFERE WITH PHOTOMETRIC ACCURACY BORIC ACID-FREE PROVIDING RELIABLE RESULTS ACROSS A WIDE MEASUREMENT RANGE STARTING FROM 0.01 MG/L. THE TABLETS : MSDS SHOULD BE PROVIDED IN SOFT COPY. | RENAL DIALYSIS SUPPLEMENTARY
148 | 4111612004800 | TISSUE HELIX 165CM LENGTH 2.8 OD FOR OVERSTITCH SYSTEM 6/BOX. | ENDOSCOPY CONSUMABLES SUPPLIES
149 | 4111612642500 | TEST FETAL MEMBRANES RUPTURE ELISA BASED OR ANY OTHER EQUIVALENT TO TEST FOR AMNIOTIC FLUID SPECIFIC PROTEINS PAMG - 1 OR IGFBP - 1 AND AFP KI T CONTAIN : TEST STRIP POLYESTERILE VAG SWAB PLASTIC VIAL WITH WATER SOLVENT POSITIVE AND NEGATIVE CONTROLS STERILE.... | SUPPLEMENTARY GEN.SUPPLIES NURS,BURN
150 | 4111613006600 | MINISCREW-ASSISTED RAPID PALATAL EXPANSION KIT, FOR MAXILLARY SKELETAL EXPANSION IN ADOLESCENTS AND ADULTS, INCLUDING EXPANSION SCREW AND ADJUSTABLE CONNECTING ARMS, COMPATIBLE WITH FOUR ORTHODONTIC TEMPORARY ANCHORAGE DEVICES (TADS), SUPPLIED WITH ACTIVATION KEY AND ALL NECESSARY ACCESSORIES | DENTAL GENERAL SUPPLIES
151 | 4111613457400 | SENSITIVITY SOLUTION FOR N95 RESPIRATOR MASK TESTING FT-31 USES A TEST SOLUTION OF DENATONIUM BENZOATE TO PRODUCE A VERY BITTER TASTE ,BOTTLE 55ML... | DISINFECTANTS SUPPLIES
152 | 4111616431100 | RAPID UREASE TEST FOR HELICOBACTER PYLORI. | ENDOSCOPY CONSUMABLES SUPPLIES
153 | 4111620000800 | APPLICATOR, CHLORHEXIDINE, CLEAR GLUCONATE, WITH CHLORHEXIDINE GLUCONATE 0.5 % WITH AND 70 % V/V ISOPROPYL ALCOHOL, LATEX FREE, DEHP FREE, SIZE: 3 ML, FOR PATIENTS PRE-OPERATIVE SKIN PREPARATION, INDIVIDUALLY PACKED, DISPOSABLE, STERILE.. | DISINFECTANTS SUPPLIES
154 | 4111620000900 | APPLICATOR, CHLORHEXIDINE, CLEAR GLUCONATE, WITH CHLORHEXIDINE GLUCONATE 1% WITH AND 70 % V/V ISOPROPYL ALCOHOL, LATEX FREE, DEHP FREE, SIZE: 3 ML, FOR PATIENTS PRE-OPERATIVE SKIN PREPARATION, INDIVIDUALLY PACKED, DISPOSABLE, STERILE... | DISINFECTANTS SUPPLIES
155 | 4111620001300 | BRA THERAPORT POST-SURGICAL BRA ADJUSTABLE STRAP SIZE MEDIUM.. | SUPPLEMENTARY GEN.SUPPLIES NURS,BURN
156 | 4111620001400 | WOUND SOLUTION HYPOTONIC WOUND SOLUTION NAOCL SODIUM HYPOCHLORITE AND HOCL HYPOCHLOROUS ACID NEUTRAL NON CYTO-TOXIC PH 7.4 ATOMIZER PACK 250 ML (WOUND AND OSTOMY CARE).. | SUPPLEMENTARY GEN.SUPPLIES NURS,BURN
157 | 4111620001500 | WOUND SOLUTION HYPOTONIC WOUND SOLUTION NAOCL SODIUM HYPOCHLORITE AND HOCL HYPOCHLOROUS ACID NEUTRAL NON CYTO-TOXIC PH 7.4 ATOMIZER PACK 500 ML (WOUND AND OSTOMY CARE).. | SUPPLEMENTARY GEN.SUPPLIES NURS,BURN
158 | 4111620001600 | BEAKER MEASURING PLASTIC LATEX FREE TRANSPARENT GRADUATED 300-350 ML DISPOSABLE.. | SUPPLEMENTARY GEN.SUPPLIES NURS,BURN
159 | 4111620001700 | CTG FETAL MONITORING BELT ABDOMINAL BUTTON HOLES COLOR CODED MADE FROM A SOFT BELT MATERIAL 1-1.5 M.. | SUPPLEMENTARY GEN.SUPPLIES NURS,BURN
160 | 4111620002200 | FACE MASK 3-LAYERS BLACK WITH EAR LOOP.. | SUPPLEMENTARY GEN.SUPPLIES NURS,BURN
161 | 4111620002300 | EXTENSION GASTROSTOMY BOLUS FEEDING EXTENSION SET WITH CATH TIP SECURE-LOC STRAIGHT CONNECTOR AND CLAMP 12 INCH DISPOSABLE STERILE | SUPPLEMENTARY GEN.SUPPLIES NURS,BURN
162 | 4111620002500 | I.V. PUMP BLOOD SET Y-TUBING 170-210 MICRON FILTER NON PVC LATEX FREE NEEDLE FREE NON DEHP SPLIT SEPTUM PORTS NO PORTS BELOW FILTER COMPATABLE WITH HOSPITAL MACHINE STERILE. DISPOSABLE.. | SUPPLEMENTARY GEN.SUPPLIES NURS,BURN
163 | 4111620003100 | STAPLER FOR CIRCUMCISION AND SUTURING FOR MALES. HIGH QUALITY BIOCOMPATIBILITY MATERIAL WITH HOST SHELL NAIL-CABIN PROTECTIVE CAP THE END CUTTING BODY CIRCULAR BLADE NAIL-CABIN SUTURING NAIL CONCAVE SEAT ADJUSTING KNOB FLEXIBLE HANDGRIP SAFETY PIN. SUTURING NAIL WITH 316L STAINLESS STEEL. DEVICE MUST SIMULTANEOUSLY COMPLETE CIRCUMCISION CUTTING AND SUTURING IN THE SAME TIME. NO STITCHES REQUIRED.SIMPLE TO OPERATE SAFE PAINLESS AND EFFICIENT. THE STAPLER WILL FALL DOWN AFTER 5-7 DAYS WITHOUT INTERVENTION. BOTH PENIS AND FORESKIN FRENUM ARE COMPLETELY PROTECTED BY NAIL BASE SIZE 12-13 DISPOSABLE STERILE.. | SUPPLEMENTARY GENERAL CONSUMABLES
164 | 4111620003200 | STAPLER FOR CIRCUMCISION AND SUTURING FOR MALES. HIGH QUALITY BIOCOMPATIBILITY MATERIAL WITH HOST SHELL NAIL-CABIN PROTECTIVE CAP THE END CUTTING BODY CIRCULAR BLADE NAIL-CABIN SUTURING NAIL CONCAVE SEAT ADJUSTING KNOB FLEXIBLE HANDGRIP SAFETY PIN. SUTURING NAIL WITH 316L STAINLESS STEEL. DEVICE MUST SIMULTANEOUSLY COMPLETE CIRCUMCISION CUTTING AND SUTURING IN THE SAME TIME. NO STITCHES REQUIRED.SIMPLE TO OPERATE SAFE PAINLESS AND EFFICIENT. THE STAPLER WILL FALL DOWN AFTER 5-7 DAYS WITHOUT INTERVENTION. BOTH PENIS AND FORESKIN FRENUM ARE COMPLETELY PROTECTED BY NAIL BASE SIZE 14-15 DISPOSABLE STERILE.. | SUPPLEMENTARY GENERAL CONSUMABLES
165 | 4111620003300 | CUTTER TABLET/PILL CUTTER WITH DISPENSER STAINLESS STEEL BLADE / TRAVEL SIZED.... | SUPPLEMENTARY GEN.SUPPLIES NURS,BURN
166 | 4111620003600 | GEL SPRAY HYPOTONIC WOUND GEL SPRAY NAOCL SODIUM HYPOCHLORITE AND HOCL HYPOCHLOROUS ACID WITH SILICA NEUTRAL PH 7.4 PACK 100 -150 GM (WOUND AND OSTOMY CARE).. | SUPPLEMENTARY GEN.SUPPLIES NURS,BURN
167 | 4111620003700 | WOUND HYPOTONIC GEL SPRAY NAOCL SODIUM HYPOCHLORITE AND HOCL HYPOCHLOROUS ACID WITH SILICA NEUTRAL PH 7.4 PACK 250 GM (WOUND AND OST = OMY CARE).. | SUPPLEMENTARY GEN.SUPPLIES NURS,BURN
168 | 4111620003800 | WOUND GEL NAOCL SODIUM HYPOCHLORITE AND HOCL HYPOCHLOROUS ACID NEUTRAL PH 7.4 WITH ROTATING CAP LOCK 50 G (WOUND AND OSTOMY CARE).. | SUPPLEMENTARY GEN.SUPPLIES NURS,BURN
169 | 4111620003900 | WOUND GEL CONTAINS OCTENIDINE DIHYDROCHLORIDE HCL 0.1% FOR COVERING MOISTENING AND CLEANSING OF ENCRUSTED CONTAMINATED AND CHRONIC WOUNDS AS WELL AS BURN WOUNDS 20ML NON STERILE (WOUND AND OSTOMY CARE).. | SUPPLEMENTARY GEN.SUPPLIES NURS,BURN
170 | 4111620004000 | NEEDLE BUTTERFLY SIZE 25G X 3/4 INCH WITH TUBE 6-8 INCH RETRACTABLE NEEDLE DISPOSABLE STERILE.. | SUPPLEMENTARY GEN.SUPPLIES NURS,BURN
171 | 4111620004100 | NEEDLE BUTTERFLY SIZE 25G X 3/4 INCH WITH TUBE 10-14 INCH RETRACTABLE NEEDLE DISPOSABLE STERILE.. | SUPPLEMENTARY GEN.SUPPLIES NURS,BURN
172 | 4111620004200 | FOLEY CATHETER TRAY CONSISTENT OF: FOLEY CATHETER 2-WAYS PURE SILICON CH 18 30-50 CM LONG WITH TWO LATERAL EYES BALLOON SIZE: 5-15 ML WITH VALVE SUITABLE TO BE USED WITH SYRINGE LUER LOCK URINE DRAINAGE BAG 2000 ML CAPACITY WITH DOUBLE PLASTIC HANGER AND ABOUT ON E METER LONG TUBE (CLEAR AND FIXED NUMERICAL GRADUATION WITH ANTI-REFLUX VALVE) PACKET POVIDONE-IODINE SWABSTICKS 2 DRY SWABS 10CC SYRINGE (PRE-FILLED WITH STERILE WATER) LATEX-FREE AND POWDER-FREE GLOVES REGULAR SIZE LUBE JELLY SECUREMENT DEVICE UNDERPAD STERILE.. | SUPPLEMENTARY GEN.SUPPLIES NURS,BURN
173 | 4111620004500 | DRESSING NON ADHERENT CONTACT LAYER SOFT SILICONE SIZE 10 X 18 CM (+/- 2 CM) STERILE (WOUND AND OSTOMY CARE).. | SUPPLEMENTARY GEN.SUPPLIES NURS,BURN
174 | 4111620004700 | SUTURE POLYDIOXANONE ANTIBACTERIAL (COATED TRICLOSAN) MONOFILAMENT ABSORBABLE SIZE 2/0 21-22 MM 1/2 CIRCLE ROUND BODY NEEDLE 70-75 CM VIOLET STERILE.. | SUPPLEMENTARY GEN.CONS SURG SUT,LAP,ROB
175 | 4111620004800 | SUTURE POLYBUTESTER UNIDIRECTIONAL DUAL ANGLE CUT LOOP LOCK MONOFILAMENT NON-ABSORBABLE SIZE 0 27-28 MM 1/2 CIRCLE TAPER POINT NEEDLE 45-50 CM BLUE STERILE.. | SUPPLEMENTARY GEN.CONS SURG SUT,LAP,ROB
176 | 4111620500800 | SHOWER BATH KIT, PRE OPERATIVE, CONTAINS: BOTTLE CHLORHEXIDINE GLUCONATE 4% 100ML, 2PES SURGICAL DRY SPONGES, NOTE: MSDS SHOULD BE PROVIDED IN SOFT COPY... | DISINFECTANTS SUPPLIES
177 | 4111620501100 | KIT, SPILL, CHEMO SAFETY, FOR CYTOTOXICS DRUGS CONTAINS: 2 PAIR OF CHEMO GLOVES, 1 CHEMO GOWN, SAFETY GOGGLES, 1 FACE MASK, CHEMO WASTE BAG, 1 PAIR OF SHOE COVER (WATER RESISTANT), CHEMO ABSORBENT PADS, 1 SCOOP WITH DETACHABLE SCRAPER, 1 CHEMO SPILL WARNING SIGN, TIE WRAP, FOR SINGLE TIME USE.... | DISINFECTANTS SUPPLIES
178 | 4111620501300 | KIT TEST GASTRIC PH.. | SUPPLEMENTARY GEN.SUPPLIES NURS,BURN
179 | 4111620501400 | KIT RAPID TEST PREGNANCY ANALYSIS.. | SUPPLEMENTARY GEN.SUPPLIES NURS,BURN
180 | 4111640100100 | DENTAL LABORATORY HAMMER.. | SUPPLEMENTARY DENTAL SUPPLIES
181 | 4112170900200 | TUBE PLASTIC, MICRO CAPILLARY FOR BLOOD GAS, WITH HEPARINIZED 50-70 IU/ML, 0.1 ML, WITH CAP FOR BOTH END. | ANESTHESIA AND RESPIRATORY SUPPLEMENTARY
182 | 4112180600600 | BOTTLE DROPPING POLYETHYLENE 15ML STERILE..... | SUPPLEMENTARY GEN.SUPPLIES NURS,BURN
183 | 4112181302100 | VENOUS CDI CUVETTE ASSORTED SIZES ACCORDING TO HOSPITAL REQUEST COMPATIBLE WITH HOSPITAL MACHINE, DISPOSABLE, STERILE | CARDIOVASCULAR SURGERY CONSUMABLES
184 | 4112181800800 | BOTTLE PLASTIC WHITE NON-TRANSPARENT 50 ML WITH SCREW COVER DISPOSABLE. | SUPPLEMENTARY GEN.SUPPLIES NURS,BURN
185 | 4112181800900 | BOTTLE PLASTIC WHITE NON-TRANSPARENT 150 ML WITH SCREW COVER DISPOSABLE. | SUPPLEMENTARY GEN.SUPPLIES NURS,BURN
186 | 4112181801000 | BOTTLE PLASTIC WHITE NON-TRANSPARENT 250 ML WITH SCREW COVER DISPOSABLE. | SUPPLEMENTARY GEN.SUPPLIES NURS,BURN
187 | 4112181801100 | BOTTLE PLASTIC WHITE NON-TRANSPARENT 300 ML WITH SCREW COVER DISPOSABLE. | SUPPLEMENTARY GEN.SUPPLIES NURS,BURN
188 | 4112181801200 | BOTTLE PLASTIC WHITE NON-TRANSPARENT 1000 ML WITH SCREW COVER DISPOSABLE.. | SUPPLEMENTARY GEN.SUPPLIES NURS,BURN
189 | 4112181802600 | BOTTLE MEDICINE GLASS AMBER OVAL W/ SCREW CAP 50 ML.. | SUPPLEMENTARY GEN.SUPPLIES NURS,BURN
190 | 4112181900000 | BOTTLE / JAR PLASTIC WHITE NON-TRANSPARENT 50 GM WITH SCREW COVER FOR OINTMENT PACKING: 50 PIECES / PACK DISPOSABLE.. | SUPPLEMENTARY GEN.SUPPLIES NURS,BURN
191 | 4112181900100 | BOTTLE AMBER GLASS W/DROPPER 25/30 ML. | SUPPLEMENTARY GEN.SUPPLIES NURS,BURN
192 | 4112181900300 | BOTTLE DROPPING POLYETHYLENE 3ML STERILE.. | SUPPLEMENTARY GEN.SUPPLIES NURS,BURN
193 | 4112181900400 | BOTTLE DROPPING POLYETHYLENE 30ML STERILE... | SUPPLEMENTARY GEN.SUPPLIES NURS,BURN
194 | 4112181900500 | BOTTLE GLASS WITH DROPPER AMBER 10ML STERILE.... | SUPPLEMENTARY GEN.SUPPLIES NURS,BURN
195 | 4112270200000 | LABEL WATER RESISTANCE WHITE WIDTH 50 MM HEIGHT 25 MM 5000 LABLE/ROLL GLOSS POLYESTER OR POLYVINYL CHLORIDE... | SUPPLEMENTARY GEN.SUPPLIES NURS,BURN
196 | 4112310100100 | BLOOD LINE TUBING SET, COMPATIBLE WITH GAMBRO AK96 OR EQUIVALENT, SET CONSISTS OF ARTERIAL LINE AND VENOUS LINE, MADE OF MEDICAL GRADE BIOCOMPATIBILITY PVC, ANTI-KINKING DESIGN, DOES NOT ALLOW CONTACT BETWEEN BLOOD AND COLORED COMPONENTS, HAS EXTRACORPOREAL BLOOD VOLUME OF: ARTERIAL LINE 59 CC, VENOUS LINE 71 CC, PUMP SEGMENT OF 7.9 MM DIAMETER, MADE OF VERY SOFT PVC, PUMP SEGMENT SHOULD HAVE PAIR OF ROLLERS TP PREVENT SEGMENT OCCLUSION/TWISTING, DOUBLE MEMBRANES TRANSDUCER PROTECTION, FOR VENOUS P. TRANSDUCER AS A LAST DEFENSE LINE TO PREVENT RISK OF BLOOD CONTAMINATION, 2 LITERS DRAINAGE BAG, SPIKE AND RECIRCULATION CONNECTOR, PRESSURE TRANSDUCER PROTECTOR AND PRESSURE PILLOW FOR NEGATIVE PRESSURE PROTECTION, 45 INCHES ANGLED HEPARIN LINE TO AVOID RE-FLOW, LARGE LATEX-FREE RUBBER INJECTION PORT, CALIBRATED BVS CUVETTE ON ARTERIAL LINE, VENOUS CHAMBER SHOULD HAV ANTIFOAM DESIGN, WITH SIDE BLOOD ENTRY TO REDUCE TURBULENCE, VENOUS CHAMBER SHOULD HAVE INTEGRATED | RENAL SUPPLEMENTARY
197 | 4112310100200 | TUBE EXTENSION FOR PERITONEAL DIALYSIS CATHETER LUER-LOCK 25 CM COMPATIBLE WITH FRESENIUS MACHINE | RENAL SUPPLEMENTARY
198 | 4112310300000 | CASSETTE, AUTOMATED PERITONEAL DIALYSIS, PEDIATRIC, 4 PRONGS, STERILE | RENAL DIALYSIS SUPPLEMENTARY
199 | 4112310300100 | CASSETTE, AUTOMATED PERITONEAL DIALYSIS, 8 PRONGS, STERILE | RENAL SUPPLEMENTARY
200 | 4112310300200 | CASSETTE, AUTOMATED PERITONEAL DIALYSIS, 6 PRONGS, STERILE | RENAL SUPPLEMENTARY
201 | 4112340300800 | BOTTLE PLASTIC WHITE NON - TRANSPARENT 15 ML WITH DROPPER DISPOSABLE. | SUPPLEMENTARY GEN.SUPPLIES NURS,BURN
202 | 4113160300100 | AUTOLOGOUS BLOOD COLLECTION PLATELETS RICH PLASMA IN CLOSED SYSTEM, WITH HYALURONIC ACID TUBE VACUUMED EACH TUBE CONTAINS SODIUM CITRATE AS ANTICOAGULANT, FOR BLOOD SELECTIVE SEPARATOR GEL GIVE 6 ML PRP CUPS | ANESTHESIA AND RESPIRATORY SUPPLEMENTARY
203 | 4113190100000 | CAPSULE, BLEEDING DETECTOR | ENDOSCOPY CONSUMABLES SUPPLIES
204 | 4115000037000 | PROTEIN RESIDUE DETECTION TEST, FOR ENDOSCOPES CHANNELS, ASSORTED SIZES | ENDOSCOPY CONSUMABLES SUPPLIES
205 | 4115161100000 | SPECTRO COLORIMETER DIGITAL SKIN MATCHING INSTRUMENT WITH LCD SCREEN. STORE UP TO 100 MEASUREMENTS BUILT IN MICROPHONE TO RECORD FOR EACH COLOR SAMPLE REVIEWING BEFORE MEASUREMENT AND ZOOM MANUALLY TO SPECIFIC SKIN AREA PORTABLE AND POWERED WITH A USB RECHARGEABLE BATTERY 5V @500 MA AND 3 DIFFERENT MEASUREMENT AREA SIZES 8MM 4MM AND 2MM.. | SUPPLEMENTARY DENTAL SUPPLIES
206 | 4200000263100 | ACELLULAR DERMAL MATRIX DERIVED FROM HUMAN COLLAGEN AND ELASTIN UNMESHED FOR CHRONIC WOUNDS THICKNESS 0.2 - 1.00MM SIZE 5X 7 CM / STERILE.... | SUPPLEMENTARY GENERAL CONSUMABLES
207 | 4200000266300 | NASAL KIT PEDIATRIC RELATED TO ANALYZER FRACTIONAL EXHALED NITRIC OXIDECOMPATIBLE WITH NIOX VERO OR EQUIVALENT | ANESTHESIA AND RESPIRATORY SUPPLEMENTARY
208 | 4200014100100 | SENSOR, BODY POSITIONAL SENSOR / COMPATIBLE WITH ALICE 6 POLYSOMNOGRAPHY | ANESTHESIA AND RESPIRATORY SUPPLEMENTARY
209 | 4210000024600 | FLUID MANAGEMENT SYSTEM VACUUM TUBE SET.... | SUPPLEMENTARY GEN.CONS SURG SUT,LAP,ROB
210 | 4213150100000 | COVER FOR HEAD HAIR BEARD EARS AND NECK SMS POLYPROPYLENE LEVEL 2 FLUID RESISTANCE SOFT AND BREATHABLE MATERIAL NON- STERILE DISPOSABLE LARGE.... | SUPPLEMENTARY GEN.SUPPLIES NURS,BURN
211 | 4213150100800 | DISPOSABLE BIB FOR ADULT PATIENT, THREE PLIES OF UPPER AND LOWER LAYERS OF FACIAL QUALITY PLUS AN INTERMEDIATE LAYER OF POLYETHYLENE FILM, NOT LESS THAN 13 X 19 INCHES | DENTAL GENERAL SUPPLIES
212 | 4213150200000 | HAIR CAP, FOR PATIENT, ADJUSTABLE, FITS ALL SIZES, WHITE, DISPOSABLE | SUPPLEMENTARY GEN.SUPPLIES NURS,BURN
213 | 4213150200100 | TOWEL, NON-WOVEN, LARGE, SIZE: ABOUT 30 X 30 CM (+/-10CM), DISPOSABLE, NON-STERILE | SUPPLEMENTARY GEN.SUPPLIES NURS,BURN
214 | 4213150404900 | COVERALL GENERAL PROTECTION WHITE T-STYLE DESIGN MADE FROM NON-WOVEN SMS MATERIALS WITH BARRIER TO BLOOD AND BODY FLUIDS BREATHABLE AND COMFORTABLE IGNITION RESISTANCE WHEN DISPOSING SHOULD BE ENVIRONMENTAL FRIENDLY LOW IN LINT GENERATION GENEROUS SIZING WITH ELASTIC CUFFS ANKLE HOOD AND WAIST QUALITY ZIPPER WITH FLAP COVERED XX-LARGE SIZE MEETING OSHA RECOMMENDATION FOR THE PPE SAFETY USE WITHIN THE HEALTHCARE SETTING DISPOSABLE. | SUPPLEMENTARY GEN.SUPPLIES NURS,BURN
215 | 4213150405000 | COVERS FOR BILI BLANKET PLUS HIGH OUTPUT PHOTOTHERAPY SYS DISPOSABLE. | SUPPLEMENTARY GEN.SUPPLIES NURS,BURN
216 | 4213150405100 | CREAM ELECTRODE ELECTROCARDIOGRAM CONDUCTIVE 100-150 GM TUBE. | SUPPLEMENTARY GEN.SUPPLIES NURS,BURN
217 | 4213150405300 | COVERALL GENERAL PROTECTION WHITE T - STYLE DESIGN MADE FORM NON - WOVEN SMS MATERIALS WITH BARRIER TO BLOOD AND BODY FLUIDS BREATHABLE AND COMFORTABLE IGNITION RESISTANCE WHEN DISPOSING SHOULD BE ENVIRONMENTAL FRIENDLY LOW IN LINT GENERATION GENEROUS SIZING WITH ELASTIC CUFFS ANKLE HOOD AND WAIST QUALITY ZIPPER WITH FLAP COVERED X - LARGE SIZE . MEETING OSHA RECOMMENDATION FOR THE PPE SAFETY USE WITHIN THE HEALTH CARE SETTING DISPOSABLE. | SUPPLEMENTARY GEN.SUPPLIES NURS,BURN
218 | 4213150405400 | COVERALL GENERAL PROTECTION WHITE T - STYLE DESIGN MADE FROM NON - WOVEN SMS MATERIALS WITH BARRIER TO BLOOD AND BODY FLUIDS BREATHABLE AND COMFORTABLE IGNITION RESISTANCE WHEN DISPOSING SHOULD BE ENVIRONMENTAL FRIENDLY LOW IN LINT GENERATION GENEROUS SIZING WITH ELASTIC CUFFS ANKLE HOOD AND WAIST QUALITY ZIPPER WITH FLAP COVERED LARGE SIZE MEETING OSHA RECOMMENDATION FOR THE SAFETY USE IN THE HEALTHCARE SETTING DISPOSABLE. | SUPPLEMENTARY GEN.SUPPLIES NURS,BURN
219 | 4213150405500 | COVERALL GENERAL PROTECTION WHITE T-STYLE DESIGN MADE FROM NON-WOVEN SMS MATERIALS WITH BARRIER TO BLOOD AND BODY FLUIDS BREATHABLE AND COMFORTABLE IGNITION RESISTANCE WHEN DISPOSING SHOULD BE ENVIRONMENTAL FRIENDLY LOW IN LINT GENERATION GENEROUS SIZING WITH ELASTIC CUFFS ANKLE HOOD AND WAIST QUALITY ZIPPER WITH FLAP COVERED MEDIUM SIZE MEETING OSHA RECOMMENDATION FOR THE PPE SAFETY USE WITHIN THE HEALTHCARE SETTING DISPOSABLE. | SUPPLEMENTARY GEN.SUPPLIES NURS,BURN
220 | 4213150405600 | COVERALL GENERAL PROTECTION WHITE T-STYLE DESIGN MADE FROM NON-WOVEN SMS MATERIALS WITH BARRIER TO BLOOD AND BODY FLUIDS BREATHABLE AND COMFORTABLE IGNITION RESISTANCE WHEN DISPOSING SHOULD BE ENVIRONMENTAL FRIENDLY LOW IN LINT GENERATION GENEROUS SIZING WITH ELASTIC CUFFS ANKLE HOOD AND WAIST QUALITY ZIPPER WITH FLAP COVERED SMALL SIZE MEETING OSHA RECOMMENDATION FOR THE PPE SAFETY USE WITHIN THE HEALTHCAR E SETTING DISPOSABLE. | SUPPLEMENTARY GEN.SUPPLIES NURS,BURN
221 | 4213151000000 | PANTS NET ELASTIC LARGE FOR KEEPING INCONTINENT PADS IN PLACE. | SUPPLEMENTARY GEN.SUPPLIES NURS,BURN
222 | 4213151200000 | BABY HAT (WHITE IN COLOR) ONE SIZE FITS MOST 5.0 OZ. 100 % COMBED RING SPUN COTTON 1 X 1 BABY RIB BEANIE STYLE CONSTRUCTION WITHFOLDED EDGE SUPER SOFT MATERIAL FOR SENSITIVE SKIN. | SUPPLEMENTARY GEN.SUPPLIES NURS,BURN
223 | 4213151200100 | BONNET INFANT HEADCOVER TO KEEP THE PREMATURE AND NEWBORN WARM. | SUPPLEMENTARY GEN.SUPPLIES NURS,BURN
224 | 4213151400500 | DIAPER WRAP AROUND WAIST SIZE: APPROXIMATELY 20 X 31 INCH ADULT SMALL HIGHLY ABSORBENT ASSURES DRY SURFACE READJUSTABLE ADHESIVE TAPE PACKING WRAPPED IN A PLASTIC PACK. | SUPPLEMENTARY GEN.SUPPLIES NURS,BURN
225 | 4213151400700 | GARMENT RETENTION VEST WITH MITTEN TWO WAY STRETCH NON-TOXIC NON-IRRITATING 6 - 24 MONTHS OLD WET/DRY WRAPPING IT CAN BE WASHABLE SU ITABLE FOR EB PATIENTS (WOUND AND OSTOMY CARE). | SUPPLEMENTARY GEN.SUPPLIES NURS,BURN
226 | 4213151400800 | GARMENT RETENTION VEST TWO WAY STRETCH NON-TOXIC NON-IRRITATING 2 - 5 YEARS OLD WET/DRY WRAPPING IT CAN BE WASHABLE SUITABLE FOR EB PATIENTS (WOUND AND OSTOMY CARE). | SUPPLEMENTARY GEN.SUPPLIES NURS,BURN
227 | 4213151400900 | GARMENT RETENTION VEST TWO WAY STRETCH NON-TOXIC NON-IRRITATING 5 - 8 YEARS OLD WET/DRY WRAPPING IT CAN BE WASHABLE SUITABLE FOR EB PATIENTS (WOUND AND OSTOMY CARE). | SUPPLEMENTARY GEN.SUPPLIES NURS,BURN
228 | 4213151401000 | GARMENT RETENTION VEST TWO WAY STRETCH NON-TOXIC NON-IRRITATING 8 - 11 YEARS OLD WET/DRY WRAPPING IT CAN BE WASHABLE SUITABLE FOR EB PATIENTS (WOUND AND OSTOMY CARE). | SUPPLEMENTARY GEN.SUPPLIES NURS,BURN
229 | 4213151401100 | GARMENT RETENTION VEST TWO WAY STRETCH NON-TOXIC NON-IRRITATING 11 - 14 YEARS OLD WET/DRY WRAPPING IT CAN BE WASHABLE SUITABLE FOR EB PATIENTS (WOUND AND OSTOMY CARE). | SUPPLEMENTARY GEN.SUPPLIES NURS,BURN
230 | 4213151401200 | GARMENT RETENTION TIGHTS TWO WAY STRETCH NON-TOXIC NON-IRRITATING 6 - 24 MONTHS OLD WET/DRY WRAPPING IT CAN BE WASHABLE SUITABLE FOR EB PATIENTS (WOUND AND OSTOMY CARE). | SUPPLEMENTARY GEN.SUPPLIES NURS,BURN
231 | 4213151401300 | GARMENT RETENTION LEGGINGS TWO WAY STRETCH NON-TOXIC NON-IRRITATING 2 - 5 YEARS OLD WET/DRY WRAPPING IT CAN BE WASHABLE SUITABLE FOR EB PATIENTS (WOUND AND OSTOMY CARE).. | SUPPLEMENTARY GEN.SUPPLIES NURS,BURN
232 | 4213151401400 | GARMENT RETENTION LEGGINGS TWO WAY STRETCH NON-TOXIC NON-IRRITATING 5 - 8 YEARS OLD WET/DRY WRAPPING IT CAN BE WASHABLE SUITABLE FOR EB PATIENTS (WOUND AND OSTOMY CARE).. | SUPPLEMENTARY GEN.SUPPLIES NURS,BURN
233 | 4213151401500 | GARMENT RETENTION LEGGINGS TWO WAY STRETCH NON-TOXIC NON-IRRITATING 8 - 11 YEARS OLD WET/DRY WRAPPING IT CAN BE WASHABLE SUITABLE FOR EB PATIENTS (WOUND AND OSTOMY CARE).. | SUPPLEMENTARY GEN.SUPPLIES NURS,BURN
234 | 4213151401600 | GARMENT RETENTION LEGGINGS TWO WAY STRETCH NON-TOXIC NON-IRRITATING 11 - 14 YEARS OLD WET/DRY WRAPPING IT CAN BE WASHABLE SUITABLE FOR EB PATIENTS (WOUND AND OSTOMY CARE).. | SUPPLEMENTARY GEN.SUPPLIES NURS,BURN
235 | 4213151403000 | PRESSURE GARMENT READY MADE PANTY GIRDLE HIP SIZE 19X22IN/ 48-56 CM EASY FITTING SOFT AND SMOOTH HI-TECH YARN WITH PERMANENT ODOR NEUTRALITY BREATHABLE HIGH UV PROTECTION PATENTED KNIT ENSURES RAPID MOISTURE TRANSPORTATION AND TEMPERATURE HYPOALLERGENIC AND LATEX-FREE ANTI-BACTERIAL WASHABLE FABRIC COMPOSITION 20%-30% ELASTANE 70 AND -80% POLYAMIDE (SCAR MANAGEMENT).. | SUPPLEMENTARY REHAB,PHYSIOTHERAPY SUPPL.
236 | 4213151403100 | PRESSURE GARMENT READY MADE PANTY GIRDLE HIP SIZE: 21X24IN /53-61 CM EASY FITTING SOFT AND SMOOTH HI-TECH YARN WITH PERMANENT ODOR NEUTRALITY BREATHABLE HIGH UV PROTECTION PATENTED KNIT ENSURES RAPID MOISTURE TRANSPORTATION AND TEMPERATURE HYPOALLERGENIC AND LATEX-FREE ANTI-BACTERIAL WASHABLE FABRIC COMPOSITION 20%-30% ELASTANE 70 AND -80% POLYAMIDE (SCAR MANAGEMENT).. | SUPPLEMENTARY REHAB,PHYSIOTHERAPY SUPPL.
237 | 4213151403200 | PRESSURE GARMENT READY MADE PANTY GIRDLE HIP SIZE: 23X27IN 58-69 CM EASY FITTING SOFT AND SMOOTH HI-TECH YARN WITH PERMANENT ODOR NEUTRALITY BREATHABLE HIGH UV PROTECTION PATENTED KNIT ENSURES RAPID MOISTURE TRANSPORTATION AND TEMPERATURE HYPOALLERGENIC AND LATEX-FREE ANTI-BACTERIAL WASHABLE FABRIC COMPOSITION 20%-30% ELASTANE 70 AND -80% POLYAMIDE (SCAR MANAGEMENT).. | SUPPLEMENTARY REHAB,PHYSIOTHERAPY SUPPL.
238 | 4213151403300 | PRESSURE GARMENT READY MADE PANTY GIRDLE HIP SIZE: 26X31IN /66-79 CM EASY FITTING SOFT AND SMOOTH HI-TECH YARN WITH PERMANENT ODOR NEUTRALITY BREATHABLE HIGH UV PROTECTION PATENTED KNIT ENSURES RAPID MOISTURE TRANSPORTATION AND TEMPERATURE HYPOALLERGENIC AND LATEX-FREE ANTI-BACTERIAL WASHABLE FABRIC COMPOSITION 20%-30% ELASTANE 70 AND -80% POLYAMIDE (SCAR MANAGEMENT).. | SUPPLEMENTARY REHAB,PHYSIOTHERAPY SUPPL.
239 | 4213151403400 | PRESSURE GARMENT READY MADE PANTY GIRDLE HIP SIZE: 29X35IN/ 74-89 CM EASY FITTING SOFT AND SMOOTH HI-TECH YARN WITH PERMANENT ODOR NEUTRALITY BREATHABLE HIGH UV PROTECTION PATENTED KNIT ENSURES RAPID MOISTURE TRANSPORTATION AND TEMPERATURE HYPOALLERGENIC AND LATEX-FREE ANTI-BACTERIAL WASHABLE FABRIC COMPOSITION 20%-30% ELASTANE 70 AND -80% POLYAMIDE (SCAR MANAGEMENT).. | SUPPLEMENTARY REHAB,PHYSIOTHERAPY SUPPL.
240 | 4213151403500 | PRESSURE GARMENT READY MADE PANTY GIRDLE HIP SIZE: 41X50IN /104- 127 CM EASY FITTING SOFT AND SMOOTH HI-TECH YARN WITH PERMANENT ODOR NEUTRALITY BREATHABLE HIGH UV PROTECTION PATENTED KNIT ENSURES RAPID MOISTURE TRANSPORTATION AND TEMPERATURE HYPOALLERGENIC AND LATEX-FREE ANTI-BACTERIAL WASHABLE FABRIC COMPOSITION 20%-30% ELASTANE 70 AND -80% POLYAMIDE (SCAR MANAGEMENT).. | SUPPLEMENTARY REHAB,PHYSIOTHERAPY SUPPL.
241 | 4213151403600 | PRESSURE GARMENT READY MADE PANTY GIRDLE HIP SIZE: 33X39IN/ 84-99 CM EASY FITTING SOFT AND SMOOTH HI-TECH YARN WITH PERMANENT ODOR NEUTRALITY BREATHABLE HIGH UV PROTECTION PATENTED KNIT ENSURES RAPID MOISTURE TRANSPORTATION AND TEMPERATURE HYPOALLERGENIC AND LATEX-FREE ANTI-BACTERIAL WASHABLE FABRIC COMPOSITION 20%-30% ELASTANE 70 AND -80% POLYAMIDE (SCAR MANAGEMENT).. | SUPPLEMENTARY REHAB,PHYSIOTHERAPY SUPPL.
242 | 4213151403700 | PRESSURE GARMENT READY MADE PANTY GIRDLE HIP SIZE: 38X43IN/ 96-109 CM EASY FITTING SOFT AND SMOOTH HI-TECH YARN WITH PERMANENT ODOR NEUTRALITY BREATHABLE HIGH UV PROTECTION PATENTED KNIT ENSURES RAPID MOISTURE TRANSPORTATION AND TEMPERATURE HYPOALLERGENIC AND LATEX-FREE ANTI-BACTERIAL WASHABLE FABRIC COMPOSITION 20%-30% ELASTANE 70 AND -80% POLYAMIDE (SCAR MANAGEMENT).. | SUPPLEMENTARY REHAB,PHYSIOTHERAPY SUPPL.
243 | 4213151406900 | UNDERWEAR FEMALE LARGE DISPOSABLE.. | SUPPLEMENTARY GEN.SUPPLIES NURS,BURN
244 | 4213151407000 | UNDERWEAR FEMALE MEDIUM DISPOSABLE.. | SUPPLEMENTARY GEN.SUPPLIES NURS,BURN
245 | 4213151407100 | UNDERWEAR FEMALE X-LARGE DISPOSABLE.. | SUPPLEMENTARY GEN.SUPPLIES NURS,BURN
246 | 4213151407200 | BRA, WITH 2 POCKETS, SEAMLESS CUPS, SOFT PADDED, WIDE ADJUSTABLE STRAPS, WIDER AND CLOSE-FITTING UNDER BUST BAND, NUDE/WHITE COLOR, ASSORTED CUPS FROM A TO F AND ASSORTED SIZES FROM 70 - 120 (LYMPHEDEMA) | REHABILITATION,PHYSIOTHERAPY SUPPLIES
247 | 4213160100300 | APRON, PLASTIC, SIZE: 70 X 120 CM (+/- 5 CM), DISPOSABLE | SUPPLEMENTARY GEN.SUPPLIES NURS,BURN
248 | 4213160400000 | HAIR CAP FOR NURSE BOUFFANT HEAD NON-WOVEN ADJUSTABLE 18-20 GSM FITS ALL SIZES BLUE OR GREEN DISPOSABLE.. | SUPPLEMENTARY GEN.SUPPLIES NURS,BURN
249 | 4213160500100 | COVER BOOT COVER FULL UNIVERSAL GENEROUS SIZING MADE OF HIGH-QUALITY THREE LAYER SMS HEAVY-DUTY THICK COMPLETE BARRIER TO BLOOD AND BOD Y FLUIDS BREATHABLE KNEE HIGH PRESENTED IN SMALL CARTOON DISPENSERS CAN TAKE UP TO 50 PCS PER DISPENSER... | SUPPLEMENTARY GEN.SUPPLIES NURS,BURN
250 | 4213160600000 | MASK FOR SURGEON, ADJUSTABLE WITH NOSE HAND TINTED TO PREVENT GLARE, BLOWN GLASS FIBER, BACTERIAL FILTER, COTTON BASE TIES, MULTIPLE PLEATS, DISPOSABLE PACKING: 100 PCS / PKT. | GENERAL MEDICAL CONSUMABLES
251 | 4213160701300 | JACKET WARM-UP KNIT CUFF COLLAR MULTI LAYER LATEX FREE BLUE/ GREEN LARGE DISPOSABLE.. | SUPPLEMENTARY GENERAL CONSUMABLES
252 | 4213160701400 | JACKET WARM-UP KNIT CUFF COLLAR MULTI LAYER LATEX FREE BLUE/ GREEN MEDIUM DISPOSABLE.. | SUPPLEMENTARY GENERAL CONSUMABLES
253 | 4213160701500 | JACKET WARM-UP KNIT CUFF COLLAR MULTI LAYER LATEX FREE BLUE/ GREEN SMALL DISPOSABLE.. | SUPPLEMENTARY GENERAL CONSUMABLES
254 | 4213160701600 | JACKET WARM-UP KNIT CUFF COLLAR MULTI LAYER LATEX FREE BLUE/ GREEN X-LARGE DISPOSABLE.. | SUPPLEMENTARY GENERAL CONSUMABLES
255 | 4213160800000 | SCRUB SUIT (SHIRT AND PANTS) FOR MALE SIZES MEDIUM SHORT SLEEVES V SHAPE COLLAR TIES AROUND THE WASTE AND HIGH RESISTANCE TO MICROBIAL PENETRATION DRY AND CAN REPLACE LAMINAR AIR FLOW (COTTON/ POLYESTER ) RESISTANCE TO TENSILE AND BURST WHNE WET OR DRY SHOULD BE FLAME RESISTANCE BLUE/GREEN COLOR NOT TRANSPERENT SINGLE PACK SINGLE USE = CLEAN (NON-STERILE).. | SUPPLEMENTARY GENERAL CONSUMABLES
256 | 4213160800100 | SCRUB SUIT (SHIRT AND PANTS) FOR MALE SIZES LARGE SHORT SLEEVES V SHAPE COLLAR TIES AROUND THE WASTE AND HIGH RESISTANCE TO MICROBIAL PENETRATION DRY AND CAN REPLACE LAMINAR AIR FLOW (COTTON/ POLYESTER ) RESISTANCE TO TENSILE AND BURST WET AND DRY SHOULD BE FLAME RESISTANCE BLUE/ GREEN COLOR NOT TRANSPERENT SINGLE PACK SINGLE USECLEAN (NON-STERILE).. | SUPPLEMENTARY GENERAL CONSUMABLES
257 | 4213160800200 | SCRUB SUIT (SHIRT AND PANTS) FOR MALE SIZES X- LARGE SHORT SLEEVES V SHAPE COLLAR TIES AROUND THE WASTE AND HIGH RESISTANCE TO MICROBIAL PENETRATION DRY AND CAN REPLACE LAMINAR AIR FLOW (COTTON/ POLYESTER ) RESISTANCE TO TENSILE AND BURST WET AND DRY SHOULD BE FLAME RESISTANCE BLUE/GREEN COLOR NOT SEE THROUGH MATERIALS SINGLE PACK SINGLE USE = CLEAN (NON-STERILE).. | SUPPLEMENTARY GENERAL CONSUMABLES
258 | 4213160800300 | SCRUB SUIT (SHIRT AND PANTS) FOR MALE SIZES XX- LARGE SHORT SLEEVES V SHAPE COLLAR TIES AROUND THE WASTE AND HIGH RESISTANCE TO MICROBIAL PENETRATION DRY AND CAN REPLACE LAMINAR AIR FLOW (COTTON/ POLYESTER ) RESISTANCE TO TENSILE AND BURST WET AND DRY SHOULD BE FLAME RESISTANCE BLUE/GREEN COLOR NOT SEE THROUGH MATERIALS SINGLE PACK SINGLE USE CLEAN (NON-STERILE).. | SUPPLEMENTARY GENERAL CONSUMABLES
259 | 4213160800400 | SCRUB SUIT (SHIRT AND PANTS) FOR MALE SIZES XXX- LARGE SHORT SLEEVES V SHAPE COLLAR TIES AROUND THE WASTE AND HIGH RESISTANCE TO MICROBIAL PENETRATION DRY AND CAN REPLACE LAMINAR AIR FLOW (COTTON/ POLYESTER ) RESISTANCE TO TENSILE AND BURST WET AND DRY SHOULD BE FLAME RESISTANCE BLUE/GREEN COLOR NOT SEE THROUGH MATERIALS SINGLE PACK SINGLE USE CLEAN (NON-STERILE).. | SUPPLEMENTARY GENERAL CONSUMABLES
260 | 4213160800500 | SCRUB SUIT (SHIRT AND PANTS) FOR FEMALE SIZES SMALL SHORT SLEEVES ROUND SHAPE COLLAR WITH BACK NECK SNAP BUTTONS TIES AROUND THE WASTE RESISTANCE TO MICROBIAL PENETRATION DRY RESISTANCE TO TENSILE AND BURST WET AND DRY SHOULD BE FLAME RESISTANCE BLUE/GREEN COLOR NOT SEE THROUGH MATERIALS SINGLE PACK SINGLE USE CLEAN (NON-STERILE).. | SUPPLEMENTARY GENERAL CONSUMABLES
261 | 4213160800600 | SCRUB SUIT (SHIRT AND PANTS) FOR FEMALE SIZES XXXL SHORT SLEEVES ROUND SHAPE COLLAR WITH BACK NECK SNAP BUTTONS TIES AROUND THE WASTE RESISTANCE TO MICROBIAL PENETRATION DRY RESISTANCE TO TENSILE AND BURST WET AND DRY SHOULD BE FLAME RESISTANCE BLUE/GREEN COLOR NOT SEE THROUGH MATERIALS SINGLE PACK SINGLE USE CLEAN (NON-STERILE).. | SUPPLEMENTARY GENERAL CONSUMABLES
262 | 4213160800700 | SCRUB SUIT (SHIRT AND PANTS) FOR FEMALE SIZES MEDIUM SHORT SLEEVES ROUND SHAPE COLLAR WITH BACK NECK SNAP BUTTONS TIES AROUND THE WASTE RESISTANCE TO MICROBIAL PENETRATION DRY RESISTANCE TO TENSILE AND BURST WET AND DRY SHOULD BE FLAME RESISTANCE BLUE/GREEN COLOR NOT SEE THROUGH MATERIALS SINGLE PACK SINGLE USE CLEAN (NON-STERILE).. | SUPPLEMENTARY GENERAL CONSUMABLES
263 | 4213160800800 | SCRUB SUIT (SHIRT AND PANTS) FOR FEMALE SIZES LARGE SHORT SLEEVES ROUND SHAPE COLLAR WITH BACK NECK SNAP BUTTONS TIES AROUND THE WASTE RESISTANCE TO MICROBIAL PENETRATION DRY RESISTANCE TO TENSILE AND BURST WET AND DRY SHOULD BE FLAME RESISTANCE BLUE/GREEN COLOR NOT SEE THROUGH MATERIALS SINGLE PACK SINGLE USE CLEAN (NON-STERILE).. | SUPPLEMENTARY GENERAL CONSUMABLES
264 | 4213160800900 | SCRUB SUIT (SHIRT AND PANTS) FOR FEMALE SIZES XL SHORT SLEEVES ROUND SHAPE COLLAR WITH BACK NECK SNAP BUTTONS TIES AROUND THE WASTE RESISTANCE TO MICROBIAL PENETRATION DRY RESISTANCE TO TENSILE AND BURST WET AND DRY SHOULD BE FLAME RESISTANCEBLUE/GREEN COLOR NOT SEE THROUGH MATERIALS SINGLE PACK SINGLE USE CLEAN (NON-STERILE).. | SUPPLEMENTARY GENERAL CONSUMABLES
265 | 4213160801000 | SCRUB SUIT (SHIRT AND PANTS) FOR FEMALE SIZES XXL SHORT SLEEVES ROUND SHAPE COLLAR WITH BACK NECK SNAP BUTTONS TIES AROUND THE WASTE RESISTANCE TO MICROBIAL PENETRATION DRY RESISTANCE TO TENSILE AND BURST WET AND DRY SHOULD BE FLAME RESISTANCE BLUE/GREEN COLOR NOT SEE THROUGH MATERIALS SINGLE PACK SINGLE USECLEAN (NON-STERILE).. | SUPPLEMENTARY GENERAL CONSUMABLES
266 | 4213161100000 | HAIR CAP FOR SURGEON WITH TIES FITS ALL SIZE BLUE OR GREEN DISPOSABLE. | SUPPLEMENTARY GEN.SUPPLIES NURS,BURN
267 | 4213161100200 | HAIR CAP FOR SURGEON HOOD TYPE WITH TIES FITS ALL SIZES BLUE OR GREEN DISPOSABLE.. | SUPPLEMENTARY GEN.SUPPLIES NURS,BURN
268 | 4213161100400 | CAP, INJECTION SEALING, WITH MALE LUER LOCK, TO FIT WITH SUBCLAVIAN OR FEMORAL CATHETER AND FEMALE LUER LOCK ADAPTER, SUITABLE LENGTH ABOUT 2 CM | RENAL SUPPLEMENTARY
269 | 4213161200000 | GOWN FOR ISOLATION IMPERMEABLE, NON-STERILE, NONWOVEN, RESISTANT TO TEARING, CUFFED, YELLOW WITH LONG SLEEVES, FOR STAFF DISPOSABLE, SIZE: X-LARGE | GENERAL MEDICAL CONSUMABLES
270 | 4213161200100 | GOWN FOR ISOLATION IMPERMEABLE, NON-STERILE, NONWOVEN, RESISTANT TO TEARING, CUFFED, YELLOW WITH LONG SLEEVES, FOR STAFF DISPOSABLE, SIZE: LARGE | GENERAL MEDICAL CONSUMABLES
271 | 4213161200300 | GOWN, CHEMOTHERAPY, SERVE AS BARRIER AGAINST WATER AND CHEMICAL PROOF AND PERFORATED OPEN BACK DESIGN, SIZE MEDIUM, NON STERILE | SUPPLEMENTARY GEN.SUPPLIES NURS,BURN
272 | 4213161200400 | GOWN CHEMOTHERAPY SERVE AS BARRIER AGAINST WATER AND CHEMICAL PROOF AND PERFORATED OPEN BACK DESIGN SIZE LARGE NON STERILE. | SUPPLEMENTARY GEN.SUPPLIES NURS,BURN
273 | 4213161200600 | GOWN CHEMOTHERAPY SERVE AS BARRIER AGAINST WATER AND CHEMICAL PROOF AND PERFORATED OPEN BACK DESIGN SIZE SMALL NON STERILE.. | SUPPLEMENTARY GEN.SUPPLIES NURS,BURN
274 | 4213161600700 | KIT EBOLA X-LARGE SIZE CONTAINS: TWO PAIRS POWDER FREE NITRILE GLOVES REGULAR MASK N95 X-LARGE COVERALLS X-LARGE PAIR FULL COVERAGE BOOT FACE SHIELD ANTIFOG SURGICAL MASK QACS OR ALCOHOL WIPES NOTE: MSDS SHOULD BE PROVIDED IN SOFT COPY | DISINFECTANTS SUPPLIES SUPPLEMENTARY
275 | 4213170100100 | ACK U-SHAPED (BREAST / CHEST) CONTENTS: 1 SURGICAL GOWN REINFORCED L SIZE WITH 2 ABSORBABLE HAND TOWEL 1 BACK TABLE COVER REINFORCED 140X190 CM 2 SURGICAL GOWN REINFORCED L SIZE WITH 4 ABSORBABLE HAND TOWEL1 MAYO STAND COVER REINFORCED 79X145 CM 4 UTILITY DRAPES WITH ADHESIVE TAPE 75X50 CM 1 NEEDLE COUNTER MAG/FOAM 2 ADHESIVE TAPE 10 X 50 CM 1 BAR SHEET 270 X 155 CM WITH ISO-SEAL POSITIONING TAPE AND PE 75X50 CM 1 BREAST/CHEST U-DRAPE 195 X 300CM WITH 20 X 55 CM SPLIT WITH ISO-SEAL POSITIONING TAPE AND FABRIC REINFORCEMENT AND TUBE HOLDERS1 BAR SHEET 270 X 155 CM WITH ISO-SEAL POSITIONING TAPE 2 EXTRA DRAPES 125 X 100 CM WITH ADHESIVE TAPE 1 UTILITY BAGSTERILE... | SUPPLEMENTARY GENERAL CONSUMABLES
276 | 4213170100400 | DRAPE FABRIC REINFORCEMENT 76 X 75 INCH (+/- 5 INCH) DISPOSABLE STERILE. | SUPPLEMENTARY GENERAL CONSUMABLES
277 | 4213170100500 | DRAPE SHEET LAPAROSCOPY FABRIC REINFORCEMENT 104 X 75 X 120 INCH ( +/- 2 INCH) DISPOSABLE STERILE. | SUPPLEMENTARY GENERAL CONSUMABLES
278 | 4213170100600 | DRAPE FENESTRATED FABRIC REINFORCEMENT 4 X 12 INCH ( +/- 1 INCH ) DISPOSABLE STERILE. | SUPPLEMENTARY GENERAL CONSUMABLES
279 | 4213170100700 | DRAPE WITH STICKY CENTRAL HOLE 10 X 10 CM ( +/- 2 CM ) SIZES 50 X 60 CM ( +/- 5 CM) STICKY ON THE UPPER EDGE DISPOSABLE STERILE INDIVIDUAL PACKAGING.. | SUPPLEMENTARY GENERAL CONSUMABLES
280 | 4213170100900 | PACK ULTRA UNIVERSAL CONTENTS: 1 SURGICAL GOWN REINFORCED SIZE L WITH 2 HAND TOWEL 1 BACK TABLE COVER REINFORCED 140X 190 CM 1 SURGICAL GOWN REINFORCED XL WITH 2 HAND TOWEL 1 MAYO STAND COVER REINFORCED 79X145 CM 4 UTILITY DRAPES WITH ADHESIVE TAPE 75X50 CM 1 UTILITY BAG 1 UPPER PART DRAPE REINFORCED WITH ADHESIVE TAPE 125 X150 CM WITH TUBE HOLDER 1 LOWER DRAPE REINFORCED 125 X 170CM WITH ADHESIVE TAPE WITH TUBE HOLDER 2 SIDE DRAPE REINFORCED 120 X80CM WITH ADHESIVE TAPE 2 EXTRA DRAPES 125 X 100 CM WITH ADHESIVE TAPE 1 NEEDLE COUNTER AND. 2 ADHESIVE TAPE 10 X 50 CM STERILE... | SUPPLEMENTARY GENERAL CONSUMABLES
281 | 4213170101000 | PACK MINOR SURGERY : CONTENTS: 1 BACK TABLE COVER REINFORCED 100 X 100 CM ; 4 UTILITY DRAPES WITH ADHESIVE TAPE 75X50 CM ; 1 UTILITY BAG 1 SUTURE BAG 1 LARGE DRAPE150 X 190 CM (+/- 10 CM)... | SUPPLEMENTARY GENERAL CONSUMABLES
282 | 4213170101100 | PACK LAPAROSCOPIC CHOLECYSTECTOMY : CONTENTS: 1 BACK TABLE COVER REINFORCED 140 X 190 CM ; 1 MAYO STAND COVER REINFORCED 79 X145 CM ; 4 UTILITY DRAPES WITH ADHESIVE TAPE 75X50 CM ; 1 UTILITY BAG ; 1 WHOLE BODY DRAPE T SHAPED 255 X 285 X180 CM FENESTRATED WITH CONTROL FABRIC REINFORCEMENT 30 X 30CM ; 1 LOWER DRAPE REINFORCED 125 X 170CM WITH ADHESIVE TAPE WITH TUBE HOLDER ; 1 EASY APPLICABLE CAMERA CABLE COVER(RING SHAPED) ; 2 ADHESIVE TAPE 10 X 50 CM AND LAPAROSCOPIC INSTRUMENTS POUCH WITH ADHESIVE CAPABILITY TO BE FIXED TO DRAPE; SURGICAL GOWN XL SIZE. 1 ; SURGICAL GOWN L SIZE. 1 ; ABSORBENT TOWEL 2 INCH STERILE... | SUPPLEMENTARY GENERAL CONSUMABLES
283 | 4213170101200 | PACK ULTRA MAJOR SURGICAL CONTENTS: 1 SURGICAL GOWN REINFORCED SIZE L WITH 2 HAND TOWEL BACK TABLE COVER REINFORCED 140 X 190 CM 1 SURGICAL GOWN REINFORCED XL WITH 2 HAND TOWEL 1 MAYO STAND COVER REINFORCED 79X145 CM 4 UTILITY DRAPES WITH ADHESIVE TAPE 75X50 CM 1 UTILITY BAG 1 WHOLE BODY DRAPE T SHAPED 255 X 285 X180 CM FENESTRATED WITH CONTROL FABRIC REINFORCEMENT 30 X 30CM WITH TUBE HOLDER 1 LOWER DRAPE REINFORCED 125 X 170CM WITH ADHESIVE TAPE 2 LEGGING 110 X 75 CM 2 ADHESIVE TAPE 10 X 50 CM 1 NEEDLE COUNTER STERILE... | SUPPLEMENTARY GENERAL CONSUMABLES
284 | 4213170101300 | PACK HEMORRHOIDECTOMY CONTENTS OF : 1 CREPE PAPER 60X60 CM 1 SURGICAL GOWN REINFORCED L WIH HAND TOWEL 1 BACK TABLE COVER REINFORCED 140 X 190 CM 1 MAYO STAND COVER REINFORCED 79X145 CM 1 UPPER DRAPE WITH TUBE HOLDER 100X80 CM 1 UNDER BUTTOCK DRAPE REINFORCED 80 X 105 CM 1 UTILITY BAG 2 LEGGING 110 X 75 CM 1 SURGICAL GOWN REINFORCED XL WITH HAND TOWEL 1 PLASTIC POUCH STERILE... | SUPPLEMENTARY GENERAL CONSUMABLES
285 | 4213170101500 | PACK ENDO-UROLOGIC CONTENTS : 1 SURGICAL GOWN REINFORCED L SIZE WITH 2 ABSORBENT HAND TOWEL 1 BACK TABLE COVER REINFORCED 140X190 CM 1 MAYO STAND COVER REINFORCED 79X145 CM 1 REINFORCED PERINEAL DRAPE SPECIALIZED FOR ENDOUROLOGICAL OPERATIONS 75 X180 CM FENESTRATED 12 X12X12 CM WITH FLUID COLLECTION POUCH WITH SUCTION PORT/S AND TUBE HOLDER IN BOTH SIDES 2 ADHESIVE TAPE 10 X 50 CM 1 UPPER DRAPE 110 X 170 CM 2 LEGGING 110 X 75 CM 1 EASY APPLICABLE CAMERA CABLE COVER 1 SURGICAL GOWN REINFORCED XL SIZE WITH 2 ABSORBENT HAND TOWE STERILE... | SUPPLEMENTARY GENERAL CONSUMABLES
286 | 4213170101600 | PACK DELIVERY KIT2 CONTENTS : CREPE PAPER 60X60 CM 1 SURGICAL GOWN REINFORCED L WITH 2 HAND TOWEL1 BACK TABLE COVER REINFORCED 140X190 CM 1 SURGICAL GOWN REINFORCED XL WITH2 HAND TOWEL 1 MAYO STAND COVER REINFORCED 79X145 CM 2 LEGGING 110X75 CM 1 UTILITY BAG 1 UNDER BUTTOCK DRAPE 85 X105 CM REINFORCED WITH POUCH WITH SUCTION PORT 1 IMPERVIOUS U SHAPED DRAPE 150 X 175 CM 1 PERINEAL DRAPE 100 X100 CM WITH TRIANGULAR FENESTRATION 25X25X25 CM 1 NEEDLE COUNTER MAG/FOAM 2 UMBILICAL CORD CLAMPS 1 BABY BLANKET 80 X75 CM 2 ADHESIVE TAPE 10 X 50 CM 1 PLACENTA BASIN AND 1 NASAL SUCTION BULB SYRINGE STERILE... | SUPPLEMENTARY GENERAL CONSUMABLES
287 | 4213170101700 | PACK CESAREAN SECTION CONTENTS : 1 BACK TABLE COVER REINFORCED 140X 190 CM 1 MAYO STAND COVER REINFORCED 79X145 CM 4 UTILITY DRAPES WITH ADHESIVE TAPE 75X50 CM1 UTILITY BAG 1 WHOLE BODY DRAPE T SHAPED 255 X300 X190 CM FENESTRATED WITH CONTROL FABRIC REINFORCEMENT 30 X30 CM WITH TUBE HOLDER ON BOTH SIDES WITH FLUID COLLECTION POUCH WITH SUCTION PORT/S 1 NEEDLE COUNTER 2 ADHESIVE TAPE 10 X 50 CM 2 UMBILICAL CORD CLAMP 1 BABY BLANKET 80 X75 CM 1 PLACENTA BASIN AND 1 NASAL SUCTION BULB SYRINGE 1 SURGICAL GOWN RENIFORCED L SIZE WITH 2 ABSORABALE HAND TOWEL 1 SURGICAL GOWN RENIFORCED XL SIZE WITH 2 ABSORABALE HAND TOWEL STERILE... | SUPPLEMENTARY GENERAL CONSUMABLES
288 | 4213170101800 | PACK ADULT ENT CONTENTS: 1 SURGICAL GOWN REINFORCED L SIZE WITH 2 ABSORBABLE HAND TOWEL 1 BACK TABLE COVER REINFORCED 140X190 CM 1 S URGICAL GOWN REINFORCED L SIZE WITH 2 ABSORBABLE HAND TOWEL 1 MAYO STAND COVER REINFORCED 79X145 CM 4 UTILITY DRAPES WITH ADHESIVE TAPE 75X50 CM 1 UTILITY BAG 1 HEAD DRAPE DOUBLE LAYER 130X90 CM WITH ADHESIVE TAPE 1 ENT SPLIT SHEET 80X200 CM WITH 7 X 55 CM SPLIT OPENING WITH ADHESIVE TAPE AND TUBE HOLDE 2 ADHESIVE TAPE 10 X 50 CM 1 NEEDLE COUNTER MAG/FOAM STERILE... | SUPPLEMENTARY GENERAL CONSUMABLES
289 | 4213170101900 | PACK SURGICAL EYE ( OPHTHALMOLOGY ) CONTENTS :1 CREPE PAPER 60 X 60 CM 1 SURGICAL GOWN REINFORCED L SIZE WITH 2 ABSORBENT HAND TOWEL 1 BACK TABLE COVER REINFORCED 140X190 CM 1 MAYO STAND COVER REINFORCED 75X145 CM1 FULL BODY OPHTHALMIC DRAPE 180 X290 WITH 5 X 4 CM EYE FENESTRATION = 10 WEEKSEL (K- SPONGE) 1 UTILITY BAG MEDICATION LABELS: 1 DEXAMETHAZONE (WHITE) 1 GENTAMYCINE (WHITE) 1 MICHOL (WHITE) 1 AVASTINE INJECTION (WHITE) 1 NEEDLE COUNTER 10-COUNT MAG/FOAM 1 SURGICAL GOWN REINFORCED XL SIZE WITH 2 ABSORBENT HAND TOWEL STERILE... | SUPPLEMENTARY GENERAL CONSUMABLES
290 | 4213170102000 | PACK CRANIOTOMY : CONTENTS : 1 BACK TABLE COVER REINFORCED 140X190 CM 1 MAYO STAND COVER REINFORCED 79X145 CM 4 UTILITY DRAPES WITH ADHESIVE TAPE 75X50 CM 1 REINFORCED CRANIOTOMY DRAPE 230 X 290 CM WITH FLUID COLLECTION POUCH WITH SUCTION PORT/S AND TUBE HOLDER 2 DRAPES 150X150 CM WITH ADHESIVE TAPE 1 NEEDLE COUNTER 10 COUNT MAG/FOAM 1 UTILITY BAG AND 2 ADHESIVE TAPE 10 X 50 CM MARKER PEN WITH RULLER 1 SURGICAL GOWN REINFORCED XL SIZE WITH 2 ABSORBABALE HAND TOWEL 1 SURGICAL GOWN L SIZEWITH 2 ABSORBABALE HAND TOWEL STERILE... | SUPPLEMENTARY GENERAL CONSUMABLES
291 | 4213170102100 | PACK UPPER EXTREMITY CONTENTS :1 CREPE PAPER 60 X 60 CM1 SURGICAL GOWN REINFORCED L SIZE WITH 2 ABSORBENT HAND TOWEL 1 BACK TABLE COVER REINFORCED 140X190 CM 1 MAYO STAND COVER REINFORCED 79X145 CM 1 HAND TABLE DRAPE REINFORCED ABSORBING FLUID 120X120CM 1 UTILITY BAG 1 SPLIT DRAPE 150X180CM U SHAPED SPLIT 12X60 CM WITH ADHESIVE TAPE 2 ADHESIVE TAPE 10 X 50 CM 1 WHOLE BODY DRAPE 300X195 CM FENESTRATED ELASTIC FENESTRATION WITH TUBE HOLDER 1 NEEDLE COUNTER 1 IMPERVIOUS STOCKINETTE MEDIUM SIZED 1 NEEDLE COUNTER 10-COUNT MAG/FOAM 1 IMPERVIOUS STOCKINETTE LARGE SIZE 1 SURGICAL GOWN REINFORCED L SIZE WITH 2 ABSORBENT HAND TOWEL STERILE... | SUPPLEMENTARY GENERAL CONSUMABLES
292 | 4213170102300 | PACK ARTHROSCOPY CONTENTS :1 CREPE PAPER 60 X 60 CM 1 SURGICAL GOWN REINFORCED L SIZE WITH 2 ABSORBENT HAND TOWEL 1 BACK TABLE COVER REINFORCED 140X190 CM 1 MAYO STAND COVER REINFORCED 79X145 CM 1 EXTRA DRAPE REINFORCED 120X120CM 1 UTILITY BAG 1 SPLIT REINFORCED DRAPE 150X180CM U SHAPED SPLIT 18X80 CM WITH ADHESIVE TAPE 1 IMPERVIOUS U SHAPED DRAPE 150 X 175 CM 5 ADHESIVE TAPE 10 X 50 CM 1 WHOLE BODY DRAPE T SHAPED 255 X 285 X180 CM FENESTRATED WITH CONTROL FABRIC REINFORCEMENT ELASTIC FENESTRATION WITH TUBE HOLDER 1 FLUID COLLECTION POUCH 1 NEEDLE COUNTER 10-COUNT MAG/FOAM 1 IMPERVIOUS STOCKINETTE LARGE SIZED AND 1 EASY APPLICABLE CAMERA CABLE COVER(RING SHAPED) 1 SURGICAL GOWN REINFORCED XL SIZE WITH 2 ABSORBENT HAND TOWEL STERILE... | SUPPLEMENTARY GENERAL CONSUMABLES
293 | 4213170102400 | PACK LOWER EXTREMITY CONTENTS: 1 CREPE PAPER 60 X 60 CM1 SURGICAL GOWN REINFORCED L SIZE WITH 2 ABSORBENT HAND TOWEL 1 BACK TABLE COVER REINFORCED 140X190 CM 1 MAYO STAND COVER REINFORCED 79X145 C 1 EXTRA DRAPE REINFORCED 120X120CM 1 UTILITY BAG 1 SPLIT DRAPE 150X180 CM U SHAPED SPLIT REINFORCED WITH ADHESIVE TAPE 18X80 CM 5 ADHESIVE TAPE 10X50 CM 1 WHOLE BODY DRAPE 300X195 CM FENESTRATED ELASTIC FENESTRATION WITH TUBE HOLDER WITH FLUID COLLECTION POUCH WITH SUCTION PORT/S 1 NEEDLE COUNTER 10-COUNT MAG/FOAM 1 IMPERVIOUS STOCKINETTE LARGE SIZE 1 SURGICAL GOWN REINFORCED L SIZE WITH 2 ABSORBENT HAND TOWEL STERILE... | SUPPLEMENTARY GENERAL CONSUMABLES
294 | 4213170102500 | PACK PEDIATRIC ENT CONTENTS:1 CREPE PAPER 60 X 60 CM 1 SURGICAL GOWN REINFORCED L SIZE WITH 2 ABSORBENT HAND TOWEL 1 BACK TABLE COVER REINFORCED 140X190 CM 1 MAYO STAND COVER REINFORCED 79X145 CM 1 UTILITY DRAPES WITH ADHESIVE TAPE 75X50 CM 1 HEAD DRAPE DOUBLE LAYER 130X90 CM WITH ADHESIVE TAPE 1 ENT SPLIT SHEET 80X120 CM WITH 5X45 CM SPLIT OPENING WITH ADHESIVE TAPE AND TUBE HOLDER 1 UTILITY BAG 1 NEEDLE COUNTER 10-COUNT MAG/FOAM 1 SURGICAL GOWN REINFORCED XL SIZE WITH 2 ABSORBENT HAND TOWEL STERILE... | SUPPLEMENTARY GENERAL CONSUMABLES
295 | 4213170102600 | PACK HIP CONTENTS: 1 CREPE PAPER 60 X 60 CM1 SURGICAL GOWN REINFORCED L SIZE WITH 2 ABSORBENT HAND TOWEL 1 BACK TABLE COVER REINFORCED 140X190 CM 1 MAYO STAND COVER REINFORCED 79X145 CM 1 DRAPE REINFORCED 120X120CM 4 UTILITY DRAPES WITH ADHESIVE TAPE 75X50 CM 1 IMPERVIOUS U SHAPED DRAPE 150 X 175 CM 1 HEAVY DUTY REINFORCED 150X180CM U SHAPED SPLIT DRAPE WITH ADHESIVE TAPE 18X80 CM 5 ADHESIVE TAPE 10X50 CM 1 WHOLE BODY DRAPE 300X195 CM FENESTRATED ELASTIC FENESTRATION WITH TUBE HOLDER WITH 2 FLUID COLLECTION POUCH ON RT AND LT SIDES WITH SUCTION PORTS 1 NEEDLE COUNTER 10-COUNT MAG/FOAM 1 IMPERVIOUS STOCKINET LARGE SIZED 1 UTILITY BAG 1 HAND TABLE DRAPE REINFORCED 120X120CM 4 UTILITY DRAPES WITH ADHESIVE TAPE 75X50 CM 1 HEAVY DUTY REINFORCED150X180CM U SHAPED1 SURGICAL GOWN REINFORCED XL SIZE WITH 2 ABSORBENT HAND TOWEL STERILE | SUPPLEMENTARY GENERAL CONSUMABLES
296 | 4213170102800 | SURGICAL TABLE SHEET : NON WOVEN WITH SUPER ABSORBENT LAYER RUNS ENTIRE LENGTH OF SHEET HEAVY DUTY HEAVY ABSORBENT (NOT LESS THAN 3 LITER) CAN BEAR PATIENT WEIGHT DURING SHIFTING OF PATIENT FROM OR TABLE TO TROLLEY. SIZE 250X150CM NON -STERILE INDIVIDUALLY PACKED. | SUPPLEMENTARY GENERAL CONSUMABLES
297 | 4213170102900 | PACK SPINAL SURGERY : CONTENT : 1 BACK TABLE COVER REINFORCED 140X190 CM 2 MAYO STAND COVER REINFORCED 79X145 CM 4 UTILITY DRAPES WITH ADHESIVE TAPE 75X50 CM 1 IMPERVIOUS U SHAPED DRAPE 150 X 175 CM 1 HEAVY DUTY REINFORCED U-SHAPED DRAPE 220 X 275 CM 1 TOP BAR DRAPE 250 X 150 CM WITH TUBE HOLDER AND HEAVY ABSORBENT MATERIAL 1 UTILITY BAG AND 1 NEEDLE COUNTER 10 COUNT MAG/FOAM 1 SURGICAL GOWN REINFORCED XL SIZE WITH 2 ABSORBABALE HAND TOWEL 1 SURGICAL GOWN L SIZEWITH 2 ABSORBABALE HAND TOWEL STERILE... | SUPPLEMENTARY GENERAL CONSUMABLES
298 | 4213170103000 | PAD MAGNETIC FOR INSTRUMENT SIZE: 25 CM X 40 CM (+/-5CM) DISPOSABLE STERILE. | SUPPLEMENTARY GENERAL CONSUMABLES
299 | 4213170104000 | DRAPE CRANIOTOMY WITH TRINGALED POUCH SURGICAL 220-240 X NOT LESS THAN 295 CM DISPOSABLE STERILE. | SUPPLEMENTARY GENERAL CONSUMABLES
300 | 4213170105200 | DRAPE VERTICAL ISOLATION TRANSPARENT PLASTIC POLYETHYLENE FILM 330 X 240 CM (+/-10CM) INCISE AREA 30 X 40 CM ( +/- 10 CM ) STERILE DISPOSABLE.... | SUPPLEMENTARY GENERAL CONSUMABLES
301 | 4213170105400 | TRAY SPECIAL PROCEDUREANGIO SETOR PACK INCLUDING: (1) 18GA NEEDLE; (1) ABSORBENT PAD; (1) NEEDLE COUNTER; (1) NEEDLE BLUE 25GA X 1.5; (1) NEEDLE GREEN 21GA X 1.5; (1) NEEDLE BLACK 22GA X 1.5; (2) BOWL 250CC; (1) BOWL 500CC; (1) FLOW SWITCH; (1) BACK TABLE COVER; (2) ABSORBENT TOWEL; (1) BACK TABLE COVER FOLDED; (1) FEMORAL ANGIOGRAPHY DRAPE; (1) FLUORO COVER SIZE X-LARGE; (4) HUCK TOWELS; (1) FLUORO COVER SIZE LARGE; (1) ABSORBENT UTILITY DRAPE; (4) OR CLOTH TOWEL BLUE; (1) SCREEN COVER; (40) GAUZE SWABS 4 INCH X4 INCH 16 PLY NXRD; (5) SYRINGE 20ML L/L; (5) GLASS SYRINGE 10ML YELLOW COLORED; (1) GLASS SYRINGE 10ML RED COLORED; (5) GLASS SYRINGE 3ML BLUE COLORED; (1) INTRODUCER NEEDLE 18G X 7CM; (1) NEEDLE COUNTER FOAM MAGNETIC 20 COUNT RED; (1) MEDICATION LABEL SHEET; (1) BLUNT FILL NEEDLE WITH FILTER; (4) TOWEL CLAMPS; (1) SCALPEL BLADE #11; (1) MOSQUITO FORCEPS 5 INCH STRAIGHT; (1) MOSQUITO FORCEPS 5 INCH CURVED; (10 OPERATING SCISSOR BI/SH 5 IN. | INTERVENTIONAL RADIO,CARDIAC CATH
302 | 4213170105600 | "DRAPE DUAL REFRACTIVE PLASTIC TRANSPARENT APERTURE ( DUAL REFRACTIVE ) SIZE 8-18 CM ( +/2 CM ) OVERALL SIZE: 40 CM X 25 CM ( +/- 3 CM ) STERILE".... | SUPPLEMENTARY GENERAL CONSUMABLES
303 | 4213170105800 | DRAPE WITH ADHESIVE SINGLE HOLE APERTURE DIAMETER SIZE 5-7 CM FABRIC REINFORCEMENT OVERALL LENGTH 105 X 115 CM (+/- 5 CM ) DISPOSABLE STERILE. | SUPPLEMENTARY GENERAL CONSUMABLES
304 | 4213170106000 | DRAPE CARDIO VASCULAR ALONG WITH PLASTIC POCKETS FROM RIGHT AND LEFT SIDE 77 X 133 INCH (+/-10 INCH) POCKETS LENGTH 100 -130 INCH STERILE DISPOSABLE.... | SUPPLEMENTARY GENERAL CONSUMABLES
305 | 4213170106200 | DRAPE SURGICAL INCISE ADHESIVE SIZE: 15 X 26 CM (+/- 2 CM) DISPOSABLE STERILE. | SUPPLEMENTARY GENERAL CONSUMABLES
306 | 4213170106300 | DRAPE SURGICAL INCISE ADHESIVE SIZE: 30 X 26 CM (+/- 2 CM) DISPOSABLE STERILE. | SUPPLEMENTARY GENERAL CONSUMABLES
307 | 4213170107300 | DRAPE FENESTRATED WITH FENESTRATION SIZE 20 CM X 36 CM AND INCISE DRAPE SIZE OF WHOLE DRAPE 122 CM X 132 CM ( +/- 5 CM ) DISPOSABLE STERILE.. | SUPPLEMENTARY GENERAL CONSUMABLES
308 | 4213170107900 | TOWEL SURGICAL HAND ABSORBENT LINT FREE NON-WOVEN 30 X 45 CM (+/- 3 CM) 2/PK STERILE. | SUPPLEMENTARY GENERAL CONSUMABLES
309 | 4213170108700 | DRAPE WITH ADHESIVE SINGLE HOLE APERTURE DIAMETER SIZE 5-7 CM FABRIC REINFORCEMENT OVERALL LENGTH 75 X 75 CM (+/- 5 CM ) DISPOSABLE STERILE. | SUPPLEMENTARY GENERAL CONSUMABLES
310 | 4213170109400 | SLEEVE FOR SURGEON'S ARM DISPOSABLE STERILE. | SUPPLEMENTARY GENERAL CONSUMABLES
311 | 4213170110300 | BLADE, MINI SHARP, ALL AROUND, 180 DEGREE CUTTING SURFACE, DOUBLE BEVEL BLADE, STRAIGHT, DISPOSABLE, STERILE | OPHTHALMOLOGY SUPPLIES
312 | 4213170111200 | DRAPE USED TO AID IN MAINTAINING ASEPTIC CONDITIONS WITHIN LIFE PORT KIDNEY TRANSPORTER PERFUSION CIRCUIT CMPATABLE WITH HOSPITAL MACHINE STERILE. DISPOSABLE STERILE... | SUPPLEMENTARY GENERAL CONSUMABLES
313 | 4213170112400 | DRAPE PEDIATRIC LAP SHEET 60 X 105 INCH ( +/- 3 IN ) 3 INCH X 8 INCH FENESTRATION CONTROL PLUS FABRIC REINFORCEMENT STERILE.. | SUPPLEMENTARY GENERAL CONSUMABLES
314 | 4213170112500 | DRAPE ANGIOGRAPHY FEMORAL LOWER PORTION TRANSPARENT 77 X 100 INCH (+/- 5 INCH) DISPOSABLE STERILE. | SUPPLEMENTARY GENERAL CONSUMABLES
315 | 4213170112700 | DRAPE WITH ADHESIVE SINGLE HOLE APERTURE OVERALL LENGTH 90 X 75 CM (+/- 5 CM ) DISPOSABLE STERILE. | SUPPLEMENTARY GENERAL CONSUMABLES
316 | 4213170112800 | DRAPE SURGICAL INCISE ADHESIVE SIZE: 30 X 55 CM (+/- 3 CM) DISPOSABLE STERILE. | SUPPLEMENTARY GENERAL CONSUMABLES
317 | 4213170113000 | DRAPE LEGGING LITHOTOMY 70 X 120 CM (+/- 5 CM) 2/ PK DISPOSABLE STERILE. | SUPPLEMENTARY GENERAL CONSUMABLES
318 | 4213170113100 | DRAPE MAYO STAND COVER FLUID REPELLANT TEAR/SLIP RESISTANT NON-WOVEN 20-25 X 50-55 INCH STERILE. | SUPPLEMENTARY GENERAL CONSUMABLES
319 | 4213170113300 | DRAPE PACK SURGICAL LAPAROTOMY UNIVERSAL COMPONENTS: 1 BACK TABLE COVER REINFORCED 140 X 190 CM 1 MAYO STAND COVER REINFORCED 79X145 CM 4 UTILITY DRAPES WITH ADHESIVE TAPE 75X50 CM 1 UTILITY BAG 1 WHOLE BODY DRAPE T SHAPED 255 X 285 X180 CM FENESTRATED WITH CONTROL FABRIC REINFORCEMENT 10 X 30CM ( +/-5) WITH TUBE HOLDER 1 LOWER DRAPE REINFORCED 125 X 170CM WITH ADHESIVE TAPE 2 LEGGING 110 X 75 CM 2 ADHESIVE TAPE 10 X 50 CM 1 NEEDLE COUNTER SURGICAL GOWN XL SIZE. 1 SURGICAL GOWN L SIZE. 1 ABSORBENT TOWEL 2X STERILE.. | SUPPLEMENTARY GENERAL CONSUMABLES
320 | 4213170113500 | DRAPE SHEET SURGICAL WITH ADHESIVE TAPE 135 X 200 CM ( +/- 10 CM ) DISPOSABLE STERILE. | SUPPLEMENTARY GENERAL CONSUMABLES
321 | 4213170113700 | TOWEL SURGICAL HAND ABSORBENT LINT FREE NON-WOVEN 30 X 58 CM (+/- 3 CM) 2/PK STERILE. | SUPPLEMENTARY GENERAL CONSUMABLES
322 | 4213170113800 | DRAPE SURGICAL EYE WITH POUCH LENGTH 105 X 105 CM (+/- 5 CM) DISPOSABLE. | SUPPLEMENTARY GENERAL CONSUMABLES
323 | 4213170113900 | PACK SURGICAL FOR T.U.R INCLUDES T.U.R DRAPE WITH POUCH SIZE: 200 X 260 CM (+/- 30 CM) LEGGINGS SURGICAL TABLE COVER 150 X 190 CM (+/- 10 CM) ADHESIVE TAPE STERILE. | SUPPLEMENTARY GENERAL CONSUMABLES
324 | 4213170114000 | DRAPE SURGICAL INCISE ANTIMICROBIAL ADHESIVE SIZE: 60 X 45 CM (+/- 5 CM) STERILE.. | SUPPLEMENTARY GENERAL CONSUMABLES
325 | 4213170114100 | DRAPE SURGICAL INCISE DRAPE ANTIMICROBIAL ADHESIVE SIZE: 60 X 85 CM (+/- 5 CM) STERILE. | SUPPLEMENTARY GENERAL CONSUMABLES
326 | 4213170114200 | DRAPE SURGICAL INCISE ANTIMICROBIAL ADHESIVE SIZE: 35 X 35 CM (+/- 5 CM) STERILE. | SUPPLEMENTARY GENERAL CONSUMABLES
327 | 4213170114300 | DRAPE SURGICAL INCISE ADHESIVE SIZE: 15 X 20 CM (+/- 2 CM) DISPOSABLE STERILE. | SUPPLEMENTARY GENERAL CONSUMABLES
328 | 4213170114400 | DRAPE SURGICAL MICROSCOPE 109-122 CM X 300-305 CM TYPE #71 FOR ZEISS OPMI VARIO DISPOSABLE STERILE /.. | SUPPLEMENTARY GENERAL CONSUMABLES
329 | 4213170114600 | DRAPE SURGICAL U-SHEET SPLIT REINFORCEMENT TUBE HOLDERS WITH ADHESIVE 195 X 300 (+/- 10 CM ) STERILE. | SUPPLEMENTARY GENERAL CONSUMABLES
330 | 4213170114700 | DRAPE SURGICAL W/ ADHESIVE CLEAR PLASTIC WOUND EDGE PROTECTOR AND INCISE DRAPE AT FENESTRATION SIZE 120 X 130 CM (+/- 5 CM) STERILE. | SUPPLEMENTARY GENERAL CONSUMABLES
331 | 4213170114800 | DRAPE TAPE STRIP ADHESIVE 10 X 50 CM (+/- 2 CM) DISPOSABLE STERILE.. | SUPPLEMENTARY GENERAL CONSUMABLES
332 | 4213170114900 | DRAPE HALF DRAPE WITH ADHESIVE TAPE 110 X 150 CM (+/- 5 CM) STERILE. | SUPPLEMENTARY GENERAL CONSUMABLES
333 | 4213170115000 | DRAPE UTILITY NON-STICKY TAPES SIZE 70 X 50 CM (+/- 5 CM) DISPOSABLE STERILE. | SUPPLEMENTARY GENERAL CONSUMABLES
334 | 4213170115800 | CUSTOMIZED EFFICIENCY LAPAROSCOPY 1 : 1 CREPE PAPER 60X60CM 1 REINFORCED SURGICAL GOWN L WITH HAND TOWEL 47X38CM 1 REINFORCED TABLE COVER 150 X 190 WRAPPING 1 LAPAROSCOPY DRAPE 200/250 X340 CM 1 MAYO STAND COVER REINFORCED 79X145CM( +/- 2) 4 OP TOWEL 75X50CM 1 SCALPEL BLADE N#11 1 SCALPEL BLADE N#10 1 PAPER BAG 11X1 9CM 1 SYRINGE 5ML L/L 3PARTS CONC 1 NEEDLE HYPODERMIC 18GX 40MM 1 NEEDLE HYPODERMIC 22GX 40MM 1 SYRINGE 20ML L/L 3PARTS CONC. 2 BOWL 1000ML 2 BOWL 250ML 2 KIDNEY BOWL 800ML 2 SUCTION AND DIATHERMY BAG 40X35 CM 1 ANTI FOG SOLUTION 2 TUBE HOLDER 5X15CM 4 MEPILEX BORDER POST-OP 6X8CM PAD 3X5CM 1 COVER CAMERA W/CARD TRANSPERENT 10 GAUZE SWAB 10X10CM 16P XRD 1 NEEDLE COUNTER 20-COUNT DOUBLE MAGNET 2 REINFORCED SURGICAL GOWN XL WITH HAND TOWELS 47X38CM 5 GAUZE LAP 30X30CM XRD 5PCS 1 VERESS NEEDLE 120MM 1 INSTRUMENT BAG 2 COTTON APPLICATOR. (EACH) STERILE... | SUPPLEMENTARY GENERAL CONSUMABLES
335 | 4213170116000 | DRAPE SURGICAL INCISE ADHESIVE SIZE: 40 X 40 CM (+/- 3 CM) DISPOSABLE STERILE. | SUPPLEMENTARY GENERAL CONSUMABLES
336 | 4213170116100 | DRAPE SURGICAL INCISE ADHESIVE SIZE: 45 X 55 CM (+/- 3 CM) DISPOSABLE STERILE. | SUPPLEMENTARY GENERAL CONSUMABLES
337 | 4213170116200 | DRAPE SURGICAL INCISE ADHESIVE SIZE: 45 X 26 CM (+/- 3 CM) DISPOSABLE STERILE. | SUPPLEMENTARY GENERAL CONSUMABLES
338 | 4213170116300 | DRAPE SURGICAL INCISE ADHESIVE SIZE: 56 X 80 CM (+/- 4 CM) DISPOSABLE STERILE. | SUPPLEMENTARY GENERAL CONSUMABLES
339 | 4213170116500 | DRAPE STOCKINETTE EXTREMITY VOLUME SMALL IMPERVIOUS WITH PLASTIC COVERING DISPOSABLE STERILE. | SUPPLEMENTARY GENERAL CONSUMABLES
340 | 4213170116600 | DRAPE SURGICAL SIZE: X-LARGE 200 CM X 255 CM (+/- 10 CM) DISPOSABLE STERILE. | SUPPLEMENTARY GENERAL CONSUMABLES
341 | 4213170120500 | DRAPE STOCKINETTE EXTREMITY VOLUME LARGE 32 X 120 CM (+/-5 CM) IMPERVIOUS WITH PLASTIC COVERING DISPOSABLE STERILE.... | SUPPLEMENTARY GENERAL CONSUMABLES
342 | 4213170120800 | DRAPE FLUID MANAGEMENT WARMER DRAPE TO MEASURE THE FLOW IN / OUT DRAPE SIZE 142 CM X 157 CM (+ / - 10 CM) IT SHOULD BE COMPATIBLE WITH HOSPITAL MACHINES (ONE MACHINE FREE OF CHARGE WITH EVERY 240 EACH) SINGLE USE STERILE.... | SUPPLEMENTARY GENERAL CONSUMABLES
343 | 4213170120900 | DRAPE UTILITY SURGICAL PLASTIC TRANSPARENT 40- 45 CM X 30 - 34 CM FLUID RESIST STERILE.... | SUPPLEMENTARY GENERAL CONSUMABLES
344 | 4213170121000 | DISINFECTANT SOLUTION; ELECTROLYZED WATER 99.97% SODIUM CHLORIDE (NACL) 0.023% SODIUM HYPOCHLORITE (NAOCL) 0.004% HYPOCHLOROUS ACID (HOCL) 0.003%. SURFACE DISINFECTANT. BROAD SPECTRUM BACTERICIDAL (INCLUDING MDROS) VIRUCIDAL IN 30 SECONDS FUNGICIDAL SPORICIDAL AND MYCOBACTERICIDAL. PH-NEUTRAL NO COLOR NON-TOXIC NON IRRITANT NON CORROSIVE OR DAMAGING TO SURFACES. LEAVES NO HARMFUL RESIDUES SAFE IN ALL ENVIRONMENTS COMPATIBLE WITH ALL TYPES OF MATERIALS. NO SPECIAL HANDLING OR DISPOSAL REQUIREMENTS. SIZE 120 ML SPRAY BOTTLE. NOTE: MSDS SHOULD BE PROVIDED IN SOFT COPY.... | DISINFECTANTS SUPPLIES SUPPLEMENTARY
345 | 4213170121100 | DISINFECTANT SOLUTION; ELECTROLYZED WATER 99.97% SODIUM CHLORIDE (NACL) 0.023% SODIUM HYPOCHLORITE (NAOCL) 0.004% HYPOCHLOROUS ACID (HOCL) 0.003%. SURFACE DISINFECTANT. BROAD SPECTRUM BACTERICIDAL (INCLUDING MDROS) VIRUCIDAL IN 30 SECONDS FUNGICIDAL SPORICIDAL AND MYCOBACTERICIDAL. PH-NEUTRAL NO COLOR NON-TOXIC NON IRRITANT NON CORROSIVE OR DAMAGING TO SURFACES. LEAVES NO HARMFUL RESIDUES SAFE IN ALL ENVIRONMENTS COMPATIBLE WITH ALL TYPES OF MATERIALS. NO SPECIAL HANDLING OR DISPOSAL REQUIREMENTS. SIZE 500 ML SPRAY BOTTLE. NOTE: MSDS SHOULD BE PROVIDED IN SOFT COPY.... | DISINFECTANTS SUPPLIES SUPPLEMENTARY
346 | 4213170121200 | DISINFECTANT SOLUTION; ELECTROLYZED WATER 99.97% SODIUM CHLORIDE (NACL) 0.023% SODIUM HYPOCHLORITE (NAOCL) 0.004% HYPOCHLOROUS ACID (HOCL) 0.003%. SURFACE DISINFECTANT. BROAD SPECTRUM BACTERICIDAL (INCLUDING MDROS) VIRUCIDAL IN 30 SECONDS FUNGICIDAL SPORICIDAL AND MYCOBACTERICIDAL. PH-NEUTRAL NO COLOR NON-TOXIC NON IRRITANT NON CORROSIVE OR DAMAGING TO SURFACES. LEAVES NO HARMFUL RESIDUES SAFE IN ALL ENVIRONMENTS COMPATIBLE WITH ALL TYPES OF MATERIALS. NO SPECIAL HANDLING OR DISPOSAL REQUIREMENTS. SIZE 1L SPRAY BOTTLE. NOTE: MSDS SHOULD BE PROVIDED IN SOFT COPY.... | DISINFECTANTS SUPPLIES SUPPLEMENTARY
347 | 4213170121300 | DISINFECTANT SOLUTION; ELECTROLYZED WATER 99.97% SODIUM CHLORIDE (NACL) 0.023% SODIUM HYPOCHLORITE (NAOCL) 0.004% HYPOCHLOROUS ACID (HOCL) 0.003%. SURFACE DISINFECTANT. BROAD SPECTRUM BACTERICIDAL (INCLUDING MDROS) VIRUCIDAL IN 30 SECONDS FUNGICIDAL SPORICIDAL AND MYCOBACTERICIDAL. PH-NEUTRAL NO COLOR NON-TOXIC NON IRRITANT NON CORROSIVE OR DAMAGING TO SURFACES. LEAVES NO HARMFUL RESIDUES SAFE IN ALL ENVIRONMENTS COMPATIBLE WITH ALL TYPES OF MATERIALS. NO SPECIAL HANDLING OR DISPOSAL REQUIREMENTS. NOTE: MSDS SHOULD BE PROVIDED IN SOFT COPY. SIZE 5 LITER BOTTLE (1 FUMIGATION MACHINE FREE OF CHARGE FOR EVERY 500 BOTTLE)... | DISINFECTANTS SUPPLIES SUPPLEMENTARY
348 | 4213170121400 | CANISTER SURFACE DISINFECTANT CHLORINE WIPE PP NON-WOVEN CONSENTRATION MORE THAN 1000 PMM (SODIUM HYPOCHLORITE 0.63% OTHER CLENING AGENT 99.37%). CONTACT TIME OF 1 - 2 MINUTES ALCOHOL FREE. BACTERICIDAL VIRUCIDAL FUNGICIDAL PARASITICIDAL MYCOBACTERICIDAL | DISINFECTANTS SUPPLIES SUPPLEMENTARY
349 | 4213170121500 | HOSPITAL GRADE SURFACE DISINFECTANT BLEACH FREE - ALCOHOL FREE TO ELIMINATE BACTERIA VIRUS AND FUNGI AND HAS BEEN TESTED AND PROVEN EFFECTIVE AGAINST MOLD AND ALGAE. IS HIGHLY EFFECTIVE AGAINST MRSA AND MDR. IT HAS TWO MODES OF ACTIONS; ACTIVE INGREDIENT | DISINFECTANTS SUPPLIES SUPPLEMENTARY
350 | 4213170121600 | HOSPITAL GRADE SURFACE DISINFECTANT BLEACH FREE - ALCOHOL FREE UNIQUELY UTILIZES THE TECHNOLOGY TO ELIMINATE BACTERIA VIRUSES AND FUNGI AND HASBEEN TESTED AND PROVEN EFFECTIVE AGAINST MOLD AND ALGAE. HIGHLY EFFECTIVE AGAINST MRSA AND MDR. IT HAS TWO MODES | DISINFECTANTS SUPPLIES SUPPLEMENTARY
351 | 4213170122000 | BROAD -SPECTRUM CLEANER AND CONCENTRATED DISINFACTANT WITH HIGH EFFICACY AND SHORT CONTACT TIME.BASED ON ACCELARATED HYDROGEN PEROXIDE FORMULATION(AHP),CAN BE USED ON HARD ,NONPOUROUS SURFACE . SMARDOSE CONCENTRATIONS BETWEEN 2-4% V/V DEPENDING ON THE TYPE AND DEGREE OF SOILING WITH 2 SITTING :16ML AND 55ML PER PUS .BACTERICIDAL,VIRUCIDAL,YEASTICIDAL -DISINFECT IN AS LITTLE AS 30 SEC- ACTIVE BREACK DOEN INTO WATER AND OXYGIENE ,NO ODOR., NOTE: MSDS SHOULD BE PROVIDED IN SOFT COPY.... | DISINFECTANTS SUPPLIES
352 | 4213170122300 | DRAPE KIT ONE-PIECE WITH POCKETS | ORTHOPEDIC & SPINAL SUPPLIES
353 | 4213170200000 | SURGICAL GOWN DOUBLE WRAPPED BLUE/GREEN COLOR ZONED-IMPERVIOUS REINFORCED FROM CHEST TO DOWN ABDOMINAL AND ARMS TILL ELBOW EXCELLENT MICROBIAL BARRIER ANTISTATIC BREATHABLE FABRIC FLUID REPELLENT LIGHT WEIGHT MATERIAL RESISTANT TO TEARING COMFORTABLE LONG SLEEVES WITH CLOSING OF 7 CM ELASTIC STOCKINET CUFF DISPOSABLE STERILE MEDIUM SIZE WITH TWO ABSORBENT TOWEL.. | SUPPLEMENTARY GENERAL CONSUMABLES
354 | 4213170201000 | SURGICAL GOWN DOUBLE WRAPPED BLUE/GREEN COLOR ZONED-IMPERVIOUS REINFORCED FROM CHEST TO DOWN ABDOMINAL AND ARMS TILL ELBOW EXCELLENT MICROBIAL BARRIER ANTISTATIC BREATHABLE FABRIC FLUID REPELLENT LIGHT WEIGHT MATERIAL RESISTANT TO TEARING COMFORTABLE LONG SLEEVES WITH CLOSING OF 7 CM ELASTIC STOCKINET CUFF DISPOSABLE STERILE SMALL SIZE WITH TWO ABSORBENT TOWEL.. | SUPPLEMENTARY GENERAL CONSUMABLES
355 | 4213170201300 | GOWN, CHEMOTHERAPY, SERVE AS BARRIER AGAINST WATER AND CHEMICAL PROOF AND PERFORATED OPEN BACK DESIGN, SIZE X-SMALL, NON STERILE | STERILIZATION SUPPLIES (CSSD) CONSUMABLE
356 | 4213170201500 | GOWN, CHEMOTHERAPY, SERVE AS BARRIER AGAINST WATER AND CHEMICAL PROOF AND PERFORATED OPEN BACK DESIGN, SIZE XX-LARGE, NON STERILE | STERILIZATION SUPPLIES (CSSD) CONSUMABLE
357 | 4213170202000 | GOWN CHEMOTHERAPY SERVE AS BARRIER AGAINST WATER AND CHEMICAL PROOF AND PERFORATED OPEN BACK DESIGN SIZE XL NON STERILE. | SUPPLEMENTARY GEN.SUPPLIES NURS,BURN
358 | 4213170203600 | SURGICAL GOWN DOUBLE WRAPPED BLUE/GREEN COLOR EXCELLENT MICROBIAL BARRIER ANTISTATIC BREATHABLE FABRIC FLUID REPELLENT LIGHT WEIGHT MATERIAL RESISTANT TO TEARING COMFORTABLE LONG SLEEVES WITH CLOSING OF 7 CM ELASTIC STOCKINET CUFF DISPOSABLE STERILE LARGE SIZE WITH TWO ABSORBENT TOWEL.. | SUPPLEMENTARY GENERAL CONSUMABLES
359 | 4213170203700 | SURGICAL GOWN DOUBLE WRAPPED BLUE/GREEN COLOR EXCELLENT MICROBIAL BARRIER ANTISTATIC BREATHABLE FABRIC FLUID REPELLENT LIGHT WEIGHT MATERIAL RESISTANT TO TEARING COMFORTABLE LONG SLEEVES WITH CLOSING OF 7 CM ELASTIC STOCKINET CUFF DISPOSABLE STERILE X-LARGE SIZE WITH TWO ABSORBENT TOWEL.. | SUPPLEMENTARY GENERAL CONSUMABLES
360 | 4213170203800 | SURGICAL GOWN DOUBLE WRAPPED BLUE/GREEN COLOR EXCELLENT MICROBIAL BARRIER ANTISTATIC BREATHABLE FABRIC FLUID REPELLENT LIGHT WEIGHT MATERIAL RESISTANT TO TEARING COMFORTABLE LONG SLEEVES WITH CLOSING OF 7 CM ELASTIC STOCKINET CUFF DISPOSABLE STERILE XX-LARGE SIZE WITH TWO ABSORBENT TOWEL.. | SUPPLEMENTARY GENERAL CONSUMABLES
361 | 4213170203900 | GOWN FOR PATIENT DARK BLUE WITH NECK AND BACK TIES LONG SLEEVES WITH CUFF LENGTH: BELOW KNEE STANDARD SIZE DISPOSABLE.. | SUPPLEMENTARY GEN.SUPPLIES NURS,BURN
362 | 4213170204000 | SURGICAL GOWN DOUBLE WRAPPED BLUE/GREEN COLOR ZONED-IMPERVIOUS REINFORCED FROM CHEST TO DOWN ABDOMINAL AND ARMS TILL ELBOW EXCELLENT MICROBIAL BARRIER ANTISTATIC BREATHABLE FABRIC FLUID REPELLENT LIGHT WEIGHT MATERIAL RESISTANT TO TEARING COMFORTABLE LONG SLEEVES WITH CLOSING OF 7 CM ELASTIC STOCKINET CUFF DISPOSABLE STERILE XX- LARGE SIZE WITH TWO ABSORBENT TOWEL.. | SUPPLEMENTARY GENERAL CONSUMABLES
363 | 4213170204100 | SURGICAL GOWN DOUBLE WRAPPED BLUE/GREEN COLOR ZONED-IMPERVIOUS REINFORCED FROM CHEST TO DOWN ABDOMINAL AND ARMS TILL ELBOW EXCELLENT MICROBIAL BARRIER ANTISTATIC BREATHABLE FABRIC FLUID REPELLENT LIGHT WEIGHT MATERIAL RESISTANT TO TEARING COMFORTABLE LONG SLEEVES WITH CLOSING OF 7 CM ELASTIC STOCKINET CUFF DISPOSABLE STERILE X- LARGE SIZE WITH TWO ABSORBENT TOWEL.. | SUPPLEMENTARY GENERAL CONSUMABLES
364 | 4213170204200 | SURGICAL GOWN DOUBLE WRAPPED BLUE/GREEN COLOR ZONED-IMPERVIOUS REINFORCED FROM CHEST TO DOWN ABDOMINAL AND ARMS TILL ELBOW EXCELLENT MICROBIAL BARRIER ANTISTATIC BREATHABLE FABRIC FLUID REPELLENT LIGHT WEIGHT MATERIAL RESISTANT TO TEARING COMFORTABLE LONG SLEEVES WITH CLOSING OF 7 CM ELASTIC STOCKINET CUFF DISPOSABLE STERILE LARGE SIZE WITH TWO ABSORBENT TOWEL.. | SUPPLEMENTARY GENERAL CONSUMABLES
365 | 4213170204800 | SURGICAL GOWN DOUBLE WRAPPED BLUE/GREEN COLOR EXCELLENT MICROBIAL BARRIER ANTISTATIC BREATHABLE FABRIC FLUID REPELLENT LIGHT WEIGHT MATERIAL RESISTANT TO TEARING COMFORTABLE LONG SLEEVES WITH CLOSING OF 7 CM ELASTIC STOCKINET CUFF DISPOSABLE STERILE MEDIUM SIZE WITH TWO ABSORBENT TOWEL.. | SUPPLEMENTARY GENERAL CONSUMABLES
366 | 4213170204900 | SURGICAL GOWN DOUBLE WRAPPED BLUE/ GREEN COLOR WITH MICROBIAL BARRIER ANTISTATIC BREATHABLE FABRIC FLUID REPELLENT LIGHT WEIGHT MATERIAL RESISTANT TO TEARING COMFORTABLE LONG SLEEVES WITH CLOSING OF 7 CM ELASTIC STOCKINET CUFF DISPOSABLE STERILE SMALL SIZE WITH TWO ABSORBENT TOWEL.. | SUPPLEMENTARY GENERAL CONSUMABLES
367 | 4213170400800 | TOWEL, PACK OF 2 PCS ABSORBENT COTTON TOWEL, SIZE 50X50CM, DISPOSABLE, STERILE | CARDIOVASCULAR SURGERY CONSUMABLES
368 | 4213170402600 | DRAPE NON-ABSORBENT WITH ADHESIVE TAPE SIZE 70 X 50 CM (+/- 5 CM) DISPOSABLE STERILE. | SUPPLEMENTARY GENERAL CONSUMABLES
369 | 4213170402700 | TOWEL OPERATING ROOM LATEX SAFE PREWASHED AND DELINTED S.U.D WITH TAIL 50 X 65 CM ( +/- 5 CM ) DISPOSABLE STERILE.. | SUPPLEMENTARY GENERAL CONSUMABLES
370 | 4213170402800 | TOWEL OPERATING ROOM LATEX SAFE PREWASHED AND DELINTED S.U.D WITH TAIL 40 X 65 CM ( +/- 2 CM ) DISPOSABLE STERILE.. | SUPPLEMENTARY GENERAL CONSUMABLES
371 | 4213170403200 | CLOTH TOWEL 40X60CM NON-LINTING, NON-RAYTEC, NON-STERILE, DISPOSABLE | STERILIZATION SUPPLIES (CSSD) CONSUMABLE
372 | 4213170403300 | CLOTH TOWEL 60X80 CM NON-LINTING, NON-RAYTEC, NON-STERILE, DISPOSABLE | STERILIZATION SUPPLIES (CSSD) CONSUMABLE
373 | 4213170700000 | COVER HEAD COTTON BASE PEDIATRIC DISPOSABLE.. | SUPPLEMENTARY GEN.SUPPLIES NURS,BURN
374 | 4213171600000 | COVER OVER SHOE NON - WOVEN FITS ALL SIZE S BREATHABLE FABRIC TEAR/SLIP RESISTANT DISPOSABLE.. | SUPPLEMENTARY GEN.SUPPLIES NURS,BURN
375 | 4213171700000 | PRESSURE GARMENT READY MADE CHILDREN SLEEVE SIZES: 4: 6.4-7.2 IN (16-18 CM) (CIRCUMFERENCE OF WIDEST POINT OF UPPER ARM) . EASY FITTING SOFT AND SMOOTH HI-TECH YARN WITH PERMANENT ODOR NEUTRALITY BREATHABLE HIGH UV PROTECTION PRESSURE LEVEL 10-18 MMHG HYPOALLERGENIC AND LATEX-FREE ANTI-BACTERIAL WASHABLE FABRIC COMPOSITION 80%-90% POLYAMIDE 10%-20% ELASTANE THICKNESS 0.48MM-0.52MM (SCAR MANAGEMENT).. | SUPPLEMENTARY REHAB,PHYSIOTHERAPY SUPPL.
376 | 4213171700100 | PRESSURE GARMENT READY MADE CHILDREN SLEEVE SIZES: 3: 5.6-6.4 IN (14-16 CM) (CIRCUMFERENCE OF WIDEST POINT OF UPPER ARM) . EASY FITTING SOFT AND SMOOTH HI-TECH YARN WITH PERMANENT ODOR NEUTRALITY BREATHABLE HIGH UV PROTECTION PRESSURE LEVEL 10-18 MMHG HYPOALLERGENIC AND LATEX-FREE ANTI-BACTERIAL WASHABLE FABRIC COMPOSITION 80%-90% POLYAMIDE 10%-20% ELASTANE THICKNESS 0.48MM-0.52MM (SCAR MANAGEMENT).. | SUPPLEMENTARY REHAB,PHYSIOTHERAPY SUPPL.
377 | 4213171700200 | PRESSURE GARMENT READY MADE CHILDREN SLEEVE SIZES: 2: 4.8-5.6 IN (12-14 CM) (CIRCUMFERENCE OF WIDEST POINT OF UPPER ARM) . EASY FITTING SOFT AND SMOOTH HI-TECH YARN WITH PERMANENT ODOR NEUTRALITY BREATHABLE HIGH UV PROTECTION PRESSURE LEVEL 10-18 MMHG HYPOALLERGENIC AND LATEX-FREE ANTI-BACTERIAL WASHABLE FABRIC COMPOSITION 80%-90% POLYAMIDE 10%-20% ELASTANE THICKNESS 0.48MM-0.52MM (SCAR MANAGEMENT).. | SUPPLEMENTARY REHAB,PHYSIOTHERAPY SUPPL.
378 | 4213171700300 | PRESSURE GARMENT READY MADE CHILDREN SLEEVE SIZES: 5: 7.2-8 IN (18-20 CM) (CIRCUMFERENCE OF WIDEST POINT OF UPPER ARM) . EASY FITTING SOFT AND SMOOTH HI-TECH YARN WITH PERMANENT ODOR NEUTRALITY BREATHABLE HIGH UV PROTECTION PRESSURE LEVEL 10-18 MMHG HYPOALLERGENIC AND LATEX-FREE ANTI-BACTERIAL WASHABLE FABRIC COMPOSITION 80%-90% POLYAMIDE 10%-20% ELASTANE THICKNESS 0.48MM-0.52MM (SCAR MANAGEMENT).. | SUPPLEMENTARY REHAB,PHYSIOTHERAPY SUPPL.
379 | 4213171700400 | PRESSURE GARMENT READY MADE CHILDREN SLEEVE SIZES: 1: 4-4.4 IN (10-12 CM) (CIRCUMFERENCE OF WIDEST POINT OF UPPER ARM) . EASY FITTING SOFT AND SMOOTH HI-TECH YARN WITH PERMANENT ODOR NEUTRALITY BREATHABLE HIGH UV PROTECTION PRESSURE LEVEL 10-18 MMHG HYPOALLERGENIC AND LATEX-FREE ANTI-BACTERIAL WASHABLE FABRIC COMPOSITION 80%-90% POLYAMIDE 10%-20% ELASTANE THICKNESS 0.48MM-0.52MM (SCAR MANAGEMENT).. | SUPPLEMENTARY REHAB,PHYSIOTHERAPY SUPPL.
380 | 4213171700500 | PRESSURE GARMENT READY MADE ADULT SLEEVE SIZES: 6: 11.2-12 IN (28-30 CM) (CIRCUMFERENCE OF WIDEST POINT OF UPPER ARM) . EASY FITTING SOFT AND SMOOTH HI-TECH YARN WITH PERMANENT ODOR NEUTRALITY BREATHABLE HIGH UV PROTECTION PRESSURE LEVEL 10-18 MMHG HYPOALLERGENIC AND LATEX-FREE ANTI-BACTERIAL WASHABLE FABRIC COMPOSITION 80%-90% POLYAMIDE 10%-20% ELASTANE THICKNESS 0.48MM-0.52MM (SCAR MANAGEMENT).. | SUPPLEMENTARY REHAB,PHYSIOTHERAPY SUPPL.
381 | 4213171700600 | PRESSURE GARMENT READY MADE ADULT SLEEVE SIZES: 5: 10.4-11.2 IN (26-28 CM) (CIRCUMFERENCE OF WIDEST POINT OF UPPER ARM) . EASY FITTING SOFT AND SMOOTH HI-TECH YARN WITH PERMANENT ODOR NEUTRALITY BREATHABLE HIGH UV PROTECTION PRESSURE LEVEL 10-18 MMHG HYPOALLERGENIC AND LATEX-FREE ANTI-BACTERIAL WASHABLE FABRIC COMPOSITION 80%-90% POLYAMIDE 10%-20% ELASTANE THICKNESS 0.48MM-0.52MM (SCAR MANAGEMENT).. | SUPPLEMENTARY REHAB,PHYSIOTHERAPY SUPPL.
382 | 4213171700700 | PRESSURE GARMENT READY MADE ADULT SLEEVE SIZES: 4: 9.6-10.4 IN (24-26 CM) (CIRCUMFERENCE OF WIDEST POINT OF UPPER ARM) . EASY FITTING SOFT AND SMOOTH HI-TECH YARN WITH PERMANENT ODOR NEUTRALITY BREATHABLE HIGH UV PROTECTION PRESSURE LEVEL 10-18 MMHG HYPOALLERGENIC AND LATEX-FREE ANTI-BACTERIAL WASHABLE FABRIC COMPOSITION 80%-90% POLYAMIDE 10%-20% ELASTANE THICKNESS 0.48MM-0.52MM (SCAR MANAGEMENT).. | SUPPLEMENTARY REHAB,PHYSIOTHERAPY SUPPL.
383 | 4213171700800 | PRESSURE GARMENT READY MADE ADULT SLEEVE SIZES: 7: 12-12.8 IN (30-32 CM) (CIRCUMFERENCE OF WIDEST POINT OF UPPER ARM) . EASY FITTING SOFT AND SMOOTH HI-TECH YARN WITH PERMANENT ODOR NEUTRALITY BREATHABLE HIGH UV PROTECTION PRESSURE LEVEL 10-18 MMHG HYPOALLERGENIC AND LATEX-FREE ANTI-BACTERIAL WASHABLE FABRIC COMPOSITION 80%-90% POLYAMIDE 10%-20% ELASTANE THICKNESS 0.48MM-0.52MM (SCAR MANAGEMENT).. | SUPPLEMENTARY REHAB,PHYSIOTHERAPY SUPPL.
384 | 4213171700900 | PRESSURE GARMENT READY MADE ADULT SLEEVE SIZES: 3: 8.8-9.6 IN (22-24 CM) (CIRCUMFERENCE OF WIDEST POINT OF UPPER ARM) . EASY FITTING SOFT AND SMOOTH HI-TECH YARN WITH PERMANENT ODOR NEUTRALITY BREATHABLE HIGH UV PROTECTION PRESSURE LEVEL 10-18 MMHG HYPOALLERGENIC AND LATEX-FREE ANTI-BACTERIAL WASHABLE FABRIC COMPOSITION 80%-90% POLYAMIDE 10%-20% ELASTANE THICKNESS 0.48MM-0.52MM (SCAR MANAGEMENT).. | SUPPLEMENTARY REHAB,PHYSIOTHERAPY SUPPL.
385 | 4213171701000 | PRESSURE GARMENT READY MADE ADULT SLEEVE SIZES: 8: 12.8-13.6 IN (32-34 CM) (CIRCUMFERENCE OF WIDEST POINT OF UPPER ARM) . EASY FITTING SOFT AND SMOOTH HI-TECH YARN WITH PERMANENT ODOR NEUTRALITY BREATHABLE HIGH UV PROTECTION PRESSURE LEVEL 10-18 MMHG HYPOALLERGENIC AND LATEX-FREE ANTI-BACTERIAL WASHABLE FABRIC COMPOSITION 80%-90% POLYAMIDE 10%-20% ELASTANE THICKNESS 0.48MM-0.52MM (SCAR MANAGEMENT).. | SUPPLEMENTARY REHAB,PHYSIOTHERAPY SUPPL.
386 | 4213171701100 | PRESSURE GARMENT READY MADE ADULT SLEEVE SIZES: 2: 8-8.8 IN (20-22 CM) (CIRCUMFERENCE OF WIDEST POINT OF UPPER ARM) . EASY FITTING SOFT AND SMOOTH HI-TECH YARN WITH PERMANENT ODOR NEUTRALITY BREATHABLE HIGH UV PROTECTION PRESSURE LEVEL 10-18 MMHG HYPOALLERGENIC AND LATEX-FREE ANTI-BACTERIAL WASHABLE FABRIC COMPOSITION 80%-90% POLYAMIDE 10%-20% ELASTANE THICKNESS 0.48MM-0.52MM (SCAR MANAGEMENT).. | SUPPLEMENTARY REHAB,PHYSIOTHERAPY SUPPL.
387 | 4213171701200 | PRESSURE GARMENT READY MADE ADULT SLEEVE SIZES: 9: 13.6-14.4 IN (34-36 CM) (CIRCUMFERENCE OF WIDEST POINT OF UPPER ARM) . EASY FITTING SOFT AND SMOOTH HI-TECH YARN WITH PERMANENT ODOR NEUTRALITY BREATHABLE HIGH UV PROTECTION PRESSURE LEVEL 10-18 MMHG HYPOALLERGENIC AND LATEX-FREE ANTI-BACTERIAL WASHABLE FABRIC COMPOSITION 80%-90% POLYAMIDE 10%-20% ELASTANE THICKNESS 0.48MM-0.52MM (SCAR MANAGEMENT).. | SUPPLEMENTARY REHAB,PHYSIOTHERAPY SUPPL.
388 | 4213171701300 | PRESSURE GARMENT READY MADE ADULT SLEEVE SIZES: 1: 7.2-8 IN (18-20 CM) (CIRCUMFERENCE OF WIDEST POINT OF UPPER ARM) . EASY FITTING SOFT AND SMOOTH HI-TECH YARN WITH PERMANENT ODOR NEUTRALITY BREATHABLE HIGH UV PROTECTION PRESSURE LEVEL 10-18 MMHG HYPOALLERGENIC AND LATEX-FREE ANTI-BACTERIAL WASHABLE FABRIC COMPOSITION 80%-90% POLYAMIDE 10%-20% ELASTANE THICKNESS 0.48MM-0.52MM (SCAR MANAGEMENT).. | SUPPLEMENTARY REHAB,PHYSIOTHERAPY SUPPL.
389 | 4213171701400 | PRESSURE GARMENT READY MADE ADULT SLEEVE SIZES: 10: 14.4-15.2 IN (36-38 CM) (CIRCUMFERENCE OF WIDEST POINT OF UPPER ARM) . EASY FITTING SOFT AND SMOOTH HI-TECH YARN WITH PERMANENT ODOR NEUTRALITY BREATHABLE HIGH UV PROTECTION PRESSURE LEVEL 10-18 MMHG HYPOALLERGENIC AND LATEX-FREE ANTI-BACTERIAL WASHABLE FABRIC COMPOSITION 80%-90% POLYAMIDE 10%-20% ELASTANE THICKNESS 0.48MM-0.52MM (SCAR MANAGEMENT).. | SUPPLEMENTARY REHAB,PHYSIOTHERAPY SUPPL.
390 | 4213171701500 | PRESSURE GARMENT READY MADE ADULT SLEEVE SIZES: 11: 15.2-16 IN (38-40 CM) (CIRCUMFERENCE OF WIDEST POINT OF UPPER ARM) . EASY FITTING SOFT AND SMOOTH HI-TECH YARN WITH PERMANENT ODOR NEUTRALITY BREATHABLE HIGH UV PROTECTION PRESSURE LEVEL 10-18 MMHG HYPOALLERGENIC AND LATEX-FREE ANTI-BACTERIAL WASHABLE FABRIC COMPOSITION 80%-90% POLYAMIDE 10%-20% ELASTANE THICKNESS 0.48MM-0.52MM (SCAR MANAGEMENT).. | SUPPLEMENTARY REHAB,PHYSIOTHERAPY SUPPL.
391 | 4213171705000 | BARRIER SLEEVE FOR INTRAORAL CAMERA, SINGLE-USE, TRANSPARENT,APPROXIMATELY 23–26 CM IN LENGTH, UNIVERSAL FIT FOR MOST INTRAORAL CAME RAS. | DENTAL GENERAL SUPPLIES
392 | 4213172100300 | WIPES SURFACE DISINFECTANT 5TH GENERATION OF QUATERNARY AMMONIUM COMPOUNDS BACTERICIDAL (INCLUDING MDROS) VIRUCIDAL FUNGICIDAL MYCOB ACTERICIDAL. CONTACT TIME BETWEEN 30 SECONDS UP TO 3 MINUTES FRAGRANCE FREE CHLORINE FREE ALCOHOL FREE AND NON-CORROSIVE NON-IRRITANT NON-TOXIC FOOD SAFE EASY TO USE. SIZE 15-20 CM X 15-20 CM PACK OF 100-200 WIPES PACKAGE/CANISTER NON WOVEN WIPES NOTE: MSDS SHOULD BE PROVIDED IN SOFT COPY... | DISINFECTANTS SUPPLIES SUPPLEMENTARY
393 | 4213210100100 | UNDERPAD INCONTINENCE ABSORBENT CELLULOSE WATERPROOF STRONG AND CLEAR IMPOSING ASSURE DRY SURFACE SIZE: 30 X 30 CM ( +/- 2 CM ) PACKING: WRAPPED IN A PLASTIC PACK.. | SUPPLEMENTARY GEN.SUPPLIES NURS,BURN
394 | 4213210100200 | UNDERPAD INCONTINENCE ABSORBENT CELLULOSE WATERPROOF STRONG AND CLEAR IMPOSING ASSURE DRY SURFACE SIZE: 60 X 80 CM ( +/- 2 CM ) PACKING: WRAPPED IN A PLASTIC PACK. | SUPPLEMENTARY GEN.SUPPLIES NURS,BURN
395 | 4213210100500 | UNDERPAD INCONTINENCE ABSORBENT CELLULOSE WATERPROOF STRONG AND CLEAR IMPOSING ASSURE DRY SURFACE SIZE: 60 X 90 CM ( +/- 2 CM ) PACKING: WRAPPED IN A PLASTIC PACK.. | SUPPLEMENTARY GEN.SUPPLIES NURS,BURN
396 | 4213210100700 | UNDERPAD INCONTINENCE ABSORBENT CELLULOSE WATERPROOF STRONG AND CLEAR IMPOSING ASSURE DRY SURFACE SIZE: 40 X 60 CM ( +/- 2 CM ) PACKING: WRAPPED IN A PLASTIC PACK.. | SUPPLEMENTARY GEN.SUPPLIES NURS,BURN
397 | 4213210100800 | UNDERPAD INCONTINENCE ABSORBENT CELLULOSE WATERPROOF STRONG AND CLEAR IMPOSING ASSURE DRY SURFACE SIZE: 50 X 75 CM ( +/- 2 CM ) PACKING: WRAPPED IN A PLASTIC PACK.. | SUPPLEMENTARY GEN.SUPPLIES NURS,BURN
398 | 4213210200000 | SHEET FOR OPERATING AND STRETCHER TABLE ABSORBENT WITH ELASTIC BAND FITTED SHEET SIZE 110 X 230 CM (+ / - 10 CM) INCLUDE KNEE BODY AND / ARM BOARD STRAPS HEADREST COVER SINGLE USE... | SUPPLEMENTARY GENERAL CONSUMABLES
399 | 4213210300000 | SHEET ABSORBENT BABY RECEIVING BLANKET FOR USE WITH C - SECTIONS DOUBLE LAYER 52 X 70 INCH OR 132 X 178 CM 1 PER PACKAGE DISPOSABLE STERILE.. | SUPPLEMENTARY GEN.SUPPLIES NURS,BURN
400 | 4213210300200 | DRAPE STOCKINETTE EXTREMITY VOLUME MEDIUM 22 X 75 CM (+/-5 CM) / IMPERVIOUS WITH PLASTIC COVERING DISPOSABLE STERILE.... | SUPPLEMENTARY GENERAL CONSUMABLES
401 | 4213210300300 | DRAPE SURGICAL U SHAPE (SPLIT SHEET) PLASTIC TRANSPARENT WITH ADHESIVE AROUND SLOT 100-120 X 150-180 CM STERILE... | SUPPLEMENTARY GENERAL CONSUMABLES
402 | 4213210400200 | PILLOW BED MADE OF POLYESTER FIBER WITH COVER MADE OF LIQUID REPELLENT WASHABLE WHITE COLOR WEIGHT AT LEAST 1000 GM SIZE 45 X 70 CM... | SUPPLEMENTARY GEN.SUPPLIES NURS,WOUND
403 | 4213210501000 | BED SHEET WHITE COLOR MADE OF 50% COTTON AND 50% POLYESTER WEIGHT 800 - 1000 GM STITCHED EDGE WASHABLE AND DISINFECTABLE SIZE 190 X 250 CM ( + / - 10 CM ).... | SUPPLEMENTARY GEN.SUPPLIES NURS,WOUND
404 | 4213211200200 | BAG LAUNDRY, SOLUBLE IN WATER, APPROX. 36 X 39 INCH, DISPOSABLE | SUPPLEMENTARY GEN.SUPPLIES NURS,BURN
405 | 4213211401100 | CLOTH ROLL MACKINTOSH DOUBLE FACED RUBBER IMPREGNATED AT LEAST 40 - 60 METER LONG AND 90 CM WIDE.... | SUPPLEMENTARY GEN.SUPPLIES NURS,BURN
406 | 4213220100000 | COTTON ROLL DISPENSER WITH LID, DISPENSES ONE ROLL WITH SIMPLE MOVEMENT, ADJUSTABLE FOR DIFFERENT SIZE S OF ROLLS, COMPACT AND STABLE, MADE OF STERILIZABLE MATERIAL PREFERABLY CHROME NICKEL STEEL (ST. ST) TO BE AUTOCLAVED OR CHEMICLAVED | DENTAL GENERAL SUPPLIES
407 | 4213220300000 | GLOVES EXAMINATION LATEX NON - POWDERED DISPOSABLE NON-STERILE SIZE: MEDIUM (7 - 7.5) PACKING: 100 PIECES/PACKET. | GENERAL MEDICAL CONSUMABLES
408 | 4213220300100 | GLOVES EXAMINATION LATEX NON - POWDERED DISPOSABLE NON-STERILE SIZE: SMALL (6 - 6.5) PACKING: 100 PIECES/PACKET. | GENERAL MEDICAL CONSUMABLES
409 | 4213220300200 | GLOVES EXAMINATION LATEX NON - POWDERED DISPOSABLE NON-STERILE SIZE: LARGE (8 - 8.5) PACKING: 100 PIECES/PACKET. | GENERAL MEDICAL CONSUMABLES
410 | 4213220304100 | GLOVES MEDICAL ETHYLENE COPOLYMER NON - POWDERED SIZE: LARGE 100 PIECES / PACKET.. | SUPPLEMENTARY GEN.SUPPLIES NURS,BURN
411 | 4213220304200 | GLOVES MEDICAL ETHYLENE COPOLYMER NON - POWDERED SIZE: MEDIUM 100 PIECES / PACKET.. | SUPPLEMENTARY GEN.SUPPLIES NURS,BURN
412 | 4213220304300 | GLOVES MEDICAL ETHYLENE COPOLYMER NON - POWDERED SIZE: SMALL 100 PIECES / PACKET.. | SUPPLEMENTARY GEN.SUPPLIES NURS,BURN
413 | 4213220304700 | GLOVES EXAMINATION VINYL NON-POWDERED SIZE: LARGE PACKING: 100 PIECES / PACKET).. | SUPPLEMENTARY GEN.SUPPLIES NURS,BURN
414 | 4213220304800 | GLOVES EXAMINATION VINYL NON-POWDERED SIZE: MEDIUM PACKING: 100 PIECES / PACKET).. | SUPPLEMENTARY GEN.SUPPLIES NURS,BURN
415 | 4213220304900 | GLOVES EXAMINATION VINYL NON-POWDERED SIZE: SMALL PACKING: 100 PIECES / PACKET).. | SUPPLEMENTARY GEN.SUPPLIES NURS,BURN
416 | 4213220305800 | GLOVES EXAMINATION LATEX NON - POWDER THICK (13 MIL THICKNESS) LONG CUFFS (MORE THAN 290 MM FROM THE INDEX FINGER) SIZE: LARGE DISPOSABLE NON - STERILE (PACKET).. | SUPPLEMENTARY GEN.SUPPLIES NURS,BURN
417 | 4213220306200 | GLOVES EXAMINATION LATEX NON - POWDERED THICK (13 MIL THICKNESS) LONG CUFFS (MORE THAN 290 MM FROM THE INDEX FINGER) SIZE: SMALL DISPOSABLE NON - STERILE (PACKET). | SUPPLEMENTARY GEN.SUPPLIES NURS,BURN
418 | 4213220306300 | GLOVES EXAMINATION LATEX NON - POWDERED THICK (13 MIL THICKNESS) LONG CUFFS (MORE THAN 290 MM FROM THE INDEX FINGER) SIZE: MEDIUM DISPOSABLE NON - STERILE (PACKET). | SUPPLEMENTARY GEN.SUPPLIES NURS,BURN
419 | 4213220306400 | GLOVES EXAMINATION NITRILE NON-POWDERED LONG SLEEVE WITH MINIMUM LENGTH 300-350 MM SIZE: MEDIUM (PACKET).. | SUPPLEMENTARY GEN.SUPPLIES NURS,BURN
420 | 4213220306500 | GLOVES EXAMINATION NITRILE NON-POWDERED LONG SLEEVE WITH MINIMUM LENGTH 300-350 MM SIZE: SMALL (PACKET).. | SUPPLEMENTARY GEN.SUPPLIES NURS,BURN
421 | 4213220306600 | GLOVES EXAMINATION NITRILE NON-POWDERED LONG SLEEVE WITH MINIMUM LENGTH 300-350 MM SIZE: LARGE (PACKET).. | SUPPLEMENTARY GEN.SUPPLIES NURS,BURN
422 | 4213220306700 | GLOVES EXAMINATION NITRILE NON-POWDERED LONG SLEEVE WITH MINIMUM LENGTH 300-350 MM SIZE: EXTRA LARGE (PACKET).. | SUPPLEMENTARY GEN.SUPPLIES NURS,BURN
423 | 4213220307500 | GLOVES EXAMINATION NITRILE NON-POWDERED LENGTH 240 -270 MM FROM THE MIDDLE FINGER TO THE CUFF SIZE LARGE 100 / PACK.... | SUPPLEMENTARY GEN.SUPPLIES NURS,BURN
424 | 4213220307600 | GLOVES EXAMINATION NITRILE NON-POWDERED LENGTH 240 -270 MM FROM THE / MIDDLE FINGER TO THE CUFF SIZE MEDIUM 100 / PACK... | SUPPLEMENTARY GEN.SUPPLIES NURS,BURN
425 | 4213220307700 | GLOVES EXAMINATION NITRILE NON-POWDERED LENGTH 240 -270 MM FROM THE / MIDDLE FINGER TO THE CUFF SIZE SMALL 100 / PACK... | SUPPLEMENTARY GEN.SUPPLIES NURS,BURN
426 | 4213220502800 | GLOVES SURGICAL NON-POWDERED MADE FROM POLYISOPRENE LATEX-FREE HYPOALLERGENIC PEEL PACK SIZE: 6 INDIVIDUALLY WRAPPED IN INNER PACK D ISPOSABLE STERILE. | SUPPLEMENTARY GENERAL CONSUMABLES
427 | 4213220504200 | GLOVES SURGICAL LATEX NON-POWDERED PEEL PACK SIZE: 6.5 INDIVIDUALLY WRAPPED IN INNER PACK DISPOSABLE STERILE ; ONE (1) PIECE = ONE (1) PAIR. | SUPPLEMENTARY GENERAL CONSUMABLES
428 | 4213220504300 | GLOVES SURGICAL LATEX NON-POWDERED PEEL PACK SIZE: 7 INDIVIDUALLY WRAPPED IN INNER PACK DISPOSABLE STERILE ; ONE (1) EACH = ONE (1) PAIR. | SUPPLEMENTARY GENERAL CONSUMABLES
429 | 4213220504400 | GLOVES SURGICAL LATEX NON-POWDERED PEEL PACK SIZE: 8.5 INDIVIDUALLY WRAPPED IN INNER PACK DISPOSABLE STERILE ; ONE (1) PIECE = ONE (1) PAIR. | SUPPLEMENTARY GENERAL CONSUMABLES
430 | 4213220505800 | GLOVES SURGICAL NON-POWDERED MADE FROM POLYISOPRENE LATEX-FREE HYPOALLERGENIC PEEL PACK SIZE: 8.5 INDIVIDUALLY WRAPPED IN INNER PACK DISPOSABLE STERILE; ONE (1) EACHONE (1) PAIR. | SUPPLEMENTARY GENERAL CONSUMABLES
431 | 4213220506400 | GLOVES SURGICAL NON - POWDERED MICRO THIN PEEL PACK SIZE: 7.5 INDIVIDUALLY WRAPPED IN INNER PACK DISPOSABLE STERILE; ONE (1) EACHONE (1) PAIR. | SUPPLEMENTARY GENERAL CONSUMABLES
432 | 4213220507400 | GLOVES SURGICAL LATEX NON-POWDERED PEEL PACK SIZE: 5.5 INDIVIDUALLY WRAPPED IN INNER PACK DISPOSABLE STERILE ; ONE (1) EACH = ONE (1) PAIR. | SUPPLEMENTARY GENERAL CONSUMABLES
433 | 4213220507500 | GLOVES SURGICAL LATEX THICK WALL NON-POWDERED BROWN COLOR FOR ORTHOPEDIC PROCEDURE HYPOALLERGENIC PEEL PACK SIZE: 6.5 PACKING: INDI = VIDUALLY WRAPPED IN INNER PACK DISPOSABLE STERILE ; ONE (1) EACH = ONE (1) PAIR.. | SUPPLEMENTARY GENERAL CONSUMABLES
434 | 4213220507600 | GLOVES SURGICAL NON - POWDERED MICRO THIN PEEL PACK SIZE: 6.5 INDIVIDUALLY WRAPPED IN INNER PACK DISPOSABLE STERILE; ONE (1) EACHONE (1) PAIR. | SUPPLEMENTARY GENERAL CONSUMABLES
435 | 4213220507700 | GLOVES SURGICAL NON - POWDERED MICRO THIN PEEL PACK SIZE: 7.0 INDIVIDUALLY WRAPPED IN INNER PACK DISPOSABLE STERILE; ONE (1) EACHONE (1) PAIR. | SUPPLEMENTARY GENERAL CONSUMABLES
436 | 4213220507900 | GLOVES BATHING PREMOISTENED MICROWAVABLE ALCOHOL FREE FRAGRANCE FREE 8-12 GLOVES PER PACK DISPOSABLE. | SUPPLEMENTARY GEN.SUPPLIES NURS,BURN
437 | 4213220508200 | GLOVES SURGICAL NON-POWDERED MADE FROM POLYISOPRENE LATEX-FREE HYPOALLERGENIC PEEL PACK SIZE: 7 INDIVIDUALLY WRAPPED IN INNER PACK D = ISPOSABLE STERILE; ONE (1) PACKETONE (1) PAIR. | SUPPLEMENTARY GENERAL CONSUMABLES
438 | 4213220508300 | GLOVES SURGICAL NON-POWDERED MADE FROM POLYISOPRENE LATEX-FREE HYPOALLERGENIC PEEL PACK SIZE: 7.5 INDIVIDUALLY WRAPPED IN INNER PACK DISPOSABLE STERILE; ONE (1) PACKETONE (1) PAIR. | SUPPLEMENTARY GENERAL CONSUMABLES
439 | 4213220508500 | GLOVES SURGICAL LATEX NON-POWDERED PEEL PACK SIZE: 7.5 INDIVIDUALLY WRAPPED IN INNER PACK DISPOSABLE STERILE ; ONE (1) EACH = ONE (1) PAIR. | SUPPLEMENTARY GENERAL CONSUMABLES
440 | 4213220508700 | GLOVES SURGICAL NON - POWDERED MADE FROM POLYISOPRENE LATEX - FREE HYPOALLERGENIC PEEL PACK SIZE: 6.5 INDIVIDUALLY WRAPPED IN INNER PACK DISPOSABLE STERILE; ONE (1) EACHONE (1) PAIR. | SUPPLEMENTARY GENERAL CONSUMABLES
441 | 4213220508800 | GLOVES SURGICAL NON - POWDERED MADE FROM POLYISOPRENE LATEX - FREE HYPOALLERGENIC PEEL PACK SIZE: 8 INDIVIDUALLY WRAPPED IN INNER PACK DISPOSABLE STERILE; ONE (1) EACHONE (1) PAIR. | SUPPLEMENTARY GENERAL CONSUMABLES
442 | 4213220509100 | GLOVES SILICONE HEAT RESISTANT UP TO 134 DEGREE, WATER RESISTANCE, REUSABLE | STERILIZATION SUPPLIES (CSSD) CONSUMABLE
443 | 4213220509200 | GLOVES SURGICAL NON LATEX NON-POWDERED PEEL PACK SIZE: 8.5 INDIVIDUALLY WRAPPED IN INNER PACK DISPOSABLE STERILE ; ONE (1) EACH = ONE (1) PAIR. | SUPPLEMENTARY GENERAL CONSUMABLES
444 | 4213220509300 | GLOVES SURGICAL LATEX THICK WALL NON-POWDERED BROWN COLOR FOR ORTHOPEDIC PROCEDURE HYPOALLERGENIC PEEL PACK SIZE: 7 PACKING: INDIVI = DUALLY WRAPPED IN INNER PACK DISPOSABLE STERILE ; ONE (1) EACH = ONE (1) PAIR.. | SUPPLEMENTARY GENERAL CONSUMABLES
445 | 4213220509400 | GLOVES SURGICAL LATEX THICK WALL NON-POWDERED BROWN COLOR FOR ORTHOPEDIC PROCEDURE HYPOALLERGENIC PEEL PACK SIZE: 7.5 PACKING: INDI = VIDUALLY WRAPPED IN INNER PACK DISPOSABLE STERILE ; ONE (1) EACH = ONE (1) PAIR.. | SUPPLEMENTARY GENERAL CONSUMABLES
446 | 4213220509500 | GLOVES SURGICAL LATEX THICK WALL NON-POWDERED BROWN COLOR FOR ORTHOPEDIC PROCEDURE HYPOALLERGENIC PEEL PACK SIZE: 8 PACKING: INDIVI = DUALLY WRAPPED IN INNER PACK DISPOSABLE STERILE ; ONE (1) EACH = ONE (1) PAIR.. | SUPPLEMENTARY GENERAL CONSUMABLES
447 | 4213220509600 | GLOVES SURGICAL LATEX THICK WALL NON-POWDERED BROWN COLOR FOR ORTHOPEDIC PROCEDURE HYPOALLERGENIC PEEL PACK SIZE: 8.5 PACKING: INDI = VIDUALLY WRAPPED IN INNER PACK DISPOSABLE STERILE (PACKET) ; ONE (1) PACKET = ONE (1) PAIR.. | SUPPLEMENTARY GENERAL CONSUMABLES
448 | 4213220509700 | GLOVES SURGICAL NON LATEX NON-POWDERED PEEL PACK PAIR SIZE: 6 INDIVIDUALLY WRAPPED IN INNER PACK DISPOSABLE STERILE; ONE (1) EACHONE (1) PAIR. | SUPPLEMENTARY GENERAL CONSUMABLES
449 | 4213220509800 | GLOVES SURGICAL NON LATEX NON-POWDERED PEEL PACK SIZE: 6.5 INDIVIDUALLY WRAPPED IN INNER PACK DISPOSABLE STERILE ; ONE (1) EACH = ONE (1) PAIR. | SUPPLEMENTARY GENERAL CONSUMABLES
450 | 4213220509900 | GLOVES SURGICAL NON LATEX NON-POWDERED PEEL PACK SIZE: 7 INDIVIDUALLY WRAPPED IN INNER PACK DISPOSABLE STERILE ; ONE (1) EACH = ONE (1) PAIR. | SUPPLEMENTARY GENERAL CONSUMABLES
451 | 4213220510000 | GLOVES SURGICAL NON LATEX NON-POWDERED PEEL PACK SIZE: 7.5 INDIVIDUALLY WRAPPED IN INNER PACK DISPOSABLE STERILE ; ONE (1) EACH = ONE (1) PAIR. | SUPPLEMENTARY GENERAL CONSUMABLES
452 | 4213220510100 | GLOVES SURGICAL NON LATEX NON-POWDERED PEEL PACK PAIR SIZE: 8 INDIVIDUALLY WRAPPED IN INNER PACK DISPOSABLE STERILE; ONE (1) EACHONE (1) PAIR. | SUPPLEMENTARY GENERAL CONSUMABLES
453 | 4213220510200 | GLOVES SURGICAL LATEX NON-POWDERED PEEL PACK SIZE: 6 INDIVIDUALLY WRAPPED IN INNER PACK DISPOSABLE STERILE ; ONE (1) EACH = ONE (1) PAIR. | SUPPLEMENTARY GENERAL CONSUMABLES
454 | 4213220510400 | GLOVES SURGICAL LATEX NON-POWDERED PEEL PACK SIZE: 8 INDIVIDUALLY WRAPPED IN INNER PACK DISPOSABLE STERILE ; ONE (1) EACH = ONE (1) PAIR. | SUPPLEMENTARY GENERAL CONSUMABLES
455 | 4213220512100 | DOUBLE GLOVES SURGICAL LATEX FREE POWDER FREE HYPOALLERGENIC SIZE 5.5 (PAIR IS EQUIVALENT TO PAIR OF 2) DISPOSABLE STERILE... | SUPPLEMENTARY GENERAL CONSUMABLES
456 | 4213220512200 | DOUBLE GLOVES SURGICAL LATEX FREE POWDER FREE HYPOALLERGENIC SIZE 6 (PAIR IS EQUIVALENT TO PAIR OF 2) DISPOSABLE STERILE... | SUPPLEMENTARY GENERAL CONSUMABLES
457 | 4213220512300 | DOUBLE GLOVES SURGICAL LATEX FREE POWDER FREE HYPOALLERGENIC SIZE 6.5 (PAIR IS EQUIVALENT TO PAIR OF 2) DISPOSABLE STERILE... | SUPPLEMENTARY GENERAL CONSUMABLES
458 | 4213220512400 | DOUBLE GLOVES SURGICAL LATEX FREE POWDER FREE HYPOALLERGENIC SIZE 7 (PAIR IS EQUIVALENT TO PAIR OF 2) DISPOSABLE STERILE... | SUPPLEMENTARY GENERAL CONSUMABLES
459 | 4213220512500 | DOUBLE GLOVES SURGICAL LATEX FREE POWDER FREE HYPOALLERGENIC SIZE 7.5 (PAIR IS EQUIVALENT TO PAIR OF 2) DISPOSABLE STERILE... | SUPPLEMENTARY GENERAL CONSUMABLES
460 | 4213220512600 | DOUBLE GLOVES SURGICAL LATEX FREE POWDER FREE HYPOALLERGENIC SIZE 8 (PAIR IS EQUIVALENT TO PAIR OF 2) DISPOSABLE STERILE... | SUPPLEMENTARY GENERAL CONSUMABLES
461 | 4213220512700 | DOUBLE GLOVES SURGICAL LATEX FREE POWDER FREE HYPOALLERGENIC SIZE 8.5 (PAIR IS EQUIVALENT TO PAIR OF 2) DISPOSABLE STERILE... | SUPPLEMENTARY GENERAL CONSUMABLES
462 | 4213220512800 | GLOVES SURGICAL NON-POWDERED MICRO THIN PEEL PACK SIZE: 6 INDIVIDUALLY WRAPPED IN INNER PACK DISPOSABLE STERILE ONE (1) EACHONE (1) PAIR.. | SUPPLEMENTARY GENERAL CONSUMABLES
463 | 4213220512900 | GLOVES SURGICAL NON-POWDERED MICRO THIN PEEL PACK SIZE: 8 INDIVIDUALLY WRAPPED IN INNER PACK DISPOSABLE STERILE.. | SUPPLEMENTARY GENERAL CONSUMABLES
464 | 4213220513000 | GLOVES SURGICAL NON-POWDERED MICRO THIN PEEL PACK SIZE: 8.5 INDIVIDUALLY WRAPPED IN INNER PACK DISPOSABLE STERILE.. | SUPPLEMENTARY GENERAL CONSUMABLES
465 | 4213220513100 | GLOVES SURGICAL MOISTURIZER LATEX NON - POWDERED SIZE: 6.0 INDIVIDUALLY WRAPPED IN INNER PACK DISPOSABLE STERILE.... | SUPPLEMENTARY GENERAL CONSUMABLES
466 | 4213220513200 | GLOVES SURGICAL MOISTURIZER LATEX NON - POWDERED SIZE: 6.5 INDIVIDUALLY WRAPPED IN INNER PACK DISPOSABLE STERILE.... | SUPPLEMENTARY GENERAL CONSUMABLES
467 | 4213220513300 | GLOVES SURGICAL MOISTURIZER LATEX NON - POWDERED SIZE: 7.0 INDIVIDUALLY WRAPPED IN INNER PACK DISPOSABLE STERILE.... | SUPPLEMENTARY GENERAL CONSUMABLES
468 | 4213220513400 | GLOVES SURGICAL MOISTURIZER LATEX NON - POWDERED SIZE: 7.5 / INDIVIDUALLY WRAPPED IN INNER PACK DISPOSABLE STERILE.... | SUPPLEMENTARY GENERAL CONSUMABLES
469 | 4213220513500 | GLOVES SURGICAL MOISTURIZER LATEX NON - POWDERED SIZE: 8.0 INDIVIDUALLY WRAPPED IN INNER PACK DISPOSABLE STERILE.... | SUPPLEMENTARY GENERAL CONSUMABLES
470 | 4213220513600 | GLOVES SURGICAL MOISTURIZER LATEX NON - POWDERED SIZE: 8.5 INDIVIDUALLY WRAPPED IN INNER PACK DISPOSABLE STERILE..... | SUPPLEMENTARY GENERAL CONSUMABLES
471 | 4213220600100 | POWDER TRANSFORMING POWDER DRESSING 0.5-1 G STERILE (WOUND AND OSTOMY).. | SUPPLEMENTARY GEN.SUPPLIES NURS,BURN
472 | 4214000006800 | STETHOSCOPE PEDIATRIC DUAL HEAD U SHAPE SOFT SILICONE EAR TIPS DIAMETER 35MM (+/- 2MM) LENGTH 50 -70 CM...,<(>,<)> | SUPPLEMENTARY GEN.SUPPLIES NURS,BURN
473 | 4214000012100 | CONNECTOR CABLE TRUNK 3-LEAD FOR ECG IT SHOULD BE COMPATIBLE WITH THE HOSPITAL MACHINE.. | SUPPLEMENTARY GEN.SUPPLIES NURS,BURN
474 | 4214000063100 | BASKET STAINLESS STEEL FOR CSSD WASHERS MESH ON ALL SIDES FINE MESH MAXIMUM OPENING 4 MM ROUND EDGES SIZE 25.4 X 25.4 X 7.62 CM. | STERILIZATION SUPPLIES (CSSD) CONSUMABLE
475 | 4214000063200 | BASKET STAINLESS STEEL FOR CSSD WASHERS MESH ON ALL SIDES FINE MESH MAXIMUM OPENING 4 MM ROUND EDGES SIZE 50.8 X 25.4 X 7.62 CM. | STERILIZATION SUPPLIES (CSSD) CONSUMABLE
476 | 4214000063300 | BASKET STAINLESS STEEL FOR CSSD WASHERS MESH ON ALL SIDES FINE MESH MAXIMUM OPENING 4 MM ROUND EDGES SIZE 53.34 X 25.4 X 3.81 CM. | STERILIZATION SUPPLIES (CSSD) CONSUMABLE
477 | 4214000063400 | BASKET STAINLESS STEEL FOR CSSD WASHER WITH SECURE LID MESH TOP AND BOTTOM SOLID SIDES LAP TOP 18 X 14 X 3 CM. | STERILIZATION SUPPLIES (CSSD) CONSUMABLE
478 | 4214000063500 | BASKET STAINLESS STEEL FOR CSSD WASHER WITH SECURE LID MESH TOP AND BOTTOM SOLID SIDES LAP TOP 23 X 18 X 3 CM. | STERILIZATION SUPPLIES (CSSD) CONSUMABLE
479 | 4214000063600 | BASKET STAINLESS STEEL FOR CSSD WASHERS MESH ON ALL SIDES FINE MESH MAXIMUM OPENING 4 MM ROUND EDGES SIZE 25.4 X 25.4 X 3.81 CM. | STERILIZATION SUPPLIES (CSSD) CONSUMABLE
480 | 4214000063900 | SEAL TAMPER PROOF PLASTIC SURGICAL CONTAINERS BLUE UNIVERSAL SINGLE USE.. | STERILIZATION SUPPLIES (CSSD) CONSUMABLE
481 | 4214000064600 | DRESSING BREAST PADS POLYMERIC MEMBRANE NON-ADHESIVE THERAPEUTIC DIAMETER 6.5 (+/- 1CM) (WOUND AND OSTOMY CARE).. | SUPPLEMENTARY GEN.SUPPLIES NURS,BURN
482 | 4214000065000 | SHEATH RENAL O.D. 34 FR (11.5 MM) I.D. 30 FR (10.1 MM) 17 CM LENGTH FOR PERCUTANEOUS EXTRACTION OF KIDNEY STONE STERILE.. | SUPPLEMENTARY GENERAL CONSUMABLES
483 | 4214000065100 | SET SHEATH URETERAL ACCESS 12/14 FRENCH 35 CM (+/- 2CM).. | SUPPLEMENTARY GENERAL CONSUMABLES
484 | 4214000065200 | SET SHEATH URETERAL ACCESS 12/14 FRENCH 45 CM (+/- 2CM).. | SUPPLEMENTARY GENERAL CONSUMABLES
485 | 4214000065400 | PACIFIER NEONATE ORAL PLASTIC WITH SILICONE TEAT MEDIUM.. | SUPPLEMENTARY GEN.SUPPLIES NURS,BURN
486 | 4214000065500 | SHEATH /CONDOM INCONTINENCE WITH RUBBER STRAP LATEX FREE (APPROXIMATELY 35 MM) INDIVIDUAL PACK STERILE.... | SUPPLEMENTARY GEN.SUPPLIES NURS,BURN
487 | 4214150000200 | COTTON PELLET REFILL SIZE 0.5 SUPER SOFT, EXTREMELY ABSORBENT | DENTAL GENERAL SUPPLIES
488 | 4214150000300 | PELLET, COTTON PELLET, SIZE 1 | DENTAL GENERAL SUPPLIES
489 | 4214150000600 | COTTON PELLET DISPENSER | DENTAL GENERAL SUPPLIES
490 | 4214150000900 | COTTON ABSORBENT DENTAL ROLL SIZE: 3 (38-40 MM LONG X 12 MM DIAMETER).. | SUPPLEMENTARY GEN.SUPPLIES NURS,BURN
491 | 4214150001000 | APPLICATOR COTTON TIP 3 INCH 2 PIECES / PACK IN PEEL BACK WRAPPER STERILE.. | SUPPLEMENTARY GEN.SUPPLIES NURS,BURN
492 | 4214150100000 | COTTON BALL 100% COTTON SOFT AND ABSORBENT 5 PIECES/PACK STERILE.. | SUPPLEMENTARY GEN.SUPPLIES NURS,BURN
493 | 4214150102200 | COTTON BALL 100% COTTON SOFT AND ABSORBENT 250 GM ABOUT 1GM/BALL NON STERILE.. | SUPPLEMENTARY GEN.SUPPLIES NURS,BURN
494 | 4214150102400 | COTTON MEDICAL ABSORBENT WITH ENTER LEAF NET WEIGHT OF ROLL WITHOUT INTERLEAF 500GM PACKING: INDIVIDUALLY IN PLASTIC BAG RIGID OUTER PACKI NG CONTAINERS OF SUITABLE SIZE.. | SUPPLEMENTARY GEN.SUPPLIES NURS,BURN
495 | 4214150102700 | COTTON BALLS WITH STRANDS ABSORBENT X-RAY DETECTABLE LARGE SIZE: 23-28 MM STERILE. | NEUROSCIENCE
496 | 4214150102800 | COTTON BALLS WITH STRANDS ABSORBENT X-RAY DETECTABLE SMALL SIZE: 5-6 MM STERILE. | NEUROSCIENCE
497 | 4214150102900 | COTTON BALLS WITH STRANDS ABSORBENT X-RAY DETECTABLE EXTRA SMALL SIZE: 2-3 MM STERILE. | NEUROSCIENCE
498 | 4214150103000 | COTTON BALLS WITH STRANDS ABSORBENT X-RAY DETECTABLE MEDIUM SIZE: 12-15 MM STERILE. | NEUROSCIENCE
499 | 4214150200500 | ORAL SWABS FOAM ADDED DENTIFRICE TOOTHETTES WRAPPED INDIVIDUALLY DISPOSABLE.. | SUPPLEMENTARY GEN.SUPPLIES NURS,BURN
500 | 4214150201300 | APPLICATOR SPRAY FLEXIBLE FOR LAPAROSCOPIC PROCEDURES FOR HEMOSTATIC POWDER 14 CM (+/- 2 CM) DISPOSABLE STERILE.. | SUPPLEMENTARY GENERAL CONSUMABLES
501 | 4214150201400 | APPLICATOR SPRAY FLEXIBLE FOR LAPAROSCOPIC PROCEDURES FOR HEMOSTATIC POWDER 38 CM (+/- 2 CM) DISPOSABLE STERILE.. | SUPPLEMENTARY GENERAL CONSUMABLES
502 | 4214150201500 | APPLICATOR WOODEN 6 INCH WITH COTTON TIP NOT LESS THAN 100 PIECES / PACKET NON-STERILE.. | SUPPLEMENTARY GEN.SUPPLIES NURS,BURN
503 | 4214150300400 | WIPES PREMOISTENED FOR PERINEAL AREA CLEANING SINGLE PATIENT USE 20-25 PER PACK (WOUND AND OSTOMY CARE).. | SUPPLEMENTARY GEN.SUPPLIES NURS,BURN
504 | 4214150300600 | WIPES DRESSING DRY WIPES NON - WOVEN SINGLE - USE DRY WIPES NON - STERILE EACH WIPE MADE OF PROPYLENE 85% AND VISCOSE 15% MATERIAL THAT ARE THERMALLY BONDED EACH WIPE 30 X 35 CM (+\ - 2 CM ) MSDS SHOULD BE PROVIDED IN SOFT COPY (WOUND AND OSTOMY CARE).. | SUPPLEMENTARY GEN.SUPPLIES NURS,BURN
505 | 4214150300900 | WIPE MOISTURIZER NON-WOVEN WITH CLEANSING LOTION ALCOHOL FREE SUITABLE FOR SENSITIVE AND IRRITATED SKIN 40-50 WIPES PER POUCH SIZE 20X30 CM (+/-5) (WOUND AND OSTOMY CARE).... | SUPPLEMENTARY GEN.SUPPLIES NURS,BURN
506 | 4214150400000 | SWABS TONSIL X-RAY DETECTABLE MADE OF 16 PLY. OF NOT LESS THAN 20 THREAD/CM FOLDED AND STITCHED DOUBLE WRAPPED SIZE: 2.0 X 15 CM PACKING: 5 PIECES/PACK STERILE.. | SUPPLEMENTARY GEN.SUPPLIES NURS,BURN
507 | 4214150400500 | APPLICATOR, CHLORHEXIDINE, CLEAR GLUCONATE, WITH CHLORHEXIDINE GLUCONATE 2 % WITH 70 % V/V ISOPROPYL ALCOHOL, LATEX FREE, DEHP FREE, SIZE: 1 ML FOR PATIENTS PRE-OPERATIVE SKIN PREPARATION, INDIVIDUALLY PACKED, DISPOSABLE, STERILE... | DISINFECTANTS SUPPLIES
508 | 4214150401200 | SWAB STICKS, 10% POVIDONE-IODINE, 3 PER PACK, COTTON TIP, NOTE: MSDS SHOULD BE PROVIDED IN SOFT COPY... | DISINFECTANTS SUPPLIES
509 | 4214150402400 | APPLICATOR, CHLORHEXIDINE, CLEAR GLUCONATE, WITH CHLORHEXIDINE GLUCONATE 2 % WITH AND 70 % V/V ISOPROPYL ALCOHOL, LATEX FREE, DEHP FREE, SIZE: 6 ML, FOR PATIENTS PRE-OPERATIVE SKIN PREPARATION, INDIVIDUALLY PACKED, DISPOSABLE, STERILE... | DISINFECTANTS SUPPLIES
510 | 4214150402500 | APPLICATOR, CHLORHEXIDINE, CLEAR, GLUCONATE, WITH CHLORHEXIDINE GLUCONATE 2 % WITH AND 70 % V/V ISOPROPYL ALCOHOL, LATEX FREE, DEHP FREE, SIZE: 26 ML, FOR PATIENTS PRE-OPERATIVE SKIN PREPARATION, INDIVIDUALLY PACKED, DISPOSABLE, STERILE... | DISINFECTANTS SUPPLIES
511 | 4214150402800 | APPLICATOR, CHLORHEXIDINE, CLEAR GLUCONATE, WITH CHLORHEXIDINE GLUCONATE 2 % WITH AND 70 % V/V ISOPROPYL ALCOHOL, LATEX FREE, DEHP FREE, SIZE: 3 ML, FOR PATIENTS PRE-OPERATIVE SKIN PREPARATION, INDIVIDUALLY PACKED, DISPOSABLE, STERILE... | DISINFECTANTS SUPPLIES
512 | 4214150404500 | APPLICATOR, CHLORHEXIDINE, TINTED, GLUCONATE, WITH CHLORHEXIDINE GLUCONATE 2 % WITH AND 70 % V/V ISOPROPYL ALCOHOL, LATEX FREE, DEHP FREE, SIZE: 10.5 ML, FOR PATIENTS PRE-OPERATIVE SKIN PREPARATION, INDIVIDUALLY PACKED, DISPOSABLE, STERILE... | DISINFECTANTS SUPPLIES
513 | 4214150404600 | APPLICATOR, CHLORHEXIDINE, TINTED, GLUCONATE, WITH CHLORHEXIDINE GLUCONATE 2 % WITH AND 70 % V/V ISOPROPYL ALCOHOL, LATEX FREE, DEHP FREE, SIZE: 3 ML, FOR PATIENTS PRE-OPERATIVE SKIN PREPARATION, INDIVIDUALLY PACKED, DISPOSABLE, STERILE... | DISINFECTANTS SUPPLIES
514 | 4214150404700 | APPLICATOR, WITH IODINE 10 % AND 70 % V/V ISOPROPYL ALCOHOL, LATEX FREE, DEHP FREE, SIZE: 3 ML, FOR PATIENTS PRE-OPERATIVE SKIN PREPARATION, INDIVIDUALLY PACKED, DISPOSABLE, STERILE... | DISINFECTANTS SUPPLIES
515 | 4214150405100 | APPLICATOR 1% CHG AND 70% IPA PREP 10 ML ORANGE | RESPIRATORY AND ANESTHESIA TENDER
516 | 4214150405200 | APPLICATOR 0.5% CHG AND 70% IPA PREP 6 ML ORANGE | RESPIRATORY AND ANESTHESIA TENDER
517 | 4214150405300 | APPLICATOR 0.5% CHG AND 70% IPA PREP 26 ML ORANGE | RESPIRATORY AND ANESTHESIA TENDER
518 | 4214150405500 | APPLICATOR, CHLORHEXIDINE, CLEAR, GLUCONATE, WITH CHLORHEXIDINE GLUCONATE 0.5 % WITH AND 70 % V/V ISOPROPYL ALCOHOL, LATEX FREE, DEHP FREE, SIZE: 10.5ML, FOR PATIENTS PRE-OPERATIVE SKIN PREPARATION, INDIVIDUALLY PACKED, DISPOSABLE, STERILE... | DISINFECTANTS SUPPLIES
519 | 4214150405600 | APPLICATOR, CHLORHEXIDINE, CLEAR, GLUCONATE, WITH CHLORHEXIDINE GLUCONATE 0.5 % WITH AND 70 % V/V ISOPROPYL ALCOHOL, LATEX FREE, DEHP FREE, SIZE: 6 ML, FOR PATIENTS PRE-OPERATIVE SKIN PREPARATION, INDIVIDUALLY PACKED, DISPOSABLE, STERILE... | DISINFECTANTS SUPPLIES
520 | 4214150405700 | APPLICATOR, CHLORHEXIDINE, CLEAR, GLUCONATE, WITH CHLORHEXIDINE GLUCONATE 1% WITH AND 70 % V/V ISOPROPYL ALCOHOL, LATEX FREE, DEHP FREE, SIZE: 10.5ML, FOR PATIENTS PRE-OPERATIVE SKIN PREPARATION, INDIVIDUALLY PACKED, DISPOSABLE, STERILE... | DISINFECTANTS SUPPLIES
521 | 4214150405800 | APPLICATOR, CHLORHEXIDINE, CLEAR, GLUCONATE, WITH CHLORHEXIDINE GLUCONATE 1% WITH AND 70 % V/V ISOPROPYL ALCOHOL, LATEX FREE, DEHP FREE, SIZE: 6 ML, FOR PATIENTS PRE-OPERATIVE SKIN PREPARATION, INDIVIDUALLY PACKED, DISPOSABLE, STERILE... | DISINFECTANTS SUPPLIES
522 | 4214150405900 | APPLICATOR, CHLORHEXIDINE, TINTED, GLUCONATE, WITH CHLORHEXIDINE GLUCONATE 2 % WITH AND 70 % V/V ISOPROPYL ALCOHOL, LATEX FREE, DEHP FREE, SIZE: 6 ML, FOR PATIENTS PRE-OPERATIVE SKIN PREPARATION, INDIVIDUALLY PACKED, DISPOSABLE, STERILE... | DISINFECTANTS SUPPLIES
523 | 4214150406000 | APPLICATOR, IODINE WITH 10 % WITH AND 70 % V/V ISOPROPYL ALCOHOL, LATEX FREE, DEHP FREE, SIZE: 10.5 ML, FOR PATIENTS PRE-OPERATIVE SKIN PREPARATION, INDIVIDUALLY PACKED, DISPOSABLE, STERILE... | DISINFECTANTS SUPPLIES
524 | 4214150406100 | APPLICATOR, IODINE WITH 10 % WITH AND 70 % V/V ISOPROPYL ALCOHOL, LATEX FREE, DEHP FREE, SIZE: 6 ML, FOR PATIENTS PRE-OPERATIVE SKIN PREPARATION, INDIVIDUALLY PACKED, DISPOSABLE, STERILE... | DISINFECTANTS SUPPLIES
525 | 4214150406200 | APPLICATOR 3 ML TINT CONTAIN 2% CHLORHEXIDINE GLUCONATE + 70% V/V ISOPROPYL ALCOHOL STERILE SOLUTION ANGULATED 45 DEGREE INDIVIDUALLY PACKED STERILE.... | DISINFECTANTS SUPPLIES
526 | 4214150406300 | APPLICATOR 26 ML TINT CONTAIN 2% CHLORHEXIDINE GLUCONATE + 70% V/V ISOPROPYL ALCOHOL STERILE SOLUTION ANGULATED 45 DEGREE INDIVIDUALLY PACKED STERILE... | DISINFECTANTS SUPPLIES
527 | 4214150500000 | APPLICATOR WOODEN 6 INCH WITH COTTON TIP PK/100 STERILE... | SUPPLEMENTARY GEN.SUPPLIES NURS,BURN
528 | 4214150500100 | APPLICATOR WOODEN 3 INCH WITH COTTON TIP NOT LESS THAN 100 PIECES / PACKET NON-STERILE.. | SUPPLEMENTARY GEN.SUPPLIES NURS,BURN
529 | 4214150500200 | APPLICATOR PROCTOLOGY COTTON TIP 16-18 INCH DISPOSABLE NON - STERILE.. | SUPPLEMENTARY GEN.SUPPLIES NURS,BURN
530 | 4214160101300 | COMB PLASTIC FINE TOOTHED.. | SUPPLEMENTARY GEN.SUPPLIES NURS,BURN
531 | 4214160101500 | DIAPER FROM APPROXIMATELY 25 TO 32 KG HIGHLY ABSORBENT ASSURES DRY SURFACE RE-ADJUSTABLE ADHESIVE TAPE PACKING: WRAPPED IN A PLASTIC PACK.. | SUPPLEMENTARY GEN.SUPPLIES NURS,BURN
532 | 4214160101800 | DIAPER EXTRA SMALL FROM 600 GM TO 1.2 KG HIGHLY ABSORBENT ASSURES DRY SURFACE RE-ADJUSTABLE ADHESIVE TAPE ANTI-LEAK BARRIER PACKING: WRAPPED IN A PLASTIC PACK... | SUPPLEMENTARY GEN.SUPPLIES NURS,BURN
533 | 4214160101900 | PACIFIER INFANT ORAL PLASTIC WITH SILICONE TEAT LARGE.. | SUPPLEMENTARY GEN.SUPPLIES NURS,BURN
534 | 4214160102000 | TOOTHBRUSH SOFT BRISTLES FOR ADULT.. | SUPPLEMENTARY GEN.SUPPLIES NURS,BURN
535 | 4214160102100 | TOOTHBRUSH SOFT BRISTLES SIZE: PEDIATRIC.. | SUPPLEMENTARY GEN.SUPPLIES NURS,BURN
536 | 4214160102200 | TOOTHPASTE WHITE REGULAR 10 ML TUBE.. | SUPPLEMENTARY GEN.SUPPLIES NURS,BURN
537 | 4214160102300 | PANTY NET ELASTIC MEDIUM FOR KEEPING INCONTINENT PADS IN PLACE.. | SUPPLEMENTARY GEN.SUPPLIES NURS,BURN
538 | 4214160102500 | KIT ENEMA CONTAINS: 50-60 INCH TUBING WITH PRELUBRICATED TIP ADJUSTABLE CLAMP BAG 1500-2000 ML UNDERPAD CASTILE SOAP PACKET.. | SUPPLEMENTARY GEN.SUPPLIES NURS,BURN
539 | 4214160103100 | CRANIAL ACCESS KIT, FOR NEURO EXTERNAL DRAINAGE SYSTEM, DISPOSABLE, STERILE | NEUROSCIENCES CONSUMABLES SUPPLEMENTARY
540 | 4214160103400 | KIT, PREP O.R. SCRUB, WITH CSR WRAPPED, 2 BLOTTING TOWELS, 2 ABSORBENT TOWELS, 2 COTTON TIP APPLICATORS, 6 WING SCRUB SPONGES, 8 INCHES LOLLIPOP SPONGES X3 , 1 (4 OUNCE) T POVIDONE/IODINE SOLUTION 7.5%, 1 (4 OUNCE) T POVIDONE / IODINE SCRUB10%, 3 COMP TRAY, STERILE, NOTE: MSDS SHOULD BE PROVIDED IN SOFT COPY... | DISINFECTANTS SUPPLIES
541 | 4214160103500 | BABY BATH HYPOALLERGENIC PH-NEUTRAL PARABENS ALCOHOL FREE 400 - 500 ML BOTTLE.. | SUPPLEMENTARY GEN.SUPPLIES NURS,BURN
542 | 4214160103600 | DISINFECTANT CAP WITH 2% CHLORHEXIDINE AND 70% ALCOHOL, FOR DISINFECTION OF HUBS AND CONNECTION PORTS, INDIVIDUALLY PACKAGED, STERILE, NOTE: MSDS SHOULD BE PROVIDED IN SOFT COPY... | DISINFECTANTS SUPPLIES
543 | 4214160103700 | CAP WASH CONTAINS OCTENIDINE HCL 0.1% FOR DECONTAMINATION (WOUND AND OSTOMY CARE).. | SUPPLEMENTARY GEN.SUPPLIES NURS,BURN
544 | 4214160104000 | LOTION BABY HAND AND BODY 150-200 ML BOTTLES FREE FROM FRAGRANCE AND ALCOHOL DISPOSABLE.. | SUPPLEMENTARY GEN.SUPPLIES NURS,BURN
545 | 4214160104800 | KIT EBOLA LARGE SIZE CONTAINS: TWO PAIRS POWDER FREE NITRILE GLOVES, REGULAR / LARGE MASK N95, LARGE COVERALLS LARGE PAIR FULL COVERAGE BOOT FACE SHIELD ANTIFOG SURGICAL MASK QACS OR ALCOHOL WIPES NOTE: MSDS SHOULD BE PROVIDED IN SOFT COPY... | DISINFECTANTS SUPPLIES SUPPLEMENTARY
546 | 4214160104900 | KIT EBOLA MEDIUM SIZE: CONTAINS: TWO PAIRS POWDER FREE NITRILE GLOVES, SMALL / MEDIUM MASK N95, MEDIUM COVERALLS MEDIUM PAIR FULL COVERAGE BOOT FACE SHIELD ANTIFOG SURGICAL MASK QACS OR ALCOHOL WIPES NOTE: MSDS SHOULD BE PROVIDED IN SOFT COPY... | DISINFECTANTS SUPPLIES SUPPLEMENTARY
547 | 4214160105000 | KIT EBOLA SMALL SIZE: CONTAINS: TWO PAIRS POWDER FREE NITRILE GLOVES ,SMALL / MEDIUM MASK N95, SMALL COVERALLS SMALL PAIR FULL COVERAGE BOOT FACE SHIELD ANTIFOG SURGICAL MASK QACS OR ALCOHOL WIPES NOTE: MSDS SHOULD BE PROVIDED IN SOFT COPY... | DISINFECTANTS SUPPLIES SUPPLEMENTARY
548 | 4214160105100 | KIT PATIENT CARE (COMB LOTION POWDER NAIL CUTTER).. | SUPPLEMENTARY GEN.SUPPLIES NURS,BURN
549 | 4214160105400 | GENERAL PATIENT CARE KIT 1 TRANSPARENT BAG WITH THE LOGO ON THE SIDE IT CONTAINS: A LOOFAH WITH A BACK STRAP OF RUBBER SHAMPOO AND CONDITIONER 20 ML CONTAINS SODIUM CHLORIDE AND COCONUT DIETHANOL SHOWER GEL 20 ML CONTAINS GLYCERIN AND SODIUM CHLORIDE AND CITRIC ACID BODY CREAM 20 ML CONTAINS LIQUID PARAFFIN AND GLYCERIN AND TRIETHANOLAMINE ROUND AND WRAPPED SOAP 30 GM CONTAINING SODIUM PALM AND GLYCERIN AND SODIUM CHLORIDE DENTAL CARE SUPPLIES (A SOFT BRUSH AND TOOTHPASTE 10 GM) WIDE BRUSH COMB WITH HANDLE ALL COVERED WITH SNOW COVER VANITY KIT (EARBUDS ROUND COTTON BALLS AND A SMALL WOODEN NAIL FILE).ALL ITEMS CONTAIN THE ORGANIZATION'S LOGO... | SUPPLEMENTARY GEN.SUPPLIES NURS,BURN
550 | 4214160105500 | GENERAL PATIENT CARE KIT 2 LEATHER BAG WITH THE LOGO ON THE SIDE. IT CONTAINS: A LOOFAH WITH A BACK STRAP OF RUBBER SHAMPOO AND CONDITIONER / 20-30 ML CONTAINS SODIUM CHLORIDE AND COCONUT DIETHANOL SHOWER GEL 20- / 30 ML CONTAINS GLYCERIN AND SODIUM CHLORIDE AND CITRIC ACID BODY CREAM / 20-30 ML CONTAINS LIQUID PARAFFIN AND GLYCERIN AND TRIETHANOLAMINE / ROUND AND WRAPPED SOAP 30 GM CONTAINING SODIUM PALM AND GLYCERIN AND / SODIUM CHLORIDE DENTAL CARE SUPPLIES (A SOFT BRUSH AND TOOTHPASTE 10 / GM-15 GM) WIDE BRUSH COMB WITH HANDLE ALL COVERED WITH SNOW COVER / VANITY KIT (EARBUDS ROUND COTTON BALLS AND A SMALL WOODEN NAIL FILE). / SOFT TOWEL COMFORTABLE NON-SLIP SLIPPERS. ALL ITEMS CONTAIN THE / ORGANIZATION'S LOGO... | SUPPLEMENTARY GEN.SUPPLIES NURS,BURN
551 | 4214160105600 | ORAL CARE KIT KIT CONTAINS: 3 YANKAUER 1 "Y" CONNECTOR 1 SUCTION HANDLE 4 SUCTION SWABS - 6 EMPTY SOLUTION CUP - 2 SUCTION TOOTHBRUSH - / 6 ORAL SWABS... | SUPPLEMENTARY GEN.SUPPLIES NURS,BURN
552 | 4214160105700 | PATIENT CARE KIT FOR KIDS TRANSPARENT BAG FOR CHILDREN WITH THE LOGO ON THE SIDE IT CONTAINS: A LOOFAH WITH A BACK STRAP OF RUBBER SHAMPOO AND CONDITIONER 20-30 ML CONTAINS SODIUM CHLORIDE AND COCONUT DIETHANOL SHOWER GEL 20 -30 ML CONTAINS GLYCERIN AND SODIUM CHLORIDE AND CITRIC ACID BODY CREAM 20-30 ML CONTAINS LIQUID PARAFFIN AND GLYCERIN AND TRIETHANOLAMINE ROUND AND WRAPPED SOAP 30 GM CONTAINING SODIUM PALM AND GLYCERIN AND SODIUM CHLORIDE DENTAL CARE SUPPLIES (A SOFT BRUSH AND TOOTHPASTE 10 GM) WIDE BRUSH COMB WITH HANDLE ALL COVERED WITH SNOW COVER COLORING PENS AND BOOKLET FOR CHILDREN. ALL ITEMS CONTAIN THE / ORGANIZATION'S LOGO... | SUPPLEMENTARY GEN.SUPPLIES NURS,BURN
553 | 4214160105800 | PERSONAL HYGIENE KIT ZIPPERED PLASTIC POUCH WITH HOSPITAL LOGO CONTAINS 1 EACH: COMB SHAMPOO 60- 80 ML (SULFATE FREE) NON-FRAGRANCE LOTION 40-60 ML ( NON FRAGRANCE) 1 SOFT TOOTHBRUSH 20-30ML TOOTHPASTE... | DISINFECTANTS SUPPLIES SUPPLEMENTARY
554 | 4214160105900 | DIAPER UNDERWEAR STYLE WITH STRETCHABLE WAIST BAND HIGH ABSORPTION SOFT BREATHABLE LATEX FREE FOR ADULT SIZE LARGE.... | SUPPLEMENTARY GEN.SUPPLIES NURS,BURN
555 | 4214160106000 | DIAPER UNDERWEAR STYLE WITH STRETCHABLE WAIST BAND HIGH ABSORPTION / SOFT BREATHABLE LATEX FREE FOR ADULT SIZE MEDIUM.. | SUPPLEMENTARY GEN.SUPPLIES NURS,BURN
556 | 4214160106100 | DIAPER UNDERWEAR STYLE WITH STRETCHABLE WAIST BAND HIGH ABSORPTION SOFT BREATHABLE LATEX FREE FOR ADULT SIZE SMALL.... | SUPPLEMENTARY GEN.SUPPLIES NURS,BURN
557 | 4214160106200 | DIAPER UNDERWEAR STYLE WITH STRETCHABLE WAIST BAND HIGH ABSORPTION SOFT BREATHABLE LATEX FREE FOR ADULT SIZE X-LARGE.... | SUPPLEMENTARY GEN.SUPPLIES NURS,BURN
558 | 4214160106300 | DIAPER WRAP AROUND WAIST SIZE: 32 INCH X 40 INCH (+/-3 INCH) ADULT MEDIUM HIGHLY ABSORBENT ASSURES DRY SURFACE READJUSTABLE ADHESIVE TAPE ANTI LEAK BARRIER PACKING WRAPPED IN A PLASTIC PACK.... | SUPPLEMENTARY GEN.SUPPLIES NURS,BURN
559 | 4214160200000 | BEDPAN FRACTURE FEMALE.. | SUPPLEMENTARY GEN.SUPPLIES NURS,BURN
560 | 4214160200100 | BEDPAN REGULAR PLASTIC DISPOSABLE.. | SUPPLEMENTARY GEN.SUPPLIES NURS,BURN
561 | 4214160200400 | BEDPAN PULP 1500-2000 ML DISPOSABLE.... | SUPPLEMENTARY GEN.SUPPLIES NURS,BURN
562 | 4214160300500 | BASIN PLASTIC 6000 ML GRADUATED STERILE.. | SUPPLEMENTARY GEN.SUPPLIES NURS,BURN
563 | 4214160300800 | BASIN, STAINLESS SHINY 290 X 125 CM 6 LITER, WITH MEASURE OUTER DIMENSION INCLUDING THE TIP, REUSABLE | SURGICAL INSTRUMENT TENDER
564 | 4214160300900 | BASIN PLASTIC GRADUATED KIDNEY SHAPED 750-1000 ML.. | SUPPLEMENTARY GEN.SUPPLIES NURS,BURN
565 | 4214160301000 | BASIN PLASTIC GRADUATED KIDNEY SHAPED 500-700 ML.. | SUPPLEMENTARY GEN.SUPPLIES NURS,BURN
566 | 4214160301100 | BAG VOMIT WITH RING POST CHEMOTHERAPY 1-1.5 LITER (FIT TO METAL HOLDER).. | SUPPLEMENTARY GEN.SUPPLIES NURS,BURN
567 | 4214160500400 | GALLIPOTS 250-300 ML POLYETHYLENE PLASTIC CONTAINER NON STERILE.. | SUPPLEMENTARY GEN.SUPPLIES NURS,BURN
568 | 4214160600000 | BASIN ROUND PLASTIC FOR WASHING IS A SIMPLE DURABLE 12 INCH DIAMETER POLYPROPYLENE WASHABLE BETWEEN USAGE FOR SINGLE PATIENT.. | SUPPLEMENTARY GEN.SUPPLIES NURS,BURN
569 | 4214160600700 | BASIN PLASTIC 6 - 10 LITER NON-STERILE.. | SUPPLEMENTARY GEN.SUPPLIES NURS,BURN
570 | 4214160600800 | BOWL ROUND PLASTIC 500 ML STERILE.. | SUPPLEMENTARY GEN.SUPPLIES NURS,BURN
571 | 4214160601000 | GALLIPOT POLYPROPYLENE 280ML AUTOCLAVABLE UP TO 134 DEGREES CELSIUS REUSABLE. | STERILIZATION SUPPLIES (CSSD) CONSUMABLE
572 | 4214160601100 | BASIN PAPER PULP 4000-6000 ML DISPOSABLE.. | SUPPLEMENTARY GEN.SUPPLIES NURS,BURN
573 | 4214160601300 | BASIN KIDNEY PAPER PULP 600-800 ML DISPOSABLE.. | SUPPLEMENTARY GEN.SUPPLIES NURS,BURN
574 | 4214160601400 | BASIN SET PLASTIC GRADUATED CONTAINS 1 BASIN 6000 CC 1 PITCHER 1200 CC 1 BOWL 500 CC 4 KIDNEY BASIN 2 STERILE SUD. /. | SUPPLEMENTARY GEN.SUPPLIES NURS,BURN
575 | 4214160601600 | BOWL POLYPROPYLENE CAPACITY: 0.5L REUSABLE. | SURGICAL INSTRUMENT TENDER
576 | 4214160601700 | GALLIPOT POLYPROPYLENE CAPACITY: 0.14L REUSABLE. | SURGICAL INSTRUMENT TENDER
577 | 4214160601800 | GALLIPOT POLYPROPYLENE CAPACITY: 0.25L REUSABLE. | SURGICAL INSTRUMENT TENDER
578 | 4214160601900 | GALLIPOT POLYPROPYLENE CAPACITY: 0.35L REUSABLE. | SURGICAL INSTRUMENT TENDER
579 | 4214160700000 | URINAL MALE HARD TRANSPARENT PLASTIC 1000 ML CAPACITY GRADUATED WITH HANGING FACILITY AND FLAT BOTTOM DISPOSABLE.. | SUPPLEMENTARY GEN.SUPPLIES NURS,BURN
580 | 4214160700100 | URINAL FEMALE HARD TRANSPARENT PLASTIC 1000 ML CAPACITY GRADUATED WITH HANGING FACILITY AND FLAT BOTTOM DISPOSABLE.. | SUPPLEMENTARY GEN.SUPPLIES NURS,BURN
581 | 4214160700300 | URINAL MALE COMPRESSED CARDBOARD PULP 800-1000 ML DISPOSABLE.. | SUPPLEMENTARY GEN.SUPPLIES NURS,BURN
582 | 4214161100200 | BAG PATIENT SET-UP PRINTED TRANSPARENT WITH DRAWSTRING SIZE: 12 INCH X 15 INCH (+/- 2 INCH).. | SUPPLEMENTARY GEN.SUPPLIES NURS,BURN
583 | 4214161100300 | BAG PLASTIC BIG MOUTH PILL CRUSHER DISPOSABLE.. | SUPPLEMENTARY GEN.SUPPLIES NURS,BURN
584 | 4214161100400 | BAG PLASTIC WITH HANDLE HEAVY DUTY 60 MICRON WHITE SIZE: 40 X 59 CM MUST BE WITH (PATIENT BELONGINGS) WRITING ON THE BAG.. | SUPPLEMENTARY GEN.SUPPLIES NURS,BURN
585 | 4214170000000 | PRESSURE RELIEF, HEEL, CUSHION PAD, FLAME RETARDANT, BLACK NEOPRENE, AIR FILLED, MULTICELL, DRY FLOATATION CUSHION, INCLUDING PUMP, AND PUNCTURE, REPAIR KIT | REHABILITATION,PHYSIOTHERAPY SUPPLIES
586 | 4214170000100 | WHEELCHAIR ACCESSORIES, CUSHION, AIR, DECUBITUS, FLAME RETARDANT, BLACK, NEOPRENE, AIR FILLED MULTICELL, SINGLE COMPARTMENT, DRY FLOATATION CUSHION, HIGH PROFILE, INCLUDING NON-SLIP CUSHION COVER WITH TWO WAY STRETCH TOP PUMP, PUNCTURE REPAIR KIT AND MANUAL SIZE, CELL HEIGHT 4 INCHES, CUSHION WIDTH 16 INCHES, CUSHION DEPTH 16 INCHES | REHABILITATION,PHYSIOTHERAPY SUPPLIES
587 | 4214170000200 | WHEELCHAIR ACCESSORIES, CUSHION, AIR, DECUBITUS, FLAME RETARDANT, BLACK, NEOPRENE, AIR FILLED MULTICELL, SINGLE COMPARTMENT, DRY FLOATATION CUSHION, HIGH PROFILE, INCLUDING NON-SLIP CUSHION COVER, WITH TWO WAY STRETCH TOP, PUMP, PUNCTURE REPAIR KIT, AND MANUAL SIZE, CELL HEIGHT 2 INCHES, CUSHION WIDTH 16 INCHES, CUSHION DEPTH 16 INCHES | REHABILITATION,PHYSIOTHERAPY SUPPLIES
588 | 4214170000300 | WHEELCHAIR ACCESSORIES, CUSHION, AIR, DECUBITUS, FLAME RETARDANT, BLACK, NEOPRENE, AIR FILLED MULTICELL, SINGLE COMPARTMENT, DRY FLOATATION CUSHION, HIGH PROFILE, INCLUDING NON-SLIP CUSHION COVER WITH TWO WAY STRETCH TOP PUMP, PUNCTURE REPAIR KIT AND MANUAL SIZE, CELL HEIGHT 4 INCHES, CUSHION WIDTH 18 INCHES, CUSHION DEPTH 16 INCHES | REHABILITATION,PHYSIOTHERAPY SUPPLIES
589 | 4214170000400 | WHEELCHAIR ACCESSORIES, CUSHION, AIR, DECUBITUS, FLAME RETARDANT, BLACK, NEOPRENE, AIR FILLED MULTICELL, SINGLE COMPARTMENT, DRY FLOATATION CUSHION, HIGH PROFILE, INCLUDING NON-SLIP CUSHION COVER, WITH TWO WAY STRETCH TOP, PUMP, PUNCTURE REPAIR KIT, AND MANUAL SIZE, CELL HEIGHT 2 INCHES, CUSHION WIDTH 18 INCHES, CUSHION DEPTH 16 INCHES | REHABILITATION,PHYSIOTHERAPY SUPPLIES
590 | 4214170000500 | WHEELCHAIR ACCESSORIES, CUSHION, AIR, DECUBITUS, FLAME RETARDANT, BLACK, NEOPRENE, AIR FILLED MULTICELL, SINGLE COMPARTMENT, DRY FLOATATION CUSHION, HIGH PROFILE, INCLUDING NON-SLIP CUSHION COVER WITH TWO WAY STRETCH TOP PUMP, PUNCTURE REPAIR KIT AND MANUAL SIZE, CELL HEIGHT 4 INCHES, CUSHION WIDTH 20 INCHES, CUSHION DEPTH 18 INCHES | REHABILITATION,PHYSIOTHERAPY SUPPLIES
591 | 4214170000600 | WHEELCHAIR ACCESSORIES, CUSHION, AIR, DECUBITUS, FLAME RETARDANT, BLACK, NEOPRENE, AIR FILLED MULTICELL, SINGLE COMPARTMENT, DRY FLOATATION CUSHION, HIGH PROFILE, INCLUDING NON-SLIP CUSHION COVER, WITH TWO WAY STRETCH TOP, PUMP, PUNCTURE REPAIR KIT, AND MANUAL SIZE, CELL HEIGHT 2 INCHES, CUSHION WIDTH 20 INCHES, CUSHION DEPTH 18 INCHES | REHABILITATION,PHYSIOTHERAPY SUPPLIES
592 | 4214170000700 | WHEELCHAIR ACCESSORIES, CUSHION, AIR, DECUBITUS, FLAME RETARDANT, BLACK, NEOPRENE, AIR FILLED MULTICELL, SINGLE COMPARTMENT, DRY FLOATATION CUSHION, HIGH PROFILE, INCLUDING NON-SLIP CUSHION COVER WITH TWO WAY STRETCH TOP PUMP, PUNCTURE REPAIR KIT AND MANUAL SIZE, CELL HEIGHT 4 INCHES, CUSHION WIDTH 22 INCHES, CUSHION DEPTH 18 INCHES | REHABILITATION,PHYSIOTHERAPY SUPPLIES
593 | 4214170000800 | HEEL PRESSURE PROTECTION ANTI-DECUBITUS HEEL ORTHOSIS EASY TO APPLY VERY SOFT MATERIAL PRESSURE-REDUCING CUSHIONS SHEEP SKIN OR EQUIVALENT EXTERNAL SEAMS TO AVOID FRICTION ADJUSTABLE VELCRO CLOSURE PREVENTS HEEL AND MALLEOLAR PRESSURE SORES REDUCES FRICTION AND SHEAR FORCES BREATHABLE MATERIAL TO KEEP SKIN CLEAN AND DRY MOISTURE CONTROL FOR PRESSURE ULCER PREVENTION IN IMMOBILE PATIENTS UNIVERSAL SIZE. | SUPPLEMENTARY PROSTHET,ORTHOSIS SUPPLIES
594 | 4214170000900 | HEEL ULCER PREVENTION, EASY PLACEMENT, COMFORTABLE, BREATHABLE, RELEASES HEEL MALLEUS AND POSSIBLE PRESSURE ON TOES, SOFT STRAPS WITH D-RING/HOOK CLOSURES, EXTRA FOAM PIECE WITH ADHESIVE CAN BE ATTACHED TO SIDE OF BOOT TO PREVENT FOOT ROTATION | PROSTHETICS & ORTHOSIS SUPPLIES
595 | 4214170200000 | GEL PAD, PRESSURE REDISTRIBUTION, HELP TO REDUCE PRESSURE ULCER, SACRUM SHAPE, WASHABLE AND REUSABLE (WOUND AND OSTOMY CARE) | GENERAL MEDICAL CONSUMABLES
596 | 4214170200100 | GEL PAD, PRESSURE REDISTRIBUTION, HELP TO REDUCE PRESSURE ULCER, IT CAN BE USED ON MEDICAL DEVICE TUBING AND STRAPS, TUBE SHAPE, SIZE 10-11 CM LENGTH X 7-8 MM DIAMETER, WASHABLE AND REUSABLE (WOUND AND OSTOMY CARE) | GENERAL MEDICAL CONSUMABLES
597 | 4214170200200 | GEL PAD, PRESSURE REGEL PAD, PRESSURE REDISTRIBUTION, HELP TO REDUCE PRESSURE ULCER, IT CAN BE USED ON ANY PART OF THE BODY SPECIALLY IN THE FACE WHILE USING OXYGEN MASK OR CPAP MASK, STRIP SHAPE, SIZE 50-55 X 2-3 CM, WASHABLE AND REUSABLE (WOUND AND OSTOMY CARE) | GENERAL MEDICAL CONSUMABLES
598 | 4214170200300 | GEL PAD, PRESSURE REDISTRIBUTION, HELP TO REDUCE PRESSURE ULCER, HEEL / ELBOW SHAPE, SIZE SMALL, WASHABLE AND REUSABLE (WOUND AND OSTOMY CARE) | GENERAL MEDICAL CONSUMABLES
599 | 4214170200400 | GEL PAD, PRESSURE REDISTRIBUTION, HELP TO REDUCE PRESSURE ULCER, HEEL / ELBOW SHAPE, SIZE LARGE, WASHABLE AND REUSABLE (WOUND AND OSTOMY CARE) | GENERAL MEDICAL CONSUMABLES
600 | 4214170200500 | GEL PAD, PRESSURE REDISTRIBUTION, HELP TO REDUCE PRESSURE ULCER, IT CAN BE USED ON ANY PART OF THE BODY SPECIALLY OCCIPUT / BETWEEN KNEES /UNDER THE CHIN OR FOR HAND CONTRACTURES, SHEET SHAPE, SIZE 10 X 10 CM (+/- 1), THICKNESS 0.3-0.5 CM, WASHABLE AND REUSABLE (WOUND AND OSTOMY CARE) | GENERAL MEDICAL CONSUMABLES
601 | 4214170200600 | GEL PAD, PRESSURE REDISTRIBUTION, HELP TO REDUCE PRESSURE ULCER, IT CAN BE USED ON ANY PART OF THE BODY SPECIALLY OCCIPUT / BETWEEN KNEES /UNDER THE CHIN OR FOR HAND CONTRACTURES, SHEET SHAPE, SIZE 10 X 10 CM (+/- 1), THICKNESS 1-1.3 CM, WASHABLE AND REUSABLE (WOUND AND OSTOMY CARE) | GENERAL MEDICAL CONSUMABLES
602 | 4214170200700 | GEL PAD, PRESSURE REDISTRIBUTION, HELP TO REDUCE PRESSURE ULCER, IT CAN BE USED ON ANY PART OF THE BODY SPECIALLY OCCIPUT / BETWEEN KNEES /UNDER THE CHIN OR FOR HAND CONTRACTURES, SHEET SHAPE, SIZE 20 X 20 CM (+/- 2), THICKNESS 0.3-0.5 CM, WASHABLE AND REUSABLE (WOUND AND OSTOMY CARE) | GENERAL MEDICAL CONSUMABLES
603 | 4214170200800 | GEL PAD, PRESSURE REDISTRIBUTION, HELP TO REDUCE PRESSURE ULCER, IT CAN BE USED ON ANY PART OF THE BODY SPECIALLY OCCIPUT / BETWEEN KNEES /UNDER THE CHIN OR FOR HAND CONTRACTURES, SHEET SHAPE, SIZE 20 X 20 CM (+/- 2), THICKNESS 1-1.3 CM, WASHABLE AND REUSABLE (WOUND AND OSTOMY CARE) | GENERAL MEDICAL CONSUMABLES
604 | 4214170200900 | GEL PAD, PRESSURE REDISTRIBUTION, HELP TO REDUCE PRESSURE ULCER, IT CAN BE USED ON ANY PART OF THE BODY SPECIALLY OCCIPUT / BETWEEN KNEES /UNDER THE CHIN OR FOR HAND CONTRACTURES, PERFORATED SHAPE, SIZE 20 X 20 CM (+/- 2), THICKNESS 0.4-0.7 CM, WASHABLE AND REUSABLE (WOUND AND OSTOMY CARE) | GENERAL MEDICAL CONSUMABLES
605 | 4214170201000 | THERAPEUTIC, HAND EXERCISER, FOAM BLOCKS , TO HELP IMPROVE HAND STRENGTH, AVAILABLE IN FOUR RESISTANCE LEVELS: EXTRA SOFT (YELLOW), SOFT (PINK), MEDIUM (BLUE), AND FIRM (GREEN). RETAINING 100% MEMORY AFTER EACH USE. PACK OF 32 | REHABILITATION AND PHYSIOTHERAPY CONSUMA
606 | 4214170201100 | THERAPEUTIC, WEDGE, SEMI-SOFT FOAM BODY POSITIONING WEDGE DESIGNED TO PROVIDE STABILITY, SUPPORT, AND SAFE PATIENT POSITIONING DURING SIDE-LYING OR TRUNK SUPPORT ACTIVITIES, 45-DEGREE ANGLE ,VINYL-COVERED , WATER-RESISTANT, EASY-TO-CLEAN , SIZE 71 X 20 X 25 CM | REHABILITATION AND PHYSIOTHERAPY CONSUMA
607 | 4214170201200 | THERAPEUTIC, WEDGE, THERAPEUTIC ANGULAR BOLSTER DESIGNED TO PROVIDE SAFE, STABLE, AND COMFORTABLE TRUNK POSITIONING DURING PHYSICAL THERAPY, REHABILITATION, AND POSTURAL SUPPORT ACTIVITIES, 40-DEGREE ANGULAR , FROM FIRM, HIGH-DENSITY POLYURETHANE FOAM, COVERED WITH DURABLE, HEAVY-GAUGE VINYL UPHOLSTERY,EASY TO CLEAN , SIZE 21” L X 12” W X 7 H | REHABILITATION AND PHYSIOTHERAPY CONSUMA
608 | 4214170500900 | COVER PRONE PLUS POSITIONING AID WITH KNOT LARGE.. | SUPPLEMENTARY GEN.SUPPLIES NURS,BURN
609 | 4214170501000 | COVER PRONE PLUS POSITIONING AID WITH KNOT MEDIUM.. | SUPPLEMENTARY GEN.SUPPLIES NURS,BURN
610 | 4214170501100 | COVER PRONE PLUS POSITIONING AID WITH KNOT SMALL.. | SUPPLEMENTARY GEN.SUPPLIES NURS,BURN
611 | 4214170501400 | PILLOW POSITIONING PILLOW FOR MULTI PURPOSE POSITIONING FOAM (TRIANGULAR SHAPE) ADULT MEDIUM.. | SUPPLEMENTARY GEN.SUPPLIES NURS,BURN
612 | 4214170502400 | PATIENT TRANSFER FLAT SLIDE SHEET WITH HANDLES TURNING AND REPOSITIONING IN BED SIZE 100 X 200 CM (+/- 20 CM) WEIGHT CAPACITY 150 KG SINGLE PATIENT USE.... | SUPPLEMENTARY GEN.SUPPLIES NURS,BURN
613 | 4214170502500 | GEL POSITIONER CLOSED HEAD RING ADULT.. | SUPPLEMENTARY GEN.SUPPLIES NURS,BURN
614 | 4214170502700 | GEL POSITIONER CONTOURED ARM BOARD PAD LARGE.. | SUPPLEMENTARY GEN.SUPPLIES NURS,BURN
615 | 4214170502800 | GEL POSITIONER CONTOURED ARM BOARD PAD MEDIUM.. | SUPPLEMENTARY GEN.SUPPLIES NURS,BURN
616 | 4214170504000 | WHEELCHAIR ACCESSORIES CUSHION BARIATRIC PRE-CONTOURED FOAM BASE WITH VISCO MEMORY FOAM INSERTS FOR SUPERIOR SKIN PROTECTION. MILD LEG TROUGH CUTOUTS AND MEDIAL THIGH SUPPORTS TO ENCOURAGE PROPER POSITIONING OF THE PELVIS AND THIGHS. ANTERIOR SLOPE FOR A MORE UPRIGHT POSTURE. MOISTURE INCONTINENCE RESISTANT COVER FOR LOW RISK OF SKIN BREAKDOWN URETHANE INNER COVER WHICH IS EASY TO WIPE OFF AND CLEAN PROTECTS THE FOAM BASE FROM MOISTURE BUILD UP. THERAPEUTIC ITEM. SIZE: 22X18X3.5IN. WEIGHT CAPACITY 295KG APPROXIMATELY.. | SUPPLEMENTARY REHAB,PHYSIOTHERAPY SUPPL.
617 | 4214170504100 | WHEELCHAIR ACCESSORIES CUSHION BARIATRIC. PRE-CONTOURED FOAM BASE WITH VISCO MEMORY FOAM INSERTS FOR SUPERIOR SKIN PROTECTION. MILD LEG TROUGH CUTOUTS AND MEDIAL THIGH SUPPORTS TO ENCOURAGE PROPER POSITIONING OF THE PELVIS AND THIGHS. ANTERIOR SLOPE FOR A MORE UPRIGHT POSTURE. MOISTURE INCONTINENCE RESISTANT COVER FOR LOW RISK OF SKIN BREAKDOWN URETHANE INNER COVER WHICH IS EASY TO WIPE OFF AND CLEAN PROTECTS THE FOAM BASE FROM MOISTURE BUILD UP. THERAPEUTIC ITEM. SIZE: 24X18X3.5IN. WEIGHT CAPACITY 295KG APPROXIMATELY.. | SUPPLEMENTARY REHAB,PHYSIOTHERAPY SUPPL.
618 | 4214170504200 | WHEELCHAIR ACCESSORIES CUSHION BARIATRIC. PRE-CONTOURED FOAM BASE WITH VISCO MEMORY FOAM INSERTS FOR SUPERIOR SKIN PROTECTION. MILD LEG TROUGH CUTOUTS AND MEDIAL THIGH SUPPORTS TO ENCOURAGE PROPER POSITIONING OF THE PELVIS AND THIGHS. ANTERIOR SLOPE FOR A MORE UPRIGHT POSTURE. MOISTURE INCONTINENCE RESISTANT COVER FOR LOW RISK OF SKIN BREAKDOWN URETHANE INNER COVER WHICH IS EASY TO WIPE OFF AND CLEAN PROTECTS THE FOAM BASE FROM MOISTURE BUILD UP. THERAPEUTIC ITEM. SIZE: 24X20X3.5IN. WEIGHT CAPACITY 295KG APPROXIMATELY.. | SUPPLEMENTARY REHAB,PHYSIOTHERAPY SUPPL.
619 | 4214170504300 | WHEELCHAIR ACCESSORIES CUSHION BARIATRIC. PRE-CONTOURED FOAM BASE WITH VISCO MEMORY FOAM INSERTS FOR SUPERIOR SKIN PROTECTION. MILD LEG TROUGH CUTOUTS AND MEDIAL THIGH SUPPORTS TO ENCOURAGE PROPER POSITIONING OF THE PELVIS AND THIGHS. ANTERIOR SLOPE FOR A MORE UPRIGHT POSTURE. MOISTURE INCONTINENCE RESISTANT COVER FOR LOW RISK OF SKIN BREAKDOWN URETHANE INNER COVER WHICH IS EASY TO WIPE OFF AND CLEAN PROTECTS THE FOAM BASE FROM MOISTURE BUILD UP. THERAPEUTIC ITEM. SIZE: 26X22X3.5IN. WEIGHT CAPACITY 295KG APPROXIMATELY.. | SUPPLEMENTARY REHAB,PHYSIOTHERAPY SUPPL.
620 | 4214170504500 | WHEELCHAIR ACCESSORIES CUSHION BARIATRIC PRE-CONTOURED FOAM BASE WITH FLUID PAD FOR SUPERIOR SKIN PROTECTION. MILD LEG TROUGH CUTOUTS AND MEDIAL THIGH SUPPORTS TO ENCOURAGE PROPER POSITIONING OF THE PELVIS AND THIGHS. ANTERIOR SLOPE FOR A MORE UPRIGHT POSTURE. AIR EXCHANGE COVER FOR HIGH RISK OF SKIN BREAKDOWN PROMOTES AIRFLOW AND DISSIPATES HEAT AND MOISTURE TO KEEP CLIENT CLEAN AND DRY. THERAPEUTIC ITEM 22X18X3.5IN. WEIGHT CAPACITY 295KG APPROXIMATELY.. | SUPPLEMENTARY REHAB,PHYSIOTHERAPY SUPPL.
621 | 4214170504600 | WHEELCHAIR ACCESSORIES CUSHION BARIATRIC PRE-CONTOURED FOAM BASE WITH FLUID PAD FOR SUPERIOR SKIN PROTECTION. MILD LEG TROUGH CUTOUTS AND MEDIAL THIGH SUPPORTS TO ENCOURAGE PROPER POSITIONING OF THE PELVIS AND THIGHS. ANTERIOR SLOPE FOR A MORE UPRIGHT POSTURE. AIR EXCHANGE COVER FOR HIGH RISK OF SKIN BREAKDOWN PROMOTES AIRFLOW AND DISSIPATES HEAT AND MOISTURE TO KEEP CLIENT CLEAN AND DRY. THERAPEUTIC ITEM 24X18X3.5IN. WEIGHT CAPACITY 295KG APPROXIMATELY.. | SUPPLEMENTARY REHAB,PHYSIOTHERAPY SUPPL.
622 | 4214170504700 | WHEELCHAIR ACCESSORIES CUSHION BARIATRIC PRE-CONTOURED FOAM BASE WITH FLUID PAD FOR SUPERIOR SKIN PROTECTION. MILD LEG TROUGH CUTOUTS AND MEDIAL THIGH SUPPORTS TO ENCOURAGE PROPER POSITIONING OF THE PELVIS AND THIGHS. ANTERIOR SLOPE FOR A MORE UPRIGHT POSTURE. AIR EXCHANGE COVER FOR HIGH RISK OF SKIN BREAKDOWN PROMOTES AIRFLOW AND DISSIPATES HEAT AND MOISTURE TO KEEP CLIENT CLEAN AND DRY. THERAPEUTIC ITEM 24X20X3.5IN. WEIGHT CAPACITY 295KG APPROXIMATELY.. | SUPPLEMENTARY REHAB,PHYSIOTHERAPY SUPPL.
623 | 4214170504800 | WHEELCHAIR ACCESSORIES CUSHION BARIATRIC PRE-CONTOURED FOAM BASE WITH FLUID PAD FOR SUPERIOR SKIN PROTECTION. MILD LEG TROUGH CUTOUTS AND MEDIAL THIGH SUPPORTS TO ENCOURAGE PROPER POSITIONING OF THE PELVIS AND THIGHS. ANTERIOR SLOPE FOR A MORE UPRIGHT POSTURE. AIR EXCHANGE COVER FOR HIGH RISK OF SKIN BREAKDOWN PROMOTES AIRFLOW AND DISSIPATES HEAT AND MOISTURE TO KEEP CLIENT CLEAN AND DRY. THERAPEUTIC ITEM 26X22X3.5IN. WEIGHT CAPACITY 295KG APPROXIMATELY.. | SUPPLEMENTARY REHAB,PHYSIOTHERAPY SUPPL.
624 | 4214170505700 | WHEELCHAIR ACCESSORIES CUSHION FOAM MILDLY CONTOURED DUAL LAYERED FOAM WITH FIRM BOTTOM LAYER AND SOFT TOP LAYER WITH MILD CONTOURING FOR ADDITIONAL SUPPORT. LYCRA CUSHION COVER MOISTURE RESISTANT ANTI-MICROBIAL 4 WAY STRETCH WITH AQUA-GUARD ZIPPER TO PROTECT FOAM FROM LIQUIDS. THERAPEUTIC ITEM 14X14X3IN WEIGHT CAPACITY 136KG APPROXIMATELY.. | SUPPLEMENTARY REHAB,PHYSIOTHERAPY SUPPL.
625 | 4214170505800 | WHEELCHAIR ACCESSORIES, CUSHION, FOAM, MILDLY CONTOURED DUAL LAYERED FOAM WITH FIRM BOTTOM LAYER AND SOFT TOP LAYER WITH MILD CONTOURING FOR ADDITIONAL SUPPORT. LYCRA CUSHION COVER, MOISTURE RESISTANT, ANTI-MICROBIAL, 4 WAY STRETCH WITH AQUA-GUARD ZIPPER TO PROTECT FOAM FROM LIQUIDS. THERAPEUTIC ITEM 16X16X3IN, WEIGHT CAPACITY 136KG APPROXIMATELY | REHABILITATION,PHYSIOTHERAPY SUPPLIES
626 | 4214170505900 | WHEELCHAIR ACCESSORIES, CUSHION, FOAM, MILDLY CONTOURED DUAL LAYERED FOAM WITH FIRM BOTTOM LAYER AND SOFT TOP LAYER WITH MILD CONTOURING FOR ADDITIONAL SUPPORT. LYCRA CUSHION COVER, MOISTURE RESISTANT, ANTI-MICROBIAL, 4 WAY STRETCH WITH AQUA-GUARD ZIPPER TO PROTECT FOAM FROM LIQUIDS. THERAPEUTIC ITEM 18X16X3IN, WEIGHT CAPACITY 136KG APPROXIMATELY | REHABILITATION,PHYSIOTHERAPY SUPPLIES
627 | 4214170506000 | WHEELCHAIR ACCESSORIES, CUSHION, FOAM, MILDLY CONTOURED DUAL LAYERED FOAM WITH FIRM BOTTOM LAYER AND SOFT TOP LAYER WITH MILD CONTOURING FOR ADDITIONAL SUPPORT. LYCRA CUSHION COVER, MOISTURE RESISTANT, ANTI-MICROBIAL, 4 WAY STRETCH WITH AQUA-GUARD ZIPPER TO PROTECT FOAM FROM LIQUIDS. THERAPEUTIC ITEM 18X18X3IN, WEIGHT CAPACITY 136KG APPROXIMATELY | REHABILITATION,PHYSIOTHERAPY SUPPLIES
628 | 4214170506100 | WHEELCHAIR ACCESSORIES, CUSHION, FOAM, MILDLY CONTOURED DUAL LAYERED FOAM WITH FIRM BOTTOM LAYER AND SOFT TOP LAYER WITH MILD CONTOURING FOR ADDITIONAL SUPPORT. LYCRA CUSHION COVER, MOISTURE RESISTANT, ANTI-MICROBIAL, 4 WAY STRETCH WITH AQUA-GUARD ZIPPER TO PROTECT FOAM FROM LIQUIDS. THERAPEUTIC ITEM 20X18X3IN, WEIGHT CAPACITY 136KG APPROXIMATELY | REHABILITATION,PHYSIOTHERAPY SUPPLIES
629 | 4214170506200 | WHEELCHAIR ACCESSORIES CUSHION FOAM MILDLY CONTOURED DUAL LAYERED FOAM WITH FIRM BOTTOM LAYER AND SOFT TOP LAYER WITH MILD CONTOURING FOR ADDITIONAL SUPPORT. LYCRA CUSHION COVER MOISTURE RESISTANT ANTI-MICROBIAL 4 WAY STRETCH WITH AQUA-GUARD ZIPPER TO PROTECT FOAM FROM LIQUIDS. THERAPEUTIC ITEM 22X18X3IN WEIGHT CAPACITY 136KG APPROXIMATELY.. | SUPPLEMENTARY REHAB,PHYSIOTHERAPY SUPPL.
630 | 4214170506300 | WHEELCHAIR ACCESSORIES CUSHION FOAM MILDLY CONTOURED DUAL LAYERED FOAM WITH FIRM BOTTOM LAYER AND SOFT TOP LAYER WITH MILD CONTOURING FOR ADDITIONAL SUPPORT. LYCRA CUSHION COVER MOISTURE RESISTANT ANTI-MICROBIAL 4 WAY STRETCH WITH AQUA-GUARD ZIPPER TO PROTECT FOAM FROM LIQUIDS. THERAPEUTIC ITEM 22X20X3IN WEIGHT CAPACITY 136KG APPROXIMATELY.. | SUPPLEMENTARY REHAB,PHYSIOTHERAPY SUPPL.
631 | 4214170507200 | POSITIONER FLUIDIZED PRESSURE REDISTRIBUTION COMPATIBLE WITH MRI / SIZE 65 X 95 CM (+/- 5 CM) (WOUND AND OSTOMY CARE).... | SUPPLEMENTARY GEN.SUPPLIES NURS,BURN
632 | 4214170507300 | POSITIONER FLUIDIZED PRESSURE REDISTRIBUTION COMPATIBLE WITH MRI SIZE 45 X 80 CM (+/- 5 CM) (WOUND AND OSTOMY CARE).... | SUPPLEMENTARY GEN.SUPPLIES NURS,BURN
633 | 4214170507400 | POSITIONER FLUIDIZED PRESSURE REDISTRIBUTION COMPATIBLE WITH MRI SIZE 20 X 25 CM (+/- 3 CM) (WOUND AND OSTOMY CARE).... | SUPPLEMENTARY GEN.SUPPLIES NURS,BURN
634 | 4214170507500 | POSITIONER FLUIDIZED PRESSURE REDISTRIBUTION COMPATIBLE WITH MRI SIZE 30 X 60 CM (+/- 5 CM) (WOUND AND OSTOMY CARE).... | SUPPLEMENTARY GEN.SUPPLIES NURS,BURN
635 | 4214170508400 | FACE PILLOW FOR PRONE POSITIONING WHITE FOAM WITH MIRROR, FACE CUSHION USES SOFT POLYURETHANE FOAM TO PROTECT THE PATIENT’S FACE DURING PRONE SURGERY, FULLY ADJUSTABLE, DISPOSABLE | RESPIRATORY AND ANESTHESIA TENDER
636 | 4214170508500 | PAD FOAM FOR LYMPHEDEMA USE KIDNEY SHAPE SMALL (LYMPHEDEMA).. | SUPPLEMENTARY REHAB,PHYSIOTHERAPY SUPPL.
637 | 4214170508600 | PAD FOAM FOR LYMPHEDEMA USE OVAL SHAPE (LYMPHEDEMA).. | SUPPLEMENTARY REHAB,PHYSIOTHERAPY SUPPL.
638 | 4214170508700 | PAD FOAM, FOR LYMPHEDEMA USE, TRAPEZOID SHAPE (LYMPHEDEMA) | REHABILITATION,PHYSIOTHERAPY SUPPLIES
639 | 4214170508800 | PILLOW POSITIONING PILLOW FOR MULTI PURPOSE POSITIONING FOAM (TRIANGULAR SHAPE) ADULT SMALL.. | SUPPLEMENTARY GEN.SUPPLIES NURS,BURN
640 | 4214170509000 | POSITIONER FLUIDIZED HEEL OFFLOADING BOOTS WITH ANKLE SUPPORT STRAPS AND ELASTIC BANDS SUBTLE TO BE USED WITH SEQUENTIAL COMPRESSION DEVICES UNIVERSAL SIZE (WOUND AND OSTOMY CARE)... | SUPPLEMENTARY GEN.SUPPLIES NURS,BURN
641 | 4214170509100 | POSITIONER POPLITEAL SUPPORT WEDGE CUSHION FOAM FITS BEHIND AND SUPPORTS THE KNEES WHILE ELEVATING THE LOWER LEGS AND FLOATING THE HEELS (FOR HEEL PRESSURE INJURY PREVENTION) THE CUSHION SHOULD BE CURVED AT POPLITEAL SIDE CAN BE CLEANED WITH A DISINFECTANT (WASHABLE) ADULT SIZE (WOUND AND OSTOMY CARE)... | SUPPLEMENTARY GEN.SUPPLIES NURS,BURN
642 | 4214170509200 | KNEE EXTENSION PILLOW FOAM WEDGE PREVENT EXTERNAL ROTATION OF THE HIP ELEVATES THE KNEE SLIGHTLY LIGHTWEIGHT.. | SUPPLEMENTARY REHAB,PHYSIOTHERAPY SUPPL.
643 | 4214180200100 | ELECTRODE, FOR SUCTION SOCKET | PROSTHETICS & ORTHOSIS SUPPLIES
644 | 4214180200200 | SELF-ADHESIVE, ELECTRODES USED FOR TENS AND ELECTROTHERAPY, WITH PRE-ATTACHED LEAD, SQUARE-SHAPE, SIZE: 40 X 90 MM, PACK OF 4 EACH | REHABILITATION,PHYSIOTHERAPY SUPPLIES
645 | 4214180200300 | SELF - ADHESIVE, ELECTRODES USED FOR TENS AND ELECTROTHERAPY, WITH PRE - ATTACHED LEAD, SQUARE - SHAPE, SIZE: 50 X 50 MM, PACK OF 4 EACH | REHABILITATION,PHYSIOTHERAPY SUPPLIES
646 | 4214180200400 | SELF - ADHESIVE, ELECTRODES USED FOR TENS AND ELECTROTHERAPY, WITH PRE - ATTACHED LEAD, ROUND - SHAPE, SIZE: 50 MM, PACK OF 4 EACH | REHABILITATION,PHYSIOTHERAPY SUPPLIES
647 | 4214180200500 | SELF - ADHESIVE, ELECTRODES USED FOR TENS AND ELECTROTHERAPY, WITH PRE - ATTACHED LEAD, ROUND - SHAPE, SIZE: 32 MM, PACK OF 4 EACH | REHABILITATION,PHYSIOTHERAPY SUPPLIES
648 | 4214180200600 | SELF - ADHESIVE ELECTRODES USED FOR TENS AND ELECTROTHERAPY WITH SNAP (CLIP) CONNECTION, SIZE: 22 MM, PACK OF 4 EACH | REHABILITATION,PHYSIOTHERAPY SUPPLIES
649 | 4214180200800 | POCKET SPONGES FOR ELECTROTHERAPY ELECTRODES SIZE: 6 CM X 8 CM PACK OF 4 SPONGES.. | SUPPLEMENTARY REHAB,PHYSIOTHERAPY SUPPL.
650 | 4214180202700 | SELF - ADHESIVE ELECTRODES USED FOR TENS AND ELECTROTHERAPY WITH SNAP (CLIP) CONNECTION SIZE: 50 X 50 MM PACK OF 4 EACH | REHABILITATION,PHYSIOTHERAPY SUPPLIES
651 | 4214180300000 | NIBP NEONATAL MRI, COMPATIBILITY 6 M, COMPATIBLE WITH GE PATIENT MONITOR OR EQUIVALENT, LATEX FREE, REUSABLE | ANESTHESIA AND RESPIRATORY SUPPLEMENTARY
652 | 4214180300300 | TEMPERATURE PROBE CABLE COMPATIBLE WITH MAQUET ANESTHESIA MACHINE OR EQUIVALENT, REUSABLE | RESPIRATORY AND ANESTHESIA TENDER
653 | 4214180300400 | ECG TRULINK SHIELDED CABLE, 5 LEADS EA, GREEN, USED, COMPATIBLE WITH MAQUET ANESTHESIA MACHINE OR EQUIVALENT, REUSABLE | RESPIRATORY AND ANESTHESIA TENDER
654 | 4214180800100 | CAUTERY DIATHERMY PENCIL LATE WITH NEEDLE STRAIGHT TIP DISPOSABLE STERILE.. | SUPPLEMENTARY GENERAL CONSUMABLES
655 | 4214180800600 | ELECTROSURGERY DIATHERMY PENCILLATE DETACHABLE 15 FT CABLE DISPOSABLE STERILE (UNIVERSAL PLUG TO FIT ALL TYPES OF ELECTROSURGERY MACHINES MUST BE PROVIDED FOC WHENEVER NECESSARY).. | SUPPLEMENTARY GENERAL CONSUMABLES
656 | 4214180800700 | CAUTERY EXTENSION STAINLESS STEEL 16-18 CM WITH NON - INSULATED SELF CLEANING BLADE TIP DISPOSABLE STERILE.. | SUPPLEMENTARY GENERAL CONSUMABLES
657 | 4214180801100 | ENDO DIATHERMY HANDLE WITH STRAIGHT POINTED TIP, 25 GAUGE, REUSABLE | OPHTHALMOLOGY SUPPLIES
658 | 4214180801200 | ENDO DIATHERMY HANDLE WITH STRAIGHT POINTED TIP, 27 GAUGE, REUSABLE | OPHTHALMOLOGY SUPPLIES
659 | 4214180803300 | TIP BLADE ELECTROSURGICAL STANDARD SIZE 2.75 INCH DISPOABLE STERILE INDIVIDUAL PACKING.. | SUPPLEMENTARY GENERAL CONSUMABLES
660 | 4214180803600 | NEEDLE ELECTRODE BLUNT MODIFIED WITH PTFE COATED SIZE 2.75 INCH STERILE.. | SUPPLEMENTARY GENERAL CONSUMABLES
661 | 4214182000000 | ANAL ELECTRODE STIMULATION ANAL SPHINCTER MUSCLE BIOCOMPATIBLE PLASTIC AND GOLD-PLATED ELECTRODES ANAL SPHINCTER MUSCLE UNIVERSAL - CONDUCTOR FOR ELECTRICAL STIMULATION... | SUPPLEMENTARY REHAB,PHYSIOTHERAPY SUPPL.
662 | 4214182000100 | ANAL PRESSURE SENSOR PROBES MEASURE THE STRENGTH OF THE PELVIC FLOOR MUSCLES BY ANAL SPHINCTER SILICON RUBBER ANAL SPHINCTER MUSCLE UNIVERSAL - PRESSURE SENSORS ANAL PROBE-LATEX FREE | REHABILITATION,PHYSIOTHERAPY SUPPLIES
663 | 4214182000200 | CONNECTION CABLE FOR ANAL PRESSURE PROBE PLASTIC CONNECTING CABLE ANAL SPHINCTER MUSCLE UNIVERSAL - | SUPPLEMENTARY REHAB,PHYSIOTHERAPY SUPPL.
664 | 4214182000800 | ELECTRICAL STIMULATION WOUND THERAPY DELIVERS ELECTRICAL SAFE SUB-SENSORY 40-500 (MA) PULSES TO THE WOUND BUILT-IN BATTERY WORKS FOR 12-DAYS WITH 12 ADHESIVE ELECTRODES SINGLE USE... | SUPPLEMENTARY GEN.SUPPLIES NURS,WOUND
665 | 4214182300300 | ROUND SPONGES USED WITH THE VACUUM ELECTRODES SIZE: 30 MM PACK OF 4 SPONGES.. | SUPPLEMENTARY REHAB,PHYSIOTHERAPY SUPPL.
666 | 4214182300400 | ROUND SPONGES USED WITH THE VACUUM ELECTRODES SIZE: 60 MM PACK OF 4 SPONGES.. | SUPPLEMENTARY REHAB,PHYSIOTHERAPY SUPPL.
667 | 4214182300500 | ROUND SPONGES USED WITH THE VACUUM ELECTRODES SIZE: 90 MM PACK OF 4 SPONGES.. | SUPPLEMENTARY REHAB,PHYSIOTHERAPY SUPPL.
668 | 4214210000300 | PACK COLD INSTANT ICE COMPRESS 15 X 28 CM (+/- 2 CM).. | SUPPLEMENTARY GEN.SUPPLIES NURS,BURN
669 | 4214210000400 | PACK COLD/HOT GEL REUSABLE SIZE 15 X 25 CM (+/- 3 CM).. | SUPPLEMENTARY GEN.SUPPLIES NURS,BURN
670 | 4214210000600 | PACK INSTANT WARM MEDIUM DISPOSABLE.. | SUPPLEMENTARY GEN.SUPPLIES NURS,BURN
671 | 4214210000800 | MOIST HEAT PACK, REUSABLE, LATEX FREE, SIZE: 10 INCHES X 18 INCHES, STANDARD | REHABILITATION,PHYSIOTHERAPY SUPPLIES
672 | 4214210100000 | COVER, FOR MOIST HEAT PACK, VINYL, TERRY, SIZE: 24 INCHES X 35 INCHES (+/- 2 INCHES) | REHABILITATION,PHYSIOTHERAPY SUPPLIES
673 | 4214210100100 | COVER, FOR MOIST HEAT PACK, SIZE: 9 INCHES X 24 INCHES (+/- 2 INCHES) | REHABILITATION,PHYSIOTHERAPY SUPPLIES
674 | 4214210100200 | COVER, FOR MOIST HEAT PACK, VINYL, TERRY, SIZE: 20 INCHES X 24 INCHES (+/- 2 INCHES) | REHABILITATION,PHYSIOTHERAPY SUPPLIES
675 | 4214210500400 | TRANSDUCER KIT, INTRACRANIAL PRESSURE, BOTH SUBDURAL AND INTRA PARENCHYMAL PRESSURE MONITORING, DISPOSABLE, STERILE | NEUROSCIENCES CONSUMABLES SUPPLEMENTARY
676 | 4214210603400 | BLANKET ADULT WHITE COLOR MADE OF 100% COTTON WEIGHT 3000 - 6000 GM WEAVING LIKE NET SIDES BORDER WITH THICK WEAVING ON BOTH SIDES EDGE / STITCHED WASHABLE AND DISINFECTABLE SIZE 190 X 250 CM ( + / - 10 CM )... | SUPPLEMENTARY GEN.SUPPLIES NURS,WOUND
677 | 4214210603900 | BLANKET ALUMINUM COATED 140 CM X 220 CM (+/- 20 CM) FOR ADULT.. | SUPPLEMENTARY GEN.SUPPLIES NURS,BURN
678 | 4214210711000 | COMPRESSION GARMENT, READY-MADE, MEDICAL GRADUATED COMPRESSION, FEMALE BODYSUIT TYPE, SHORT-LENGTH (ABOVE KNEE), ENDING BELOW THE CH EST, WITH WIDE ELASTIC BAND, ANTIBACTERIAL MATERIAL, MADE OF POLYAMIDE, ELASTANE, AND COTTON. SKIN COLOR. SIDE ZIP FASTENING. FOR US E ABDOMINAL PLASTIC SURGERY, VASER LIPO, TUMMY LIPOSUCTION AND MUMMY MAKEOVER AND C-SECTION DELIVERY, ASSORTED SIZE, (LYMPHEDEMA) | REHABILITATION,PHYSIOTHERAPY SUPPLIES
679 | 4214210711100 | COMPRESSION GARMENT, READY-MADE, MEDICAL GRADUATED COMPRESSION, MALE BODYSUIT TYPE, SHORT-LENGTH (ABOVE KNEE), ENDING BELOW THE CHES T, WITH WIDE ELASTIC BAND. MADE OF POLYAMIDE, ELASTANE, AND COTTON. SKIN COLOR. FRONT ZIP FASTENING. FOR USE AFTER ABDOMINAL PLASTIC SURGERY OR LIPOSUCTION OF THE ABDOMEN, FLANKS, AND HIP, ASSORTED SIZES, (LYMPHEDEMA) | REHABILITATION,PHYSIOTHERAPY SUPPLIES
680 | 4214210802200 | COLD PACK, SOFT, PLIABLE, REFREEZABLE, LATEX FREE, SIZE: 11 INCHES X 14 INCHES, STANDARD | REHABILITATION,PHYSIOTHERAPY SUPPLIES
681 | 4214210802300 | COLD PACK, SOFT, PLIABLE, REFREEZABLE, LATEX FREE, SIZE: 6 INCHES X 23 INCHES, NECK CONTOUR | REHABILITATION,PHYSIOTHERAPY SUPPLIES
682 | 4214210802400 | COLD PACK, SOFT, PLIABLE, REFREEZABLE, LATEX FREE, SIZE: 7 INCHES X 11 INCHES, HALF - SIZE | REHABILITATION,PHYSIOTHERAPY SUPPLIES
683 | 4214210802500 | COLD PACK, SOFT, PLIABLE, REFREEZABLE, LATEX FREE, SIZE: 5 INCHES X 7 INCHES, QUARTER - SIZE | REHABILITATION,PHYSIOTHERAPY SUPPLIES
684 | 4214210802600 | COLD PACK, SOFT, PLIABLE, REFREEZABLE, LATEX FREE, SIZE: 3 INCHES X 11 INCHES, THROAT - SIZE | REHABILITATION,PHYSIOTHERAPY SUPPLIES
685 | 4214210802700 | COLD PACK, SOFT, PLIABLE, REFREEZABLE, LATEX FREE, SIZE: 11 INCHES X 21 INCHES, OVERSIZE | REHABILITATION,PHYSIOTHERAPY SUPPLIES
686 | 4214210803600 | GEL POSITIONER HEEL PAD (LARGE).. | SUPPLEMENTARY GEN.SUPPLIES NURS,BURN
687 | 4214210803900 | GEL POSITIONER HEEL PAD (SMALL).. | SUPPLEMENTARY GEN.SUPPLIES NURS,BURN
688 | 4214212800100 | THERAPEUTIC, WAX, PARAFFIN, UNSCENTED, THERABATH REFILL BEADS OPTIMAL BENEFITS FOR PEOPLE SUFFERING FROM ARTHRITIS, BURSITIS, SPRAINS, TENDONITIS AND JOINT STIFFNESS, HAS A SOOTHING EFFECT WHICH RELIEVES JOINT PAIN QUICKLY AND EFFECTIVELY MELTING POINT BETWEEN 48-52 C, BOX OF 6 X 0.454 KG, BLOCKS | REHABILITATION,PHYSIOTHERAPY SUPPLIES
689 | 4214212800500 | THERAPEUTIC, WAX, PARAFFIN, REFILLS PREMIXED, WITH OIL ECONOMY, 454 GM BLOCK, UNSCENTED, (MEDICAL GRADE), PACK OF 6 | REHABILITATION,PHYSIOTHERAPY SUPPLIES
690 | 4214212800600 | THERAPEUTIC, WAX, PARAFFIN, REFILLS PREMIXED, WITH OIL ECONOMY, 454 GM BLOCK, GREEN, (MEDICAL GRADE), PACK OF 6 | REHABILITATION,PHYSIOTHERAPY SUPPLIES
691 | 4214212800700 | THERAPEUTIC, WAX, PARAFFIN, REFILLS PREMIXED, WITH OIL ECONOMY, 454 GM BLOCK, CITRUS, (MEDICAL GRADE), PACK OF 6 | REHABILITATION,PHYSIOTHERAPY SUPPLIES
692 | 4214212800800 | THERAPEUTIC, WAX, PARAFFIN, REFILLS PREMIXED, WITH OIL ECONOMY, 454 GM BLOCK, LAVENDER, (MEDICAL GRADE), PACK OF 6 | REHABILITATION,PHYSIOTHERAPY SUPPLIES
693 | 4214213100000 | MOIST HEAT PACK, REUSABLE, LATEX FREE, SIZE: 10 INCHES X 12 INCHES, STANDARD | REHABILITATION,PHYSIOTHERAPY SUPPLIES
694 | 4214213100100 | MOIST HEAT PACK, REUSABLE, LATEX FREE, SIZE: 5 INCHES X 12 INCHES, HALF - SIZE | REHABILITATION,PHYSIOTHERAPY SUPPLIES
695 | 4214213100200 | MOIST HEAT PACK, REUSABLE, LATEX FREE, SIZE: 6.5 INCHES X 24 INCHES, CONTOUR CERVICAL | REHABILITATION,PHYSIOTHERAPY SUPPLIES
696 | 4214213100300 | MOIST HEAT PACK, REUSABLE, LATEX FREE, SIZE: 10 INCHES X 20 INCHES, KNEE/SHOULDER SIZE | REHABILITATION,PHYSIOTHERAPY SUPPLIES
697 | 4214213100500 | MOIST HEAT PACK, REUSABLE, LATEX FREE, SIZE: 10 INCHES X 24 INCHES, SPINE LARGE SIZE | REHABILITATION,PHYSIOTHERAPY SUPPLIES
698 | 4214213100600 | MOIST HEAT PACK, REUSABLE, LATEX FREE, SIZE: 15 INCHES X 24 INCHES, OVERSIZE | REHABILITATION,PHYSIOTHERAPY SUPPLIES
699 | 4214230100000 | LABELS BLANK PACKAGED AS ROLL WHITE SELF ADHESIVE ALL PURPOSE DISPOSABLE.. | SUPPLEMENTARY GEN.SUPPLIES NURS,BURN
700 | 4214230102600 | LABEL HEPATITIS RISK BIOHAZARD AND LOGO RED ON YELLOW.. | SUPPLEMENTARY GEN.SUPPLIES NURS,BURN
701 | 4214230102900 | LABEL WHITE 3 IN X 1 - 1/2 IN ROLL.. | SUPPLEMENTARY GEN.SUPPLIES NURS,BURN
702 | 4214230103700 | LABEL ZEBRA CRYO/PVC 5 CM X 2.5 CM... | SUPPLEMENTARY GEN.SUPPLIES NURS,BURN
703 | 4214230200000 | PAPER, ECG PAPER, FOR MAC VU360, SIZE APPROX. 210MM X 295MM | GENERAL MEDICAL CONSUMABLES
704 | 4214230300300 | BRACELET ID BAND PATIENT IDENTIFICATION ADULT / PEDIATRIC PLASTIC GREEN COLOR WITH CARD DISPOSABLE.. | SUPPLEMENTARY GEN.SUPPLIES NURS,BURN
705 | 4214230300400 | BRACELET ID BAND PATIENT IDENTIFICATION ADULT / PEDIATRIC PLASTIC RED COLOR WITH CARD DISPOSABLE.. | SUPPLEMENTARY GEN.SUPPLIES NURS,BURN
706 | 4214230301300 | BAND WRIST FOR NEWLY BORN BABIES IDENTIFICATION BLUE WITH LABEL CONTAINS THE FOLLOWING INFORMATION (PATIENT NAME/FILE NO/AGE / SEX).. | SUPPLEMENTARY GEN.SUPPLIES NURS,BURN
707 | 4214230301500 | BAND WRIST FOR NEWLY BORN BABIES IDENTIFICATION PINK WITH LABEL CONTAINS THE FOLLOWING INFORMATION (PATIENT NAME/FILE NO/AGE/ SEX).. | SUPPLEMENTARY GEN.SUPPLIES NURS,BURN
708 | 4214230301900 | BAND, WRIST, DIRECT THERMAL WITH ADHESIVE CLOSURE, ADULT WHITE, COMPATIBLE WITH THE HOSPITAL MACHINE | GENERAL MEDICAL CONSUMABLES
709 | 4214230302200 | BAND, WRIST, FOR PATIENT, IDENTIFICATION, FOR PATIENTS LESS THAN 10KG, LATEX FREE, MUST BE COMPATIBLE WITH THERMAL PRINTER AND BEST CARE CONFIGURATION | SUPPLEMENTARY GEN.SUPPLIES NURS,BURN
710 | 4214230302300 | BAND WRIST FOR PATIENT IDENTIFICATION RED FOR BLOOD TYPING.. | SUPPLEMENTARY GEN.SUPPLIES NURS,BURN
711 | 4214230302400 | BAND WRIST IDENTIFICATION RED ADULT WITH ALLERGIES.. | SUPPLEMENTARY GEN.SUPPLIES NURS,BURN
712 | 4214230302500 | BAND WRIST IDENTIFICATION RED PEDIATRIC WITH ALLERGIES.. | SUPPLEMENTARY GEN.SUPPLIES NURS,BURN
713 | 4214230302700 | BRACELET ID BAND PATIENT IDENTIFICATION ADULT PLASTIC BLUE COLOR WITH CARD DISPOSABLE.. | SUPPLEMENTARY GEN.SUPPLIES NURS,BURN
714 | 4214230302900 | BAND WRIST FOR ADULT IDENTIFICATION WHITE WITH LABEL CONTAINS THE FOLLOWING INFORMATION (PATIENT NAME/FILE NO./ AGE / SEX.).. | SUPPLEMENTARY GEN.SUPPLIES NURS,BURN
715 | 4214230303100 | BAND WRIST IDENTIFICATION YELLOW FALL RISK NOT LESS THAN 50 /PACKET ADULT.. | SUPPLEMENTARY GEN.SUPPLIES NURS,BURN
716 | 4214230303200 | BAND WRIST IDENTIFICATION YELLOW FALL RISK PEDIATRIC.. | SUPPLEMENTARY GEN.SUPPLIES NURS,BURN
717 | 4214230303300 | BRACELET ID BAND IDENTIFICATION MOTHER / INFANT WITH INSERT CARD (3 BRACELETS).. | SUPPLEMENTARY GEN.SUPPLIES NURS,BURN
718 | 4214230303500 | WRIST BAND PRINTER PEDIATRIC PINK PVC ULTRA-SOFT COMPATIBLE WITH ZEBRA ELECTRONIC MEDICAL SYSTEM WITH 10000 BAND 1 FOC MACHINE CARTRIDGE.... | SUPPLEMENTARY GEN.SUPPLIES NURS,BURN
719 | 4214230303700 | BAND WRIST DIRECT THERMAL WITH ADHESIVE CLOSURE ADULT GREEN COMPATIBLE WITH THE HOSPITAL MACHINE.. | SUPPLEMENTARY GEN.SUPPLIES NURS,BURN
720 | 4214230303900 | BAND WRIST DIRECT THERMAL WITH ADHESIVE CLOSURE PEDIATRIC WHITE COMPATIBLE WITH THE HOSPITAL MACHINE.. | SUPPLEMENTARY GEN.SUPPLIES NURS,BURN
721 | 4214230304000 | BAND WRIST DIRECT THERMAL WITH ADHESIVE CLOSURE ADULT RED COMPATIBLE WITH THE HOSPITAL MACHINE.. | SUPPLEMENTARY GEN.SUPPLIES NURS,BURN
722 | 4214230304100 | BAND WRIST DIRECT THERMAL WITH ADHESIVE CLOSURE ADULT BLUE COMPATIBLE WITH THE HOSPITAL MACHINE (ONE MACHINE PER 10000 BAND WRIST DIRECT THERMAL MUST BE PROVIDED FREE OF CHARGE).. | SUPPLEMENTARY GEN.SUPPLIES NURS,BURN
723 | 4214230304200 | BAND WRIST DIRECT THERMAL WITH ADHESIVE CLOSURE PEDIATRIC BLUE COMPATIBLE WITH THE HOSPITAL MACHINE.. | SUPPLEMENTARY GEN.SUPPLIES NURS,BURN
724 | 4214230304300 | BAND WRIST DIRECT THERMAL WITH ADHESIVE CLOSURE PEDIATRIC RED COMPATIBLE WITH THE HOSPITAL MACHINE.. | SUPPLEMENTARY GEN.SUPPLIES NURS,BURN
725 | 4214230304600 | WRIST BAND PRINTER ADULT WHITE POLYPROPYLENE AND VINYL ULTRA-SOFT COMPATIBLE WITH ZEBRA ELECTRONIC MEDICAL SYSTEM WITH 10000 BAND 1 FOC MACHINE CARTRIDGE... | SUPPLEMENTARY GEN.SUPPLIES NURS,BURN
726 | 4214230304700 | WRIST BAND PRINTER PEDIATRIC BLUE POLYPROPYLENE AND VINYL ULTRA-SOFT COMPATIBLE WITH ZEBRA ELECTRONIC MEDICAL SYSTEM WITH 10000 BAND 1 FOC MACHINE CARTRIDGE.... | SUPPLEMENTARY GEN.SUPPLIES NURS,BURN
727 | 4214230504200 | MARKER FINE TIP PERMANENT INK MUST BE WITH STAND STEAM AND PLASMA STERILIZATION BLACK NON STERILE.. | STERILIZATION SUPPLIES (CSSD) CONSUMABLE
728 | 4214230504700 | MARKER MINI SKIN REMOVABLE INK (WHITE INK) TO PREVENT TATO FOR / DERMATOLOGY DISPOSABLE STERILE.... | SUPPLEMENTARY GEN.SUPPLIES NURS,WOUND
729 | 4214240100000 | BAG FOR VOMITING SUPER ABSORBENT PAD ABILITY TO CONVERT LIQUID INTO SOLID GEL POLYETHYLENE BAG WITH SECURE CLOSURE SHOULD PROVIDE BEDSIDE WALL HOLDER CAPACITY NOT LESS THAN 500 ML DISPOSABLE.. | SUPPLEMENTARY GEN.SUPPLIES NURS,BURN
730 | 4214240300200 | INNER LINER FOR SUCTION CANISTER 2.0 LITER (IT SHOULD BE COMPATIBLE WITH EXISTING SUCTION SYSTEM) (ONE CANISTER DELIVERED FREE OF CHARGE WITH EVERY 20 PIECES).. | SUPPLEMENTARY GEN.SUPPLIES NURS,BURN
731 | 4214240301200 | INSTRUMENT TIP BABCOCK DOUBLE ACTION 5 MM FOR DELICATE GRASPING DISPOSABLE STERILE.. | SUPPLEMENTARY GEN.CONS SURG SUT,LAP,ROB
732 | 4214240301300 | INSTRUMENT CLAMP ENDO BABCOCK RATCHET 10 MM 30-37 CM LENGTH DISPOSABLE STERILE.. | SUPPLEMENTARY GEN.CONS SURG SUT,LAP,ROB
733 | 4214250002300 | NEEDLE INJECTION LUER-LOCK TIP DIAMETER 0.8 MM TOTAL LENGTH 36 -37 CM REUSABLE. | SURGICAL INSTRUMENT TENDER
734 | 4214250100200 | AMNIOCENTESIS NEEDLE GAUGE 20 SIZE 15 CM STERILE.. | SUPPLEMENTARY GENERAL CONSUMABLES
735 | 4214250100300 | SET NEEDLE SAMPLING CHORIONIC VILLUS TRANS - ABDOMINAL 18 G X 15 CM LENGTH GUIDE NEEDLE 21 G X 20 CM LENGTH SAMPLING NEEDLE.. | SUPPLEMENTARY GENERAL CONSUMABLES
736 | 4214250100400 | AMNIOCENTESIS NEEDLE GAUGE 18 SIZE 15 CM STERILE. | SUPPLEMENTARY GENERAL CONSUMABLES
737 | 4214250200900 | SPINAL NEEDLE WHITACRE PENCIL POINT WITH INTRODUCER 24G X 6 INCH | ANESTHESIA AND RESPIRATORY SUPPLEMENTARY
738 | 4214250201800 | SPINAL NEEDLE QUINCKE TYPE POINT, DISPOSABLE, STERILE, 22G X 2.5 INCH | ANESTHESIA AND RESPIRATORY SUPPLEMENTARY
739 | 4214250202400 | NEEDLE EPIDURAL TUOHY SZ 18G X 150MM | RESPIRATORY AND ANESTHESIA TENDER
740 | 4214250202600 | SPINAL NEEDLE QUINCKE TYPE POINT, DISPOSABLE, STERILE, 18G X 3.5 INCH | ANESTHESIA AND RESPIRATORY SUPPLEMENTARY
741 | 4214250202900 | SPINAL NEEDLE QUINCKE TYPE POINT DISPOSABLE STERILE 20G X 6 INCH. | ANESTHESIA AND RESPIRATORY SUPPLEMENTARY
742 | 4214250203100 | SPINAL NEEDLE QUINCKE TYPE POINT, DISPOSABLE, STERILE, 22G X 3.5 INCH | RESPIRATORY AND ANESTHESIA TENDER
743 | 4214250203300 | SPINAL NEEDLE QUINCKE TYPE POINT, DISPOSABLE, STERILE, 23G X 3.5 INCH | ANESTHESIA AND RESPIRATORY SUPPLEMENTARY
744 | 4214250203400 | SPINAL NEEDLE SPROTTE TIP, 24G X 90MM, STAINLESS STEEL NEEDLE, ATRAUMATIC TIP, COLOR CODED WITH SIZE INDICATION ON NEEDLE HUB, OVAL SHAPE FOR THE HOLE BURR-FREE ROUNDED ATRAUMATIC EDGES, WITH INTRODUCER 30MM WITH FUNNEL SHAPED HUB | RESPIRATORY AND ANESTHESIA TENDER
745 | 4214250203600 | SPINAL NEEDLE SPROTTE TIP, 27G X 90MM, STAINLESS STEEL NEEDLE, WITH MAGNIFYING EFFECT, ATRAUMATIC TIP, COLOR CODED WITH SIZE INDICATION ON NEEDLE HUB, OVAL SHAPE FOR THE HOLE BURR-FREE ROUNDED ATRAUMATIC EDGES, WITH INTRODUCER 30MM WITH FUNNEL SHAPED HUB | RESPIRATORY AND ANESTHESIA TENDER
746 | 4214250204000 | NEEDLE SPINAL PENCIL POINT 25 G X 50 MM STER DISPO | RESPIRATORY AND ANESTHESIA TENDER
747 | 4214250205400 | NEEDLE URETEROSCOPIC METAL PEDIATRIC ASSORTED SIZE STERILE.... | SUPPLEMENTARY GENERAL CONSUMABLES
748 | 4214250206100 | SPINAL NEEDLE QUINCKE TYPE POINT, DISPOSABLE, STERILE, 20G X 3.5 INCH | ANESTHESIA AND RESPIRATORY SUPPLEMENTARY
749 | 4214250206400 | SPINAL NEEDLE QUINCKE TYPE POINT, DISPOSABLE, STERILE, 27G X 3.5 INCH | ANESTHESIA AND RESPIRATORY SUPPLEMENTARY
750 | 4214250206500 | NEEDLE EPIDURAL TUOHY SZ 17G X 120MM | RESPIRATORY AND ANESTHESIA TENDER
751 | 4214250207100 | SPINAL NEEDLE QUINCKE TYPE POINT, DISPOSABLE, STERILE, 22G X 5 INCH | ANESTHESIA AND RESPIRATORY SUPPLEMENTARY
752 | 4214250207600 | DENTAL SHORT NEEDLE METRIC GAUGE 30 (0.30 X 21 MM) STERILE 100 | DENTAL GENERAL SUPPLIES
753 | 4214250207700 | DENTAL SHORT NEEDLE NON-METRIC GAUGE 30 (0.30 X 25 MM) STERILE 100 | DENTAL GENERAL SUPPLIES
754 | 4214250401200 | BIOPSY NEEDLE DEVICE AUTOMATIC CORE BIOPSY NEEDLE SIZE: 14G X 14-16 CM PENETRATION DEPTH 20-22 MM DISPOSABLE STERILE (EACH BIOPSY DEVICE MUST INCLUDE AN APPROPRIATE SIZE COAXIAL NEEDLE).. | SUPPLEMENTARY GENERAL CONSUMABLES
755 | 4214250401400 | BIOPSY NEEDLE DEVICE AUTOMATIC CORE BIOPSY NEEDLE SIZE: 16G X 10-12 CM PENETRATION DEPTH 20-22 MM DISPOSABLE STERILE (EACH BIOPSY DEVICE MUST INCLUDE AN APPROPRIATE SIZE COAXIAL NEEDLE).. | SUPPLEMENTARY GENERAL CONSUMABLES
756 | 4214250402600 | NEEDLE, BIOPSY, CHIBA, 22GA X 10 - 20CM, OUTER DIAMETER 0.73MM, GUIDEWIRE 0.018IN, DISPOSABLE, STERILE | RESPIRATORY AND ANESTHESIA TENDER
757 | 4214250402700 | NEEDLE BIOPSY CHIBA OR ANY EQUIVALENT 18 G 15 CM.. | SUPPLEMENTARY GENERAL CONSUMABLES
758 | 4214250402900 | NEEDLE, BIOPSY, CHIBA, 20G, NEEDLE LENGTH 20CM, ECHOGENIC, DISPOSABLE, STERILE IN PEELING PACKAGE | RESPIRATORY AND ANESTHESIA TENDER
759 | 4214250403200 | NEEDLE COAXIAL ASSORTED SIZES AND LENGTHS AS PER HOSPITAL REQUEST DISPOSABLE STERILE. | SUPPLEMENTARY INTERVEN RADIO,CARDIC CATH
760 | 4214250404600 | NEEDLE BIOPSY CHIBA OR ANY EQUIVALENT 22 G 20 CM.. | SUPPLEMENTARY GENERAL CONSUMABLES
761 | 4214250405000 | NEEDLE BIOPSY CHIBA OR ANY EQUIVALENT 18 G 20 CM.. | SUPPLEMENTARY GENERAL CONSUMABLES
762 | 4214250405800 | NEEDLE BIOPSY BONE MARROW JAMSHIDI 15G ADJUSTABLE ILLINOIS STERNAL/ILIAC ASPIRATION ASSORTED LENGTH STERILE DISPOSABLE.. | SUPPLEMENTARY GENERAL CONSUMABLES
763 | 4214250405900 | NEEDLE BIOPSY FOR BONE MARROW WITH EXTRACTION CANNULA HARVEST 11G X 100 MM ( +/- 10 MM ) STERILE.. | SUPPLEMENTARY GENERAL CONSUMABLES
764 | 4214250407300 | BIOPSY NEEDLE DEVICE AUTOMATIC CORE BIOPSY NEEDLE SIZE: 18G X 10-12 CM PENETRATION DEPTH 10-11 MM DISPOSABLE STERILE (EACH BIOPSY DEVICE MUST INCLUDE AN APPROPRIATE SIZE COAXIAL NEEDLE).. | SUPPLEMENTARY GENERAL CONSUMABLES
765 | 4214250407400 | BIOPSY NEEDLE DEVICE AUTOMATIC CORE BIOPSY NEEDLE SIZE: 16G X 14-16 CM PENETRATION DEPTH 20-22 MM DISPOSABLE STERILE (EACH BIOPSY DEVICE MUST INCLUDE AN APPROPRIATE SIZE COAXIAL NEEDLE).. | SUPPLEMENTARY GENERAL CONSUMABLES
766 | 4214250407700 | NEEDLE BIOPSY BONE MARROW 14G ADJUSTABLE LENGTH FROM 3/8 TO 1 7/8 INCH ILIAC ASPIRATION HARVESTING WITH HOLE DISPOSABLE STERILE.... | SUPPLEMENTARY GENERAL CONSUMABLES
767 | 4214250408800 | NEEDLE BIOPSY SYSTEM BONE MARROW 11 X 150 MM (+/ - 5 MM) DISPOSABLE STERILE.. | SUPPLEMENTARY GENERAL CONSUMABLES
768 | 4214250409100 | NEEDLE BOTOX CYSTOSCOPY NEEDLE ADJUSTABLE TIP LENGTH COROSCOPY NEEDLE FOR INJECTION INTO BLADDER WALL SAFE NEEDLE CAN BE ENGAGED AND DISENGAGED CAN BE USED IN RIGID SCOPE OR FIXABLE CYSTOSCOPY DISPOSABLE.. | SUPPLEMENTARY GENERAL CONSUMABLES
769 | 4214250409200 | BIOPSY NEEDLE DEVICE AUTOMATIC CORE BIOPSY NEEDLE SIZE: 14G X 18-20 CM PENETRATION DEPTH 20-22 MM DISPOSABLE STERILE (EACH BIOPSY DEVICE MUST INCLUDE AN APPROPRIATE SIZE COAXIAL NEEDLE).. | SUPPLEMENTARY GENERAL CONSUMABLES
770 | 4214250409400 | BIOPSY NEEDLE DEVICE AUTOMATIC CORE BIOPSY NEEDLE SIZE: 16G X 20-22 CM PENETRATION DEPTH 17-22 MM DISPOSABLE STERILE (EACH BIOPSY DEVICE MUST INCLUDE AN APPROPRIATE SIZE COAXIAL NEEDLE).. | SUPPLEMENTARY GENERAL CONSUMABLES
771 | 4214250409500 | BIOPSY NEEDLE DEVICE AUTOMATIC CORE BIOPSY NEEDLE SIZE: 18G X 14-16 CM PENETRATION DEPTH 17-22 MM DISPOSABLE STERILE (EACH BIOPSY DEVICE MUST INCLUDE AN APPROPRIATE SIZE COAXIAL NEEDLE).. | SUPPLEMENTARY GENERAL CONSUMABLES
772 | 4214250411200 | BIOPSY NEEDLE DEVICE AUTOMATIC CORE BIOPSY NEEDLE SIZE: 18G X 18-20 CM PENETRATION DEPTH 20-22 MM DISPOSABLE STERILE (EACH BIOPSY DEVICE MUST INCLUDE AN APPROPRIATE SIZE COAXIAL NEEDLE).. | SUPPLEMENTARY GENERAL CONSUMABLES
773 | 4214250411300 | BIOPSY NEEDLE DEVICE AUTOMATIC CORE BIOPSY NEEDLE SIZE: 18G X 23-25 CM PENETRATION DEPTH 20-22 MM DISPOSABLE STERILE (EACH BIOPSY DEVICE MUST INCLUDE AN APPROPRIATE SIZE COAXIAL NEEDLE).. | SUPPLEMENTARY GENERAL CONSUMABLES
774 | 4214250411400 | BIOPSY NEEDLE DEVICE AUTOMATIC CORE BIOPSY NEEDLE SIZE: 20G X 18-20 CM PENETRATION DEPTH 20-22 MM DISPOSABLE STERILE (EACH BIOPSY DEVICE MUST INCLUDE AN APPROPRIATE SIZE COAXIAL NEEDLE).. | SUPPLEMENTARY GENERAL CONSUMABLES
775 | 4214250412300 | BIOPSY NEEDLE DEVICE SEMI-AUTOMATIC ECHOGENIC TIP PENETRATION DEPTH 20-22 MM NEEDLE SIZE: 20 G X 14-16 CM LENGTH DISPOSABLE STERILE.. | SUPPLEMENTARY GENERAL CONSUMABLES
776 | 4214250420100 | FINE NEEDLE BIOPSY (FNB), EUS, COBALT-CHROMIUM, ASSORTED SIZES (INCLUDING 19G, 22 G, 25 G) | ENDOSCOPY CONSUMABLES SUPPLIES
777 | 4214250420200 | FINE NEEDLE BIOPSY (FNB), EUS, NITINOL, ASSORTED SIZES (INCLUDING 19G, 22 G, 25 G) | ENDOSCOPY CONSUMABLES SUPPLIES
778 | 4214250420300 | FINE NEEDLE BIOPSY (FNB NEEDLE), INTERCHANGEABLE EUS DELIVERY SYSTEM, ASSORTED SIZES (INCLUDING 19G, 22 G, 25 G) | ENDOSCOPY CONSUMABLES SUPPLIES
779 | 4214250420400 | FINE NEEDLE BIOPSY (FNB NEEDLE), COMPATIBLE WITH INTERCHANGEABLE EUS DELIVERY SYSTEM, ASSORTED SIZES (INCLUDING 19G, 22 G, 25 G) | ENDOSCOPY CONSUMABLES SUPPLIES
780 | 4214250420500 | FULL THICKNESS RESECTION, DEVICE, FOR COLON AND RECTUM, COMPLETE SET | ENDOSCOPY CONSUMABLES SUPPLIES
781 | 4214250420600 | FULL THICKNESS RESECTION DEVICE, FOR STOMACH AND DUODENUM (GASTRODUODENAL), COMPLETE SET | ENDOSCOPY CONSUMABLES SUPPLIES
782 | 4214250420700 | NEEDLE, BRAIN BIOPSY NEEDLE, FOR STEREOTACTIC GUIDED PROCEDURES, STAINLESS STEEL, DISPOSABLE, STERILE, ASSORTED SIZES | NEUROSCIENCES CONSUMABLES SUPPLEMENTARY
783 | 4214250600000 | TRANSTYMPANIC NEEDLE FOR ELECTROCOCHLEOGRAPHY OPEN SYSTEM | EAR, NOSE & THROAT SUPPLIES (ENT)
784 | 4214251000000 | NEEDLE FILTER BLUNT 5 MICRON 19 G X 1-1/2 INCH.. | SUPPLEMENTARY GEN.SUPPLIES NURS,BURN
785 | 4214251100000 | CONNECTOR NEEDLE FREE INTERMITTENT INJECTION CLEAR PATHWAY FLAT SURFACE PVC/DEHP-FREE TUBING ROTATING LUER-LOCK CONNECTOR PREVENTS BACKFLOW( NEUTRAL DISPLACEMENT) ROTATING LUER-LOCK CONNECTOR STERILE PEEL PACK... | SUPPLEMENTARY GEN.SUPPLIES NURS,BURN
786 | 4214251200000 | FISTULA NEEDLE SINGLE G16, SHARP, PYROGEN FREE, ONE INCH LONG ULTRATHIN WALL, SHORT TUBE, SILICONIZED WITH NEEDLE PROTECTOR AND BACK EYE WITH NON-ALLERGIC WINGS IN WHICH THE NEEDLE CAN ROTATE FREELY, CLEAR KINK RESISTANT TUBE FITTED WITH FEMALE LUER LOCK AND RATCHET CLAMP, FLEXIBLE WINGS AND PLASTIC PART, NON LEAKING, TRANSPARENT, PLASTIC PART, DISPOSABLE, STERILE | RENAL SUPPLEMENTARY
787 | 4214251200100 | FISTULA NEEDLE SINGLE G17, SHARP, PYROGEN FREE, ONE INCH LONG ULTRATHIN WALL, SHORT TUBE, SILICONIZED WITH NEEDLE PROTECTOR AND BACK EYE WITH NON-ALLERGIC WINGS IN WHICH THE NEEDLE CAN ROTATE FREELY, CLEAR KINK RESISTANT TUBE FITTED WITH FEMALE LUER LOCK AND RATCHET CLAMP, FLEXIBLE WINGS AND PLASTIC PART, NON LEAKING, TRANSPARENT, PLASTIC PART, DISPOSABLE, STERILE | RENAL SUPPLEMENTARY
788 | 4214251200200 | FISTULA NEEDLE SINGLE G15, SHARP, PYROGEN FREE, ONE INCH LONG ULTRATHIN WALL, LONG TUBE SILICONIZED WITH NEEDLE PROTECTOR AND BACK EYE WITH NON-ALLERGIC WINGS IN WHICH THE NEEDLE CAN ROTATE FREELY, CLEAR KINK RESISTANT TUBE FITTED WITH FEMALE LUER LOCK AND PATCHED CLAMP, FLEXIBLE WINGS AND PLASTIC PART, NON LEAKING, TRANSPARENT, PLASTIC PART, DISPOSABLE, STERILE | RENAL SUPPLEMENTARY
789 | 4214251201700 | HEMODIALYSIS FISTULA NEEDLE ARTERIAL 14 G | RENAL SUPPLEMENTARY
790 | 4214251201800 | HEMODIALYSIS FISTULA NEEDLE VENOUS 14 G | RENAL SUPPLEMENTARY
791 | 4214251201900 | FISTULA NEEDLE SINGLE G15, SHARP, PYROGEN FREE, ONE INCH LONG ULTRATHIN WALL, SHORT TUBE, SILICONIZED WITH NEEDLE PROTECTOR AND BACK EYE WITH NON-ALLERGIC WINGS IN WHICH THE NEEDLE CAN ROTATE FREELY, CLEAR KINK RESISTANT TUBE FITTED WITH FEMALE LUER LOCK AND PATCHED CLAMP, FLEXIBLE WINGS AND PLASTIC PART, NON LEAKING, TRANSPARENT, PLASTIC PART, DISPOSABLE, STERILE | RENAL SUPPLEMENTARY
792 | 4214251202000 | FISTULA NEEDLE SINGLE G16, SHARP, PYROGEN FREE, ONE INCH LONG ULTRATHIN WALL, LONG TUBE, SILICONIZED WITH NEEDLE PROTECTOR AND BACK EYE WITH NON-ALLERGIC WINGS IN WHICH THE NEEDLE CAN ROTATE FREELY, CLEAR KINK RESISTANT TUBE FITTED WITH FEMALE LUER LOCK AND RATCHET CLAMP, FLEXIBLE WINGS AND PLASTIC PART, NON LEAKING, TRANSPARENT, PLASTIC PART, DISPOSABLE, STERILE | RENAL SUPPLEMENTARY
793 | 4214251202100 | FISTULA NEEDLE SINGLE G17, SHARP, PYROGEN FREE, ONE INCH LONG ULTRATHIN WALL, LONG TUBE, SILICONIZED WITH NEEDLE PROTECTOR AND BACK EYE WITH NON-ALLERGIC WINGS IN WHICH THE NEEDLE CAN ROTATE FREELY, CLEAR KINK RESISTANT TUBE FITTED WITH FEMALE LUER LOCK AND RATCHET CLAMP, FLEXIBLE WINGS AND PLASTIC PART, NON LEAKING, TRANSPARENT, PLASTIC PART, DISPOSABLE, STERILE | RENAL SUPPLEMENTARY
794 | 4214251300600 | PUNCTURE NEEDLE SHORT BEVEL WIDE INTERNAL DIAMETER SELDINGER TECHNIQUE 18GA X 6-7 CM DISPOSABLE STERILE.. | SUPPLEMENTARY INTERVEN RADIO,CARDIC CATH
795 | 4214251800900 | SET BIOPSY PERCUTANEOUS FOR LIVER CONSISTS OF: SCALPEL FOR SKIN INCISION ASPIRATION SYRINGE 10 ML SELF LOCKING RATCHET CATCH DOUBLE PISTON SEAL IN ORDER TO MAINTAIN THE HIGH NEGATIVE PRESSURE INJECTION NEEDLE FOR ASPIRATION OF SALINE G20 X 1.5 INCH (0.9 X 39 MM) LOCK FITTING BIOPSY NEEDLE 90 MM LENGTH THIN WALL NEEDLE FOR MINIMAL TRAUMA EXTREMELY Y / SHARP BEVEL FOR PERFECT SPECIMEN REMOVAL SPACER DISPOSABLE STERILE.... | SUPPLEMENTARY GENERAL CONSUMABLES
796 | 4214251801000 | SHEATH FOR RIGID DIGITAL SIGMOIDOSCOPY WITH BIOPSY PORT FIT UP TO 2.8 MM TOOLS 18 CM DISPOSABLE.. | SUPPLEMENTARY GEN.CONS SURG SUT,LAP,ROB
797 | 4214251801100 | INSTRUMENT TIP BIOPSY PUNCH SINGLE ACTION 5 MM LIMITED USE.. | SUPPLEMENTARY GEN.CONS SURG SUT,LAP,ROB
798 | 4214251900500 | INJECTION NEEDLE, PLASTIC SHEATH, WITH DISTAL METALLIC TIP, ASSORTED SIZES OF DIAMETER AND ASSORTED SIZES OF WORKING LENGTH, SINGLE USE | ENDOSCOPY CONSUMABLES SUPPLIES
799 | 4214252100600 | NEEDLE BUTTERFLY SIZE 21G X 3/4 INCH WITH TUBE 10-14 INCH RETRACTABLE NEEDLE DISPOSABLE STERILE.. | SUPPLEMENTARY GEN.SUPPLIES NURS,BURN
800 | 4214252102300 | COUNTER FOR NEEDLE MAGNETIC TO SECURE NEEDLES PLACEMENT RETENTION AND COUNT AFTER USE IN SURGERY DOUBLE BLACK MAGNETIC WITH BLADE REMOVAL SYSTEM AND BOX LOCKS COUNT/CAPACITY (20 /20) DISPOSABLE STERILE.. | SUPPLEMENTARY GENERAL CONSUMABLES
801 | 4214252103400 | NEEDLE BUTTERFLY SIZE 19G X 3/4 INCH WITH TUBE 10-14 INCH RETRACTABLE NEEDLE DISPOSABLE STERILE.... | SUPPLEMENTARY GEN.SUPPLIES NURS,BURN
802 | 4214252300100 | SYRINGE 10 ML LUER LOCK TIP FIXED GRADUATION WITH NEEDLE G 21 X 1.5 IN DISPOSABLE STERILE.. | SUPPLEMENTARY GEN.SUPPLIES NURS,BURN
803 | 4214252300200 | SYRINGE 20 ML LUER LOCK TIP FIXED GRADUATION WITH NEEDLE G 21 X 1.5 IN DISPOSABLE STERILE.. | SUPPLEMENTARY GEN.SUPPLIES NURS,BURN
804 | 4214252300300 | SYRINGE 3 ML LUER LOCK TIP AND FIXED GRADUATION WITH NEEDLE G 23 X 1.25 INCH DISPOSABLE STERILE.. | SUPPLEMENTARY GEN.SUPPLIES NURS,BURN
805 | 4214252300400 | SYRINGE 50-60 ML CATHETER TIP AND FIXED GRADUATION DISPOSABLE STERILE.. | SUPPLEMENTARY GEN.SUPPLIES NURS,BURN
806 | 4214252300500 | SYRINGE 50 ML SIDE LUER SLIP AND FIXED GRADUATION WITHOUT NEEDLE DISPOSABLE STERILE.. | SUPPLEMENTARY GEN.SUPPLIES NURS,BURN
807 | 4214252300700 | SYRINGE FOR INSULIN 0.3 ML FIXED GRADUATION 1:30 UNITS LATEX FREE WITH NEEDLE SIZE G 31 X 6 MM DISPOSABLE STERILE.. | SUPPLEMENTARY GEN.SUPPLIES NURS,BURN
808 | 4214252300800 | SYRINGE FOR INSULIN 0.5 ML FIXED GRADUATION 1:50 UNITS LATEX FREE WITH NEEDLE SIZE: G 31 X 6 MM DISPOSABLE STERILE.. | SUPPLEMENTARY GEN.SUPPLIES NURS,BURN
809 | 4214252300900 | SYRINGE FOR INSULIN 0.5 ML FIXED GRADUATION 1:50 UNITS LATEX FREE WITH NEEDLE SIZE: G 31 X 8 MM DISPOSABLE STERILE.. | SUPPLEMENTARY GEN.SUPPLIES NURS,BURN
810 | 4214252301000 | SYRINGE FOR INSULIN 1 ML FIXED GRADUATION 1:100 UNITS WITH NEEDLE SIZE: G 31 X 8 MM DISPOSABLE STERILE.. | SUPPLEMENTARY GEN.SUPPLIES NURS,BURN
811 | 4214252301100 | SYRINGE FOR INSULIN 1 ML FIXED GRADUATION 1:100 UNITS WITH NEEDLE SIZE: G 30 X 12.7 MM DISPOSABLE STERILE.. | SUPPLEMENTARY GEN.SUPPLIES NURS,BURN
812 | 4214252303100 | SYRINGE FOR INSULIN 1 ML FIXED GRADUATION 1:100 UNITS WITH NEEDLE SIZE: G 29 X 0.5 INCH DISPOSABLE STERILE.. | SUPPLEMENTARY GEN.SUPPLIES NURS,BURN
813 | 4214252303800 | NEEDLE SAFETY LUER LOCK SIZE: G27 X 0.5 INCH PACKING: INDIVIDUALLY WRAPPED DISPOSABLE STERILE... | SUPPLEMENTARY GEN.SUPPLIES NURS,BURN
814 | 4214252305300 | NEEDLE HYPODERMIC SIZE: G26 X 0.5 INCH PACKING: INDIVIDUALLY WRAPPED DISPOSABLE STERILE.. | SUPPLEMENTARY GEN.SUPPLIES NURS,BURN
815 | 4214252305500 | NEEDLE HYPODERMIC SIZE: G24 X 1.5 INCH PACKING: INDIVIDUALLY WRAPPED DISPOSABLE STERILE... | SUPPLEMENTARY GEN.SUPPLIES NURS,BURN
816 | 4214252305600 | NEEDLE HYPODERMIC SIZE: G22 X 1.5 INCH PACKING: INDIVIDUALLY WRAPPED DISPOSABLE STERILE.. | SUPPLEMENTARY GEN.SUPPLIES NURS,BURN
817 | 4214252305800 | NEEDLE HYPODERMIC SIZE: G21X 1.5 INCH PACKING: INDIVIDUALLY WRAPPED DISPOSABLE STERILE.. | SUPPLEMENTARY GEN.SUPPLIES NURS,BURN
818 | 4214252305900 | NEEDLE HYPODERMIC SIZE: G20 X 1.5 INCH PACKING: INDIVIDUALLY WRAPPED DISPOSABLE STERILE.. | SUPPLEMENTARY GEN.SUPPLIES NURS,BURN
819 | 4214252306000 | NEEDLE HYPODERMIC SIZE: G18 X 1.5 INCH PACKING: INDIVIDUALLY WRAPPED DISPOSABLE STERILE.. | SUPPLEMENTARY GEN.SUPPLIES NURS,BURN
820 | 4214252306500 | NEEDLE INSULIN FOR PEN 32 G X 4MM DISPOSABLE STERILE.. | SUPPLEMENTARY GEN.SUPPLIES NURS,BURN
821 | 4214252307100 | SYRINGE AUTO DISABLE 0.5 ML FIXED DOSE FOR ALL IMMUNIZATION EXCEPT BCG 2 OR 3 PIECES ATTACHED NEEDLE SIZE: 25 G X 1 IN OR EQUIVALENT STERILE.. | SUPPLEMENTARY GEN.SUPPLIES NURS,BURN
822 | 4214252307700 | NEEDLE HYPODERMIC NEEDLE ELECTRODE FOR EMG GUIDED MEDICATIONS INJECTION IT SHOULD BE COMPATIBLE WITH LUER LOCK SYRINGES ASSORTED SIZES | NEUROSCIENCES CONSUMABLES SUPPLEMENTARY
823 | 4214252308700 | BAG, PROTECTIVE PADDED FOR INTRAVENOUS CATHETERS USED IN DIALYSIS PATIENTS, ANTI-BACTERIAL, DESIGNED TO FULLY ENCLOSE THE CATHETER FROM THE SKIN ENTRY POINT TO ITS EXTERNAL END( FULLY ENCLOSED CATHETER) WATER- SWEAT-RESISTANT, SIZE 20X5 CM (+/-5CM), DISPOSABLE, STERILE | GENERAL MEDICAL CONSUMABLES
824 | 4214252308800 | BAG, PROTECTIVE PADDED FOR INTRAVENOUS CATHETERS USED IN DIALYSIS PATIENTS, DESIGNED TO FULLY ENCLOSE THE CATHETER FROM THE SKIN ENTRY POINT TO ITS EXTERNAL END( FULLY ENCLOSED CATHETER) WATER- SWEAT-RESISTANT, SIZE 20X5 CM (+/-5CM), DISPOSABLE, STERILE | GENERAL MEDICAL CONSUMABLES
825 | 4214252309300 | NEEDLE SAFETY - NEONATE MUST BE SAFE WITH UNIVERSAL CONNECTORS MUST NOT FIT ENTERED TUBING INDIVIDUAL PACKAGING SIZE 25 G DISPOSABLE STERILE.. | SUPPLEMENTARY GEN.SUPPLIES NURS,BURN
826 | 4214252309600 | SYRINGE 5 ML LUER LOCK TIP AND FIXED GRADUATION WITHOUT NEEDLE DISPOSABLE STERILE.. | SUPPLEMENTARY GEN.SUPPLIES NURS,BURN
827 | 4214252309800 | SYRINGE 20 ML LUER LOCK TIP AND FIXED GRADUATION WITHOUT NEEDLE DISPOSABLE STERILE.. | SUPPLEMENTARY GEN.SUPPLIES NURS,BURN
828 | 4214252309900 | SYRINGE TUBERCULIN 1 ML 25 G X 5/8 SLIP TIP DISPOSABLE STERILE.. | SUPPLEMENTARY GEN.SUPPLIES NURS,BURN
829 | 4214252310500 | SYRINGE 3 ML LUER LOCK TIP AND FIXED GRADUATION WITHOUT NEEDLE DISPOSABLE STERILE.. | SUPPLEMENTARY GEN.SUPPLIES NURS,BURN
830 | 4214252311200 | NEEDLE HYPODERMIC SIZE: G18 X 1 INCH PACKING: INDIVIDUALLY WRAPPED DISPOSABLE STERILE.... | SUPPLEMENTARY GEN.SUPPLIES NURS,WOUND
831 | 4214252311500 | SYRINGE 30 ML LUER LOCK TIP AND FIXED GRADUATION WITHOUT NEEDLE DISPOSABLE STERILE.. | SUPPLEMENTARY GEN.SUPPLIES NURS,BURN
832 | 4214252311600 | SYRINGE FOR TUBERCULIN 1 ML 3 PIECES LOCK END AND FIXED GRADUATION 1 : 100 UNITS WITH NEEDLE SIZE: G 26 X 5/8 INCH DISPOSABLE STERILE.. | SUPPLEMENTARY GEN.SUPPLIES NURS,BURN
833 | 4214252311700 | NEEDLE SAFETY MUST BE SAFE WITH UNIVERSAL CONNECTORS MUST NOT FIT ENTERED TUBING INDIVIDUAL PACKAGING SIZE 18 G DISPOSABLE STERILE.. | SUPPLEMENTARY GEN.SUPPLIES NURS,BURN
834 | 4214252311800 | NEEDLE HYPODERMIC SIZE: G19 X 1.5 INCH PACKING: INDIVIDUALLY WRAPPED DISPOSABLE STERILE.. | SUPPLEMENTARY GEN.SUPPLIES NURS,BURN
835 | 4214252311900 | NEEDLE HYPODERMIC SIZE: G23 X 1 INCH PACKING: INDIVIDUALLY WRAPPED DISPOSABLE STERILE.. | SUPPLEMENTARY GEN.SUPPLIES NURS,BURN
836 | 4214252312100 | NEEDLE HYPODERMIC SIZE: G25 X 5/8 INCH PACKING: INDIVIDUALLY WRAPPED DISPOSABLE STERILE.. | SUPPLEMENTARY GEN.SUPPLIES NURS,BURN
837 | 4214252312200 | NEEDLE HYPODERMIC SIZE: G25 X 1.5 INCH PACKING: INDIVIDUALLY WRAPPED DISPOSABLE STERILE.. | SUPPLEMENTARY GEN.SUPPLIES NURS,BURN
838 | 4214252312400 | NEEDLE HYPODERMIC SIZE: G27 X 0.5 INCH PACKING: INDIVIDUALLY WRAPPED DISPOSABLE STERILE.. | SUPPLEMENTARY GEN.SUPPLIES NURS,BURN
839 | 4214252312500 | NEEDLE HUBER SAFTEY 20 G X 1 INCH 90 DEGREE WITH WINGS WITH SHORT TUBING STERILE. | SUPPLEMENTARY GEN.SUPPLIES NURS,BURN
840 | 4214252312600 | NEEDLE HUBER SAFTEY 22 G X 0.75 INCH 90 DEGREE WITH WINGS WITH SHORT TUBING STERILE.. | SUPPLEMENTARY GEN.SUPPLIES NURS,BURN
841 | 4214252313000 | SYRINGE 3 ML LUER LOCK SAFETY MANUALLY RETRACTABLE WITHOUT NEEDLE.. | SUPPLEMENTARY GEN.SUPPLIES NURS,BURN
842 | 4214252313100 | SYRINGE 5 ML LUER LOCK SAFETY MANUALLY RETRACTABLE WITHOUT NEEDLE.. | SUPPLEMENTARY GEN.SUPPLIES NURS,BURN
843 | 4214252313700 | NEEDLE HYPODERMIC SIZE: G30 X 0.5 INCH PACKING: INDIVIDUALLY WRAPPED DISPOSABLE STERILE.. | SUPPLEMENTARY GEN.SUPPLIES NURS,BURN
844 | 4214252314000 | SYRINGE 60 ML LUER LOCK TIP AND FIXED GRADUATION WITHOUT NEEDLE DISPOSABLE STERILE.. | SUPPLEMENTARY GEN.SUPPLIES NURS,BURN
845 | 4214252314200 | SYRINGE 10 ML LUER LOCK TIP AND FIXED GRADUATION WITHOUT NEEDLE DISPOSABLE STERILE.. | SUPPLEMENTARY GEN.SUPPLIES NURS,BURN
846 | 4214252314700 | SYRINGE 5 ML CENTRAL LUER SLIP AND FIXED GRADUATION WITHOUT NEEDLE DISPOSABLE STERILE.. | SUPPLEMENTARY GEN.SUPPLIES NURS,BURN
847 | 4214252314800 | SYRINGE FOR INSULIN 1 ML FIXED GRADUATION 1:100 UNITS WITH NEEDLE SIZE: G 31 X 6 MM DISPOSABLE STERILE.. | SUPPLEMENTARY GEN.SUPPLIES NURS,BURN
848 | 4214252314900 | SYRINGE 1 ML LUER SLIP AND FIXED GRADUATION WITH NEEDLE G 26 X 3/8 INCH DISPOSABLE STERILE.. | SUPPLEMENTARY GEN.SUPPLIES NURS,BURN
849 | 4214252315000 | SYRINGE 3 ML CENTRAL LUER SLIP AND FIXED GRADUATION WITHOUT NEEDLE DISPOSABLE STERILE.. | SUPPLEMENTARY GEN.SUPPLIES NURS,BURN
850 | 4214252316000 | NEEDLE HYPODERMIC SIZE: G20 X 1 INCH PACKING: INDIVIDUALLY WRAPPED DISPOSABLE STERILE.... | SUPPLEMENTARY GEN.SUPPLIES NURS,WOUND
851 | 4214252316100 | NEEDLE HYPODERMIC SIZE: G22 X 1 INCH PACKING: INDIVIDUALLY WRAPPED / DISPOSABLE STERILE.... | SUPPLEMENTARY GEN.SUPPLIES NURS,WOUND
852 | 4214252316200 | NEEDLE, HUBER, SAFETY, 20 G X 0.75 INCH, 90 DEGREE, WITH WINGS WITH SHORT TUBING, STERILE | GENERAL MEDICAL CONSUMABLES
853 | 4214252500300 | CANNULA, IRRIGATING HAMBURG, CURVED, WITH BULB TIP, REUSABLE | SURGICAL INSTRUMENT TENDER
854 | 4214253000200 | ORTHODONTIC MATHIEU PLIER, A PRECISION STAINLESS STEEL LIGATING INSTRUMENT WITH FINE SERRATED TIPS AND QUICK - RELEASE POSITIVE LOCKING MECHANISM ON THE REAR OF THE HANDLES | DENTAL GENERAL SUPPLIES
855 | 4214253001100 | ELECTRONIC WAXING TIPS ASSORTED TYPES OF TIPS COMPATIBLE WITH AMANN GIRRBACH.-.. | SUPPLEMENTARY DENTAL SUPPLIES
856 | 4214253001200 | ELECTRONIC WAXING TIPS ASSORTED TYPES OF TIPS COMPATIBLE WITH RENFERT.-.. | SUPPLEMENTARY DENTAL SUPPLIES
857 | 4214253100500 | CONTAINER SAFETY PLASTIC FOR DISPOSAL SHARP STABLE EASY HANDLING PUNCTURE AND LEAK PROOF WITH WARNING LABEL RED COLOR FINAL CLOSURE / MUST BE IRREVERSIBLE 4-5 LITERS CAPACITY DISPOSABLE.... | SUPPLEMENTARY GEN.SUPPLIES NURS,BURN
858 | 4214253101400 | CONTAINER SAFETY PLASTIC FOR DISPOSAL SHARP DURABLE STABLE EASY HANDLING PUNCTURE AND LEAK PROOF WITH WARNING LABEL YELLOW COLOR FINA L CLOSURE MUST BE IRREVERSIBLE 12 LITERS CAPACITY 50/PACK DISPOSABLE.. | SUPPLEMENTARY GEN.SUPPLIES NURS,BURN
859 | 4214253101500 | CONTAINER WASTE DISPOSAL UNIT SHARPS/NEEDLE/SYRINGE WALL MOUNTED 4 LITER RIGID PLASTIC YELLOW TRANSPARENT LEAK PROOF PUNCTURE RESISTANT WITH HERMETICAL SEAL POLYPROPYLENE 2 PART LID AND BASE WITH LOGO BIOHAZARDOUS WASTE 9 X 10 X 4 INCH.. | SUPPLEMENTARY GEN.SUPPLIES NURS,BURN
860 | 4214253300200 | TWO NEEDLES SUBCUTANEOUS INFUSION SET HIGH-FLOW WITHOUT PORT 26G X 9MM COMPATIBLE WITH MECHANICAL SYRINGE INFUSION PUMP.... | SUPPLEMENTARY GEN.SUPPLIES NURS,BURN
861 | 4214253300300 | NEEDLE HUBER SAFETY FOR INFUSION 19G X 0.75 INCH DISPOSABLE STERILE.... | SUPPLEMENTARY GEN.SUPPLIES NURS,WOUND
862 | 4214253400300 | INTRAOSSEOUS ACCESS KIT, WITH A REUSABLE INTRAOSSEOUS ACCESS POWER DRIVER, EACH SET INCLUDES 15 GA. STERILE INTRAOSSEOUS NEEDLE S 45MM, 25MM AND 15MM LONG WITH STABILIZER DRESSING, CONNECT, EXTENSION SET, PATIENT WRIST BAND | RESPIRATORY AND ANESTHESIA TENDER
863 | 4214253400400 | INTRAOSSEOUS NEEDLE SYSTEM, WITH REUSABLE INTRAOSSEOUS ACCESS POWER DRIVER, COMPLETE SET WITH ALL NECESSARY ACCESSORIES, ADULT, DISPOSABLE, STERILE, SIZE ACCORDING TO HOSPITAL REQUIREMENT | RESPIRATORY AND ANESTHESIA TENDER
864 | 4214253400500 | INTRAOSSEOUS NEEDLE SYSTEM, WITH REUSABLE INTRAOSSEOUS ACCESS POWER DRIVER, COMPLETE SET WITH ALL NECESSARY ACCESSORIES, PEDIATRIC, DISPO SABLE, STERILE, SIZE ACCORDING TO HOSPITAL REQUIREMENT | RESPIRATORY AND ANESTHESIA TENDER
865 | 4214253400600 | INTRAOSSEOUS VASCULAR ACCESS, WITH VASCULAR ACCESS MANUALLY OPERATED DRIVER, STERILE INTRAOSSEOUS NEEDLE SZ 45MM, 25MM AND 15MM LONG WITH STABILIZER DRESSING, EXTENSION SET | ANESTHESIA AND RESPIRATORY SUPPLEMENTARY
866 | 4214253400800 | INTRAOSSEOUS NEEDLE, STERILE, SIZE 25 MM | ANESTHESIA AND RESPIRATORY SUPPLEMENTARY
867 | 4214253400900 | INTRAOSSEOUS NEEDLE, STERILE, SIZE 15 MM | ANESTHESIA AND RESPIRATORY SUPPLEMENTARY
868 | 4214253401000 | INTRAOSSEOUS NEEDLE, STERILE SIZE 45 MM | ANESTHESIA AND RESPIRATORY SUPPLEMENTARY
869 | 4214253500000 | ANESTHESIA TRAY PRE-FILLED MULTI PURPOSE STER CONTAIN: TRAY BY 3 COMPARTMENTS GALLIPOT BOWL 50-60ML GAUZE 4INCH X4INCH DRAPE FENESTRATED WITH TAPE SYRINGE 3ML SYRINGE 5ML SYRINGE 10ML NEEDLE 18G NEEDLE 25G NEEDLE 22G PLASTER STRIP DISPOSABLE | RESPIRATORY AND ANESTHESIA TENDER
870 | 4214253501600 | EXPANDER TISSUE SMOOTH ASSORTED SIZES AND SHAPES. | SUPPLEMENTARY GENERAL CONSUMABLES
871 | 4214253504000 | SPINAL ANESTHESIA KIT, 27G X 90MM PENCIL POINT WITH INTRODUCER INCLUDED: 1-3 ML SYRINGE, 5 ML SYRINGE, INJECTION CANNULA 25G X 16 MM, INJECTION CANNULA, FILTER CANNULA OR STRWA, 4 GAUZE L (NOT LESS THAN 20 X 20 CM), FENESTRATED DRAPE NOT LESS THAN 40X40CM WITH ADHESIVE STRIP 60 CM, HOLE, OUTER 60 X 70 CM | ANESTHESIA AND RESPIRATORY SUPPLEMENTARY
872 | 4214253504200 | SPINAL ANESTHESIA KIT, 25G X 90MM PENCIL POINT WITH INTRODUCER INCLUDED: 1-3 ML SYRINGE, 5 ML SYRINGE, INJECTION CANNULA 25 G X 16 MM, INJECTION CANNULA, FILTER CANNULA OR STRWA, 4 GAUZE L (NOT LESS THAN 20 X 20 CM), FENESTRATED DRAPE NOT LESS THAN 40X40CM WITH ADHESIVE STRIP 60 CM, HOLE, OUTER 60 X 70 CM | ANESTHESIA AND RESPIRATORY SUPPLEMENTARY
873 | 4214253504300 | CONTINUOUS PERIPHERAL NERVE BLOCK CATHETER KIT, WITH STIMULATION, 18G, LENGTH 50MM, NERVE BLOCK NEEDLE, CATHETER LENGTH 400MM, CATHETER CONNECTOR, FILTER, LUER-LOCK, SYRINGE 5ML | RESPIRATORY AND ANESTHESIA TENDER
874 | 4214253504400 | CONTINUOUS PERIPHERAL NERVE BLOCK CATHETER KIT, WITH STIMULATION, 18G, LENGTH 100MM, NERVE BLOCK NEEDLE, CATHETER LENGTH NOT LESS THAN 700MM, CATHETER CONNECTOR, FILTER, LUER-LOCK, SYRINGE 5ML | ANESTHESIA AND RESPIRATORY SUPPLEMENTARY
875 | 4214253504500 | CONTINUOUS PERIPHERAL NERVE BLOCK CATHETER KIT, STIMULATING NEEDLE, 18-19G, LENGTH 150MM, NERVE BLOCK NEEDLE, CATHETER LENGTH NOT LESS THAN 500MM, CATHETER CONNECTOR, FILTER, LUER-LOCK, SYRINGE 5ML | ANESTHESIA AND RESPIRATORY SUPPLEMENTARY
876 | 4214253600000 | CATHETER THORACIC DRAINAGE WITH TROCAR AND SENTINEL STRAIGHT TRANSPARENT ROUND SOFT TIP WITH 2 EYELETS OR MORE RADIO-OPAQUE 1=0-25CM LENGTH WITH PEEL OFF PACKING SIZE: FG 8 DISPOSABLE STERILE.. | SUPPLEMENTARY GENERAL CONSUMABLES
877 | 4214253600100 | CATHETER THORACIC DRAINAGE WITH TROCAR AND SENTINEL STRAIGHT TRANSPARENT ROUND SOFT TIP WITH 2 EYELETS OR MORE RADIO-OPAQUE 1=0-25CM LENGTH WITH PEEL OFF PACKING SIZE: FG 10 DISPOSABLE STERILE.. | SUPPLEMENTARY GENERAL CONSUMABLES
878 | 4214253600200 | CATHETER THORACIC DRAINAGE WITH TROCAR AND SENTINEL STRAIGHT TRANSPARENT ROUND SOFT TIP WITH 2 EYELETS OR MORE RADIO-OPAQUE 1=5-25CM LENGTH WITH PEEL OFF PACKING SIZE: FG 16 DISPOSABLE STERILE.. | SUPPLEMENTARY GENERAL CONSUMABLES
879 | 4214253600300 | CATHETER THORACIC DRAINAGE WITH TROCAR AND SENTINEL STRAIGHT TRANSPARENT ROUND SOFT TIP WITH 2 EYELETS OR MORE RADIO-OPAQUE 3=0-50CM LENGTH WITH PEEL OFF PACKING SIZE: FG 20 DISPOSABLE STERILE.. | SUPPLEMENTARY GENERAL CONSUMABLES
880 | 4214253600400 | CATHETER THORACIC DRAINAGE WITH TROCAR AND SENTINEL STRAIGHT TRANSPARENT ROUND SOFT TIP WITH 2 EYELETS OR MORE RADIO-OPAQUE 3=0-50CM LENGTH WITH PEEL OFF PACKING SIZE: FG 24 DISPOSABLE STERILE.. | SUPPLEMENTARY GENERAL CONSUMABLES
881 | 4214253600500 | CATHETER THORACIC DRAINAGE WITH TROCAR AND SENTINEL STRAIGHT TRANSPARENT ROUND SOFT TIP WITH 2 EYELETS OR MORE RADIO-OPAQUE 3=0-50CM LENGTH WITH PEEL OFF PACKING SIZE: FG 28 DISPOSABLE STERILE.. | SUPPLEMENTARY GENERAL CONSUMABLES
882 | 4214253601100 | CATHETER THORACIC DRAINAGE WITH TROCAR AND SENTINEL STRAIGHT TRANSPARENT ROUND SOFT TIP WITH 2 EYELETS OR MORE RADIO-OPAQUE 1=0-25CM LENGTH WITH PEEL OFF PACKING SIZE: FG 12 DISPOSABLE STERILE.. | SUPPLEMENTARY GENERAL CONSUMABLES
883 | 4214253601200 | CATHETER THORACIC DRAINAGE WITH TROCAR AND SENTINEL STRAIGHT TRANSPARENT ROUND SOFT TIP WITH 2 EYELETS OR MORE RADIO-OPAQUE 3=0-50CM LENGTH WITH PEEL OFF PACKING SIZE: FG 32 DISPOSABLE STERILE.. | SUPPLEMENTARY GENERAL CONSUMABLES
884 | 4214253601300 | CATHETER THORACIC DRAINAGE WITHOUT TROCAR AND SENTINEL STRAIGHT TRANSPARENT ROUND SOFT TIP WITH 2 EYELETS OR MORE RADIO-OPAQUE 30-50CM LENGTH WITH PEEL OFF PACKING SIZE: FG 20 DISPOSABLE STERILE.. | SUPPLEMENTARY GENERAL CONSUMABLES
885 | 4214253601400 | CATHETER THORACIC DRAINAGE WITHOUT TROCAR AND SENTINEL STRAIGHT TRANSPARENT ROUND SOFT TIP WITH 2 EYELETS OR MORE RADIO-OPAQUE 30-50CM LENGTH WITH PEEL OFF PACKING SIZE: FG 24 DISPOSABLE STERILE.. | SUPPLEMENTARY GENERAL CONSUMABLES
886 | 4214253601500 | CATHETER THORACIC DRAINAGE WITHOUT TROCAR AND SENTINEL STRAIGHT TRANSPARENT ROUND SOFT TIP WITH 2 EYELETS OR MORE RADIO-OPAQUE 30-50CM LENGTH WITH PEEL OFF PACKING SIZE: FG 28 DISPOSABLE STERILE.. | SUPPLEMENTARY GENERAL CONSUMABLES
887 | 4214253601600 | CATHETER THORACIC DRAINAGE WITHOUT TROCAR AND SENTINEL STRAIGHT TRANSPARENT ROUND SOFT TIP WITH 2 EYELETS OR MORE RADIO-OPAQUE 30-50CM LENGTH WITH PEEL OFF PACKING SIZE: FG 32 DISPOSABLE STERILE.. | SUPPLEMENTARY GENERAL CONSUMABLES
888 | 4214253601700 | NEEDLE VERESS FOR PNEUMOPERITONEUM WITH STYLET AND RED VISUAL INDICATOR AT THE HOLDER ENABLE THE INSERTION IN SYRINGE AND A DART LIKE WAY SIZE: 120 MM DISPOSABLE STERILE.. | SUPPLEMENTARY GEN.CONS SURG SUT,LAP,ROB
889 | 4214253601800 | NEEDLE VERESS FOR PNEUMOPERITONEUM WITH STYLET AND RED VISUAL INDICATOR AT THE HOLDER ENABLE THE INSERTION IN SYRINGE AND A DART LIKE WAY SIZE: 150 MM DISPOSABLE STERILE.. | SUPPLEMENTARY GEN.CONS SURG SUT,LAP,ROB
890 | 4214253603600 | CATHETER, THORACIC, RIGHT ANGLED OR STRAIGHT (ASSORTED), FOR ADULT AND PEDIATRIC, PVC, COATED FOR LOW CLOT FORMATION, WITH RADIO-OPAQUE STRIPE, MULTIPLE SPIRAL EYELETS AND DEPTH MARKING, ASSORTED SIZES AS PER HOSPITAL REQUEST, DISPOSABLE, STERILE | CARDIOVASCULAR SURGERY CONSUMABLES
891 | 4214253605500 | CATHETER THORACIC DRAINAGE ANGLED TRANSPARENT ROUND SOFT TIP WITH 2 EYELETS OR MORE RADIO-OPAQUE 30-50CM LENGTH WITH PEEL OFF PACKING SIZE: FG 36 DISPOSABLE STERILE.. | SUPPLEMENTARY GENERAL CONSUMABLES
892 | 4214253605700 | NEEDLE HYPODERMIC SIZE: G30 X 5/32 INCH (4MM) PACKING: INDIVIDUALLY WRAPPED DISPOSABLE STERILE... | SUPPLEMENTARY GEN.SUPPLIES NURS,BURN
893 | 4214253605800 | NEEDLE HYPODERMIC SIZE: G31 X 0.5 INCH PACKING: INDIVIDUALLY WRAPPED DISPOSABLE STERILE... | SUPPLEMENTARY GEN.SUPPLIES NURS,BURN
894 | 4214253605900 | NEEDLE HYPODERMIC SIZE: G33 X 0.5 INCH PACKING: INDIVIDUALLY WRAPPED DISPOSABLE STERILE... | SUPPLEMENTARY GEN.SUPPLIES NURS,BURN
895 | 4214253606000 | NEEDLE SCALPEL TIP THIN WALL 18G X 1 1/2 INCH DISPOSABLE STERILE.. | SUPPLEMENTARY GEN.SUPPLIES NURS,BURN
896 | 4214253606100 | NEEDLE SCALPEL TIP THIN WALL 16G X 1 INCH DISPOSABLE STERILE.. | SUPPLEMENTARY GEN.SUPPLIES NURS,BURN
897 | 4214253606500 | TROCAR THORACOSCOPIC WITH SHREDDED SLEEVES AND BLUNT OBTURATOR SIZE: 10 - 10.5 MM DISPOSABLE STERILE. | SUPPLEMENTARY GEN.CONS SURG SUT,LAP,ROB
898 | 4214253606700 | TROCAR FOR THORACIC 20 MM FLEXIBLE SLEEVE DISPOSABLE STERILE.... | SUPPLEMENTARY GEN.CONS SURG SUT,LAP,ROB
899 | 4214253607200 | TROCAR KIT ONE BLADED OBTURATOR WITH TWO STABILITY SLEEVES DOUBLE GASKET 11 MM X 100 MM DISPOSABLE STERILE. | SUPPLEMENTARY GEN.CONS SURG SUT,LAP,ROB
900 | 4214253607300 | TROCAR KIT ONE BLADED OBTURATOR WITH TWO STABILITY SLEEVES DOUBLE GASKET 12 MM X 100 MM DISPOSABLE STERILE. | SUPPLEMENTARY GEN.CONS SURG SUT,LAP,ROB
901 | 4214253607400 | TROCAR KIT ONE BLADED OBTURATOR WITH TWO STABILITY SLEEVES DOUBLE GASKET 5 MM X 100 MM DISPOSABLE STERILE. | SUPPLEMENTARY GEN.CONS SURG SUT,LAP,ROB
902 | 4214253607500 | TROCAR KIT ONE BLADED OBTURATOR WITH TWO STABILITY SLEEVES DOUBLE GASKET 5 MM X 75 MM DISPOSABLE STERILE. | SUPPLEMENTARY GEN.CONS SURG SUT,LAP,ROB
903 | 4214253607700 | CATHETER THORACIC DRAINAGE WITHOUT TROCAR AND SENTINEL STRAIGHT TRANSPARENT ROUND SOFT TIP WITH 2 EYELETS OR MORE RADIO-OPAQUE 30-50CM LENGTH WITH PEEL OFF PACKING SIZE: FG 16 DISPOSABLE STERILE.. | SUPPLEMENTARY GENERAL CONSUMABLES
904 | 4214253608100 | CATHETER THORACIC DRAINAGE ANGLED TRANSPARENT ROUND SOFT TIP WITH 2 EYELETS OR MORE RADIO-OPAQUE 15-25CM LENGTH WITH PEEL OFF PACKING SIZE: FG 16 DISPOSABLE STERILE.. | SUPPLEMENTARY GENERAL CONSUMABLES
905 | 4214253608300 | CATHETER THORACIC DRAINAGE ANGLED TRANSPARENT ROUND SOFT TIP WITH 2 EYELETS OR MORE RADIO-OPAQUE 30-50CM LENGTH WITH PEEL OFF PACKING SIZE: FG 20 DISPOSABLE STERILE.. | SUPPLEMENTARY GENERAL CONSUMABLES
906 | 4214253608400 | CATHETER THORACIC DRAINAGE ANGLED TRANSPARENT ROUND SOFT TIP WITH 2 EYELETS OR MORE RADIO-OPAQUE 30-50CM LENGTH WITH PEEL OFF PACKING SIZE: FG 24 DISPOSABLE STERILE.. | SUPPLEMENTARY GENERAL CONSUMABLES
907 | 4214253608500 | CATHETER THORACIC DRAINAGE ANGLED TRANSPARENT ROUND SOFT TIP WITH 2 EYELETS OR MORE RADIO-OPAQUE 30-50CM LENGTH WITH PEEL OFF PACKING SIZE: FG 28 DISPOSABLE STERILE.. | SUPPLEMENTARY GENERAL CONSUMABLES
908 | 4214253608600 | CATHETER THORACIC DRAINAGE ANGLED TRANSPARENT ROUND SOFT TIP WITH 2 EYELETS OR MORE RADIO-OPAQUE 30-50CM LENGTH WITH PEEL OFF PACKING SIZE: FG 32 DISPOSABLE STERILE.. | SUPPLEMENTARY GENERAL CONSUMABLES
909 | 4214253610000 | CATHETER THORACIC DRAINAGE WITHOUT TROCAR AND SENTINEL STRAIGHT TRANSPARENT ROUND SOFT TIP WITH 2 EYELETS OR MORE RADIO-OPAQUE 30-50CM LENGTH WITH PEEL OFF PACKING SIZE: FG 36 DISPOSABLE STERILE.. | SUPPLEMENTARY GENERAL CONSUMABLES
910 | 4214253610500 | NEEDLE VERESS PNEUMOPERITONEUM WITH SPRING-LOADED BLUNT INNER CANNULA LUER-LOCK DIAMETER 2 MM LENGTH 18 CM REUSABLE. | SURGICAL INSTRUMENT TENDER
911 | 4214253700100 | SET, PNEUMOTHORAX, NEEDLE 18 GA L 20 CM, 9 FR X 30 CM, 20 SIDE PORTS, DISPOSABLE, STERILE | RESPIRATORY AND ANESTHESIA TENDER
912 | 4214253700300 | PNEUMOTHORAX SET FOR THORACIC SURGERY SIZE 14 FR LENGTH 30 CM (+/- 2 CM) DISPOSABLE STERILE.... | SUPPLEMENTARY GENERAL CONSUMABLES
913 | 4214254100000 | SPINAL NEEDLE QUINCKE TYPE POINT, DISPOSABLE, STERILE, 18G X 3.0 INCH | ANESTHESIA AND RESPIRATORY SUPPLEMENTARY
914 | 4214254100100 | SPINAL NEEDLE QUINCKE TYPE POINT, DISPOSABLE, STERILE, 18G X 6 INCH | ANESTHESIA AND RESPIRATORY SUPPLEMENTARY
915 | 4214254100200 | SPINAL NEEDLE QUINCKE TYPE POINT, DISPOSABLE, STERILE, 20G X 3.0 INCH | ANESTHESIA AND RESPIRATORY SUPPLEMENTARY
916 | 4214254100300 | SPINAL NEEDLE QUINCKE TYPE POINT, DISPOSABLE, STERILE, 25G X 3.0 INCH | ANESTHESIA AND RESPIRATORY SUPPLEMENTARY
917 | 4214254100400 | SPINAL NEEDLE QUINCKE TYPE POINT, DISPOSABLE, STERILE, 19G X 3.0 INCH | ANESTHESIA AND RESPIRATORY SUPPLEMENTARY
918 | 4214254100500 | SPINAL NEEDLE QUINCKE TYPE POINT, DISPOSABLE, STERILE, 22G X 3.0 INCH | ANESTHESIA AND RESPIRATORY SUPPLEMENTARY
919 | 4214254100600 | NEEDLE, PEDICLE SPINAL TROCAR, ASSORTED LENGTH AND DIAMETER, SPINAL | ORTHOPEDIC & SPINAL SUPPLIES
920 | 4214254300500 | FINE NEEDLE BIOPSY (FNB) AND ASPIRATION (FNA), EUS, NITINOL, ASSORTED SIZES (INCLUDING 19G, 22 G, 25 G) | ENDOSCOPY CONSUMABLES SUPPLIES
921 | 4214254500100 | SELF - RIGHTING LUER TIP CAP : LUER SELF - RIGHTING DESIGN FOR SECURE CAPPING OF SYRINGES NON - LATEX MATERIAL WITHSTANDS FREEZING. RECLOSED AND STORED IN HOOD FOR LATER USE SPECIFICATIONS : TPE (THERMOPLASTIC ELASTOMERIC)... | SUPPLEMENTARY GEN.SUPPLIES NURS,BURN
922 | 4214254700000 | NEEDLE BUTTERFLY SIZE 23G X 3/4 INCH WITH TUBE 10-14 INCH RETRACTABLE NEEDLE DISPOSABLE STERILE.. | SUPPLEMENTARY GEN.SUPPLIES NURS,BURN
923 | 4214260100400 | FINE NEEDLE ASPIRATION (FNA), EUS, WITH COBALT-CHROMIUM CONSTRUCTION TECHNOLOGY, ASSORTED SIZES(INCLUDING 19G, 22 G, 25 G) | ENDOSCOPY CONSUMABLES SUPPLIES
924 | 4214260100500 | FINE NEEDLE ASPIRATION (FNA), EUS, NITINOL, ASSORTED SIZES (INCLUDING 19G, 22 G, 25 G) | ENDOSCOPY CONSUMABLES SUPPLIES
925 | 4214260100600 | FINE NEEDLE ASPIRATION (FNA NEEDLE), INTERCHANGEABLE EUS DELIVERY SYSTEM, ASSORTED SIZES (INCLUDING 19G, 22 G, 25 G) | ENDOSCOPY CONSUMABLES SUPPLIES
926 | 4214260100700 | FINE NEEDLE ASPIRATION (FNA NEEDLE), COMPATIBLE WITH INTERCHANGEABLE EUS DELIVERY SYSTEM, ASSORTED SIZES (INCLUDING 19G, 22 G, 25 G) | ENDOSCOPY CONSUMABLES SUPPLIES
927 | 4214260400000 | CAP TIP FOR SYRINGE LUER LOCK AND LUER SLIP LATEX FREE STERILE... | SUPPLEMENTARY GEN.SUPPLIES NURS,BURN
928 | 4214260400100 | CATHETER HYDROPHILIC SELF LUBRICATED READY TO USE FEMALE CONNECTED WITH URINE BAG DISPOSABLE STERILE.. | SUPPLEMENTARY GEN.SUPPLIES NURS,BURN
929 | 4214260400200 | CATHETER INTERMITTENT HYDROPHILIC COATED SELF LUBRICATED READY TO USE COATED EYE FLEXIBLE TIP TO BEND IN ALL DIRECTIONS FOR EASY AND GENTLE NAVIGATION THROUGH THE URETHRA MALE CH 10 30-35 CM DISPOSABLE STERILE.. | SUPPLEMENTARY GEN.SUPPLIES NURS,BURN
930 | 4214260400300 | CATHETER INTERMITTENT HYDROPHILIC COATED SELF LUBRICATED READY TO USE COATED EYE FLEXIBLE TIP TO BEND IN ALL DIRECTIONS FOR EASY AND GENTLE NAVIGATION THROUGH THE URETHRA MALE CH 12 30-35 CM DISPOSABLE STERILE.. | SUPPLEMENTARY GEN.SUPPLIES NURS,BURN
931 | 4214260400400 | CATHETER INTERMITTENT HYDROPHILIC COATED SELF LUBRICATED READY TO USE COATED EYE FLEXIBLE TIP TO BEND IN ALL DIRECTIONS FOR EASY AND GENTLE NAVIGATION THROUGH THE URETHRA MALE CH 14 30-35 CM DISPOSABLE STERILE.. | SUPPLEMENTARY GEN.SUPPLIES NURS,BURN
932 | 4214260400500 | CATHETER INTERMITTENT HYDROPHILIC COATED SELF LUBRICATED READY TO USE COATED EYE FLEXIBLE TIP TO BEND IN ALL DIRECTIONS FOR EASY AND GENTLE NAVIGATION THROUGH THE URETHRA MALE CH 16 30-35 CM DISPOSABLE STERILE.. | SUPPLEMENTARY GEN.SUPPLIES NURS,BURN
933 | 4214260500600 | SYRINGE EAR METAL LUER LOCK WITH 2 TIPS REUSABLE. | SURGICAL INSTRUMENT TENDER
934 | 4214260800000 | SYRINGE INJECTOR DUAL 2 X 200 ML AND COILED LOW PRESSURE CONNECTOR TUBE AND PRIME TUBE AND QUICK FILL TUBE FRONT LOAD FOR MEDRAD OR EQUIVALENT DISPOSABLE STERILE.. | SUPPLEMENTARY GEN.SUPPLIES NURS,BURN
935 | 4214260800100 | SYRINGE INJECTOR DUAL PACK WITH 2 X 200 ML SYRINGE WITH HANDI-FIL AND 150 CM COILED Y-TUBE FOR OPTIVANTAGE CT INJECTOR OR EQUIVALENT DISPOSABLE STERILE.. | SUPPLEMENTARY GEN.SUPPLIES NURS,BURN
936 | 4214260800200 | SYRINGE INJECTOR MULTIPACK WITH ONE SYRINGE 200 ML WITH HANDI-FIL AND 150 CM COILED TUBE FOR OPTIVANTAGE CT INJECTOR OR EQUIVALENT DISPOSABLE STERILE.. | SUPPLEMENTARY GEN.SUPPLIES NURS,BURN
937 | 4214260800300 | SYRINGE INJECTOR 200 ML AND COILED LOW PRESSURE CONNECTOR TUBE AND PRIME TUBE AND QUICK FILL TUBE FRONT LOAD FOR MEDRAD OR EQUIVALENT DISPOSABLE STERILE.. | SUPPLEMENTARY GEN.SUPPLIES NURS,BURN
938 | 4214260800400 | SYRINGE INJECTOR MRI KIT 65 ML WITH SMALL SPIKE FOR CONTRAST MEDIA 115 ML WITH LARGE SPIKE FOR SALINE LOW PRESSURE CONNECTOR FOR MEDRAD MRI INJECTOR DISPOSABLE STERILE.. | SUPPLEMENTARY GEN.SUPPLIES NURS,BURN
939 | 4214260800900 | SYRINGE AUTO DISABLE 0.05 OR 0.1 ML FIXED DOSE FOR BCG 3 PIECES ATTACHED NEEDLE SIZE: 27 G X 3/8 OR EQUIVALENT STERILE.. | SUPPLEMENTARY GEN.SUPPLIES NURS,BURN
940 | 4214260801100 | SYRINGE 10 ML LUER LOCK SAFETY MANUALLY RETRACTABLE WITHOUT NEEDLE.. | SUPPLEMENTARY GEN.SUPPLIES NURS,BURN
941 | 4214260801200 | SYRINGE 20 ML LUER LOCK SAFETY MANUALLY RETRACTABLE WITHOUT NEEDLE.. | SUPPLEMENTARY GEN.SUPPLIES NURS,BURN
942 | 4214260801700 | SYRINGE INLET MUST BE COMPATIBLE WITH TPN COMPOUNDER EM 2400 OR EQUIVALENT.. | SUPPLEMENTARY GEN.SUPPLIES NURS,BURN
943 | 4214260801800 | SYRINGE 5 ML LUER LOCK TIP AND FIXED GRADUATION WITH NEEDLE G 21 X 1.5 INCH DISPOSABLE STERILE.. | SUPPLEMENTARY GEN.SUPPLIES NURS,BURN
944 | 4214260801900 | SYRINGE 20 ML SIDE LUER SLIP AND FIXED GRADUATION WITHOUT NEEDLE DISPOSABLE STERILE.. | SUPPLEMENTARY GEN.SUPPLIES NURS,BURN
945 | 4214260802000 | SYRINGE 50 ML LUER LOCK TIP AND FIXED GRADUATION WITHOUT NEEDLE DISPOSABLE STERILE.. | SUPPLEMENTARY GEN.SUPPLIES NURS,BURN
946 | 4214260802100 | SYRINGE 1 ML LUER LOCK TIP AND FIXED GRADUATION WITHOUT NEEDLE DISPOSABLE STERILE.. | SUPPLEMENTARY GEN.SUPPLIES NURS,BURN
947 | 4214260802300 | SYRINGE HYPODERMIC 10 ML WITHOUT NEEDLE ECCENTRIC SLIP LOCK / DISPOSABLE STERILE.... | SUPPLEMENTARY GEN.SUPPLIES NURS,BURN
948 | 4214260900500 | SYRINGE 3 ML LUER LOCK TIP AND FIXED GRADUATION WITH NEEDLE G 22 X 1.5 INCH DISPOSABLE STERILE.. | SUPPLEMENTARY GEN.SUPPLIES NURS,BURN
949 | 4214260900700 | SYRINGE 3 ML LUER LOCK TIP AND FIXED GRADUATION WITH NEEDLE G 21 X 1.5 INCH DISPOSABLE STERILE.. | SUPPLEMENTARY GEN.SUPPLIES NURS,BURN
950 | 4214261000000 | SYRINGE ORAL MEDICATION 3 ML CLEAN WITH SEPARATE RIBBED TIP CAPS LATEX-FREE DUAL GRADUATIONS IN MILLILITERS ORAL FEEDING LUER TIP AMBER TINT DISPOSABLE.. | SUPPLEMENTARY GEN.SUPPLIES NURS,BURN
951 | 4214261000100 | SYRINGE ORAL MEDICATION 1 ML CLEAN WITH SEPARATE RIBBED TIP CAPS LATEX-FREE DUAL GRADUATIONS IN MILLILITERS ORAL FEEDING LUER TIP AMBER TINT DISPOSABLE.. | SUPPLEMENTARY GEN.SUPPLIES NURS,BURN
952 | 4214261000200 | SYRINGE ORAL MEDICATION 20 ML CLEAN WITH SEPARATE RIBBED TIP CAPS LATEX-FREE DUAL GRADUATIONS IN MILLILITERS ORAL FEEDING LUER TIP AMBER TINT DISPOSABLE.. | SUPPLEMENTARY GEN.SUPPLIES NURS,BURN
953 | 4214261000300 | SYRINGE ORAL MEDICATION 5 ML CLEAN WITH SEPARATE RIBBED TIP CAPS LATEX-FREE DUAL GRADUATIONS IN MILLILITERS ORAL FEEDING LUER TIP AMBER TINT DISPOSABLE.. | SUPPLEMENTARY GEN.SUPPLIES NURS,BURN
954 | 4214261000900 | SYRINGE ORAL MEDICATION 10 ML CLEAN WITH SEPARATE RIBBED TIP CAPS LATEX-FREE DUAL GRADUATIONS IN MILLILITERS ORAL FEEDING LUER TIP AMBER TINT DISPOSABLE.. | SUPPLEMENTARY GEN.SUPPLIES NURS,BURN
955 | 4214261001200 | SYRINGE ENTERAL FEEDING ENFIT/ENLOCK 10 ML PURPLE COLOR STERILE.. | SUPPLEMENTARY GEN.SUPPLIES NURS,BURN
956 | 4214261001300 | SYRINGE ENTERAL FEEDING ENFIT/ENLOCK 5ML PURPLE COLOR STERILE.. | SUPPLEMENTARY GEN.SUPPLIES NURS,BURN
957 | 4214261500800 | SYRINGE FOR INSULIN 1 ML FIXED GRADUATION WITH NEEDLE SIZE: G 30 X 8 MM DISPOSABLE STERILE.. | SUPPLEMENTARY GEN.SUPPLIES NURS,BURN
958 | 4214261500900 | SYRINGE LUER LOCK CONNECTOR FEMALE TO FEMALE RED STERILE.. | SUPPLEMENTARY GEN.SUPPLIES NURS,BURN
959 | 4214261501000 | SYRINGE FOR INSULIN 0.5 ML FIXED GRADUATION WITH NEEDLE SIZE: G 30 X 8 MM DISPOSABLE STERILE.. | SUPPLEMENTARY GEN.SUPPLIES NURS,BURN
960 | 4214261800800 | BLOOD GAS SAMPLING, 1ML SYRINGE, LUER SLIP TIP, HEPARINIZED 25 -50 IU, WITH CAP FOR ARTERIAL LINE DRAW, STERILE, DISPOSABLE. | RESPIRATORY AND ANESTHESIA TENDER
961 | 4214261900300 | SYRINGE 3 ML PREFILLED WITH 3 ML 0.9 % SALINE FOR GENERAL IV FLUSH DISPOSABLE.. | SUPPLEMENTARY GEN.SUPPLIES NURS,BURN
962 | 4214261900400 | SYRINGE 10 ML PREFILLED WITH 10 ML 0.9 % SALINE FOR GENERAL IV FLUSH DISPOSABLE.. | SUPPLEMENTARY GEN.SUPPLIES NURS,BURN
963 | 4214261900500 | SYRINGE 5 ML PREFILLED WITH 5 ML 0.9 % SALINE FOR GENERAL IV FLUSH DISPOSABLE.. | SUPPLEMENTARY GEN.SUPPLIES NURS,BURN
964 | 4214261900600 | SYRINGE 10 ML PREFILLED WITH 10 ML 0.9 % SALINE TO BE USED WITHIN A STERILE FIELD DISPOSABLE.. | SUPPLEMENTARY GEN.SUPPLIES NURS,BURN
965 | 4214261900700 | SYRINGE 3 ML PREFILLED WITH 3 ML 0.9 % SALINE TO BE USED WITHIN A STERILE FIELD DISPOSABLE.. | SUPPLEMENTARY GEN.SUPPLIES NURS,BURN
966 | 4214262300200 | SYRINGE ORAL MEDICATION 60 ML CLEAN WITH SEPARATE RIBBED TIP CAPS LATEX-FREE DUAL GRADUATIONS IN MILLILITERS ORAL FEEDING LUER TIP AMBER TINT DISPOSABLE.. | SUPPLEMENTARY GEN.SUPPLIES NURS,BURN
967 | 4214262700100 | SYRINGE FOR INSULIN 0.5 ML FIXED GRADUATION 1:100 UNITS WITH NEEDLE SIZE: G 29 X 0.5 INCH DISPOSABLE STERILE.. | SUPPLEMENTARY GEN.SUPPLIES NURS,BURN
968 | 4214270101000 | SET CATHETER DRAINAGE ALL PURPOSE NEPHROSTOMY 10 FRENCH 25-30 CM LONG STERILE.. | SUPPLEMENTARY GENERAL CONSUMABLES
969 | 4214270101200 | KIT CATHETERIZATION SUPRAPUBIC 14 FR WITH SCALPEL TROCAR AND SHEATH 2 - WAY STANDARD LENGTH STERILE.. | SUPPLEMENTARY GENERAL CONSUMABLES
970 | 4214270200000 | CATHETER NELATON PVC TIEMANN 40-50 CM LONG SIZE: CH 10 DISPOSABLE STERILE.. | SUPPLEMENTARY GEN.SUPPLIES NURS,BURN
971 | 4214270200100 | CATHETER NELATON PVC TIEMANN 40-50 CM LONG SIZE: CH 12 DISPOSABLE STERILE.. | SUPPLEMENTARY GEN.SUPPLIES NURS,BURN
972 | 4214270200200 | CATHETER NELATON PVC TIEMANN 40-50 CM LONG SIZE: CH 16 DISPOSABLE STERILE.. | SUPPLEMENTARY GEN.SUPPLIES NURS,BURN
973 | 4214270200300 | CATHETER NELATON PVC TIEMANN 40-50 CM LONG SIZE: CH 18 DISPOSABLE STERILE.. | SUPPLEMENTARY GEN.SUPPLIES NURS,BURN
974 | 4214270200400 | CATHETER NELATON PVC 40-50 CM LONG SIZE: CH 06 DISPOSABLE STERILE.. | SUPPLEMENTARY GEN.SUPPLIES NURS,BURN
975 | 4214270200500 | CATHETER NELATON PVC 40-50 CM LONG SIZE: CH 08 DISPOSABLE STERILE.. | SUPPLEMENTARY GEN.SUPPLIES NURS,BURN
976 | 4214270200600 | CATHETER NELATON PVC 40-50 CM LONG SIZE: CH 10 DISPOSABLE STERILE.. | SUPPLEMENTARY GEN.SUPPLIES NURS,BURN
977 | 4214270200700 | CATHETER NELATON PVC 40-50 CM LONG SIZE: CH 12 DISPOSABLE STERILE.. | SUPPLEMENTARY GEN.SUPPLIES NURS,BURN
978 | 4214270200800 | CATHETER NELATON PVC 40-50 CM LONG SIZE: CH 14 DISPOSABLE STERILE.. | SUPPLEMENTARY GEN.SUPPLIES NURS,BURN
979 | 4214270200900 | CATHETER NELATON PVC 40-50 CM LONG SIZE: CH 16 DISPOSABLE STERILE.. | SUPPLEMENTARY GEN.SUPPLIES NURS,BURN
980 | 4214270201000 | CATHETER NELATON PVC 40-50 CM LONG SIZE: CH 18 DISPOSABLE STERILE.. | SUPPLEMENTARY GEN.SUPPLIES NURS,BURN
981 | 4214270201100 | CATHETER NELATON PVC 40-50 CM LONG SIZE: CH 20 DISPOSABLE STERILE.. | SUPPLEMENTARY GEN.SUPPLIES NURS,BURN
982 | 4214270201200 | CATHETER NELATON PVC 40-50 CM LONG SIZE: CH 22 DISPOSABLE STERILE.. | SUPPLEMENTARY GEN.SUPPLIES NURS,BURN
983 | 4214270201300 | CATHETER NELATON PVC 40-50 CM LONG SIZE: CH 24 DISPOSABLE STERILE.. | SUPPLEMENTARY GEN.SUPPLIES NURS,BURN
984 | 4214270201900 | CATHETER FOLEY 2-WAYS PURE SILICONE 30-50 CM LONG WITH LATERAL EYES COUDE TIP (TIEMANN) BALLOON SIZE: 5-15 ML WITH FUNNEL END VALVE SUITABLE TO BE U SED WITH SYRINGE LUER LUER LOCK CYLINDRICAL SIZE: CH 20 DISPOSABLE STERILE.. | SUPPLEMENTARY GEN.SUPPLIES NURS,BURN
985 | 4214270202200 | CATHETER FOLEY 2-WAYS PURE SILICONE 20-40 CM LONG WITH STYLET AND LATERAL EYES BALLOON SIZE: 3-5 ML WITH FUNNEL END VALVE SUITABLE TO BE USED WITH SYRINGE LUER LOCK CYLINDRICAL SIZE: CH 8 DISPOSABLE STERILE.. | SUPPLEMENTARY GEN.SUPPLIES NURS,BURN
986 | 4214270202300 | CATHETER FOLEY 2-WAYS PURE SILICONE 20-40 CM LONG WITH STYLET AND LATERAL EYES BALLOON SIZE: 3-5 ML WITH FUNNEL END VALVE SUITABLE TO BE USED WITH SYRINGE LUER LOCK CYLINDRICAL SIZE: CH 10 DISPOSABLE STERILE.. | SUPPLEMENTARY GEN.SUPPLIES NURS,BURN
987 | 4214270202400 | CATHETER FOLEY 2-WAYS PURE SILICONE 30-50 CM LONG WITH LATERAL EYES BALLOON SIZE: 5-15 ML WITH FUNNEL END VALVE SUITABLE TO BE USED WITH SYRINGE LUER LOCK CYLINDRICAL SIZE: CH 12 DISPOSABLE STERILE.. | SUPPLEMENTARY GEN.SUPPLIES NURS,BURN
988 | 4214270202500 | CATHETER FOLEY 2-WAYS PURE SILICONE 30-50 CM LONG WITH LATERAL EYES BALLOON SIZE: 5-15 ML WITH FUNNEL END VALVE SUITABLE TO BE USED WITH SYRINGE LUER LOCK CYLINDRICAL SIZE: CH 14 DISPOSABLE STERILE.. | SUPPLEMENTARY GEN.SUPPLIES NURS,BURN
989 | 4214270202600 | CATHETER FOLEY 2-WAYS PURE SILICONE 30-50 CM LONG WITH LATERAL EYES BALLOON SIZE: 5-15 ML WITH FUNNEL END VALVE SUITABLE TO BE USED WITH SYRINGE LUER LOCK CYLINDRICAL SIZE: CH 16 DISPOSABLE STERILE.. | SUPPLEMENTARY GEN.SUPPLIES NURS,BURN
990 | 4214270202700 | CATHETER FOLEY 2-WAYS PURE SILICONE 30-50 CM LONG WITH LATERAL EYES COUDE TIP (TIEMANN) BALLOON SIZE: 5-15 ML WITH FUNNEL END VALVE SUITABLE TO BE U SED WITH SYRINGE LUER LUER LOCK CYLINDRICAL SIZE: CH 18 DISPOSABLE STERILE.. | SUPPLEMENTARY GEN.SUPPLIES NURS,BURN
991 | 4214270202800 | CATHETER FOLEY 2-WAYS PURE SILICONE 30-50 CM LONG WITH LATERAL EYES BALLOON SIZE: 5-15 ML WITH FUNNEL END VALVE SUITABLE TO BE USED WITH SYRINGE LUER LOCK CYLINDRICAL SIZE: CH 20 DISPOSABLE STERILE.. | SUPPLEMENTARY GEN.SUPPLIES NURS,BURN
992 | 4214270202900 | CATHETER FOLEY 2-WAYS PURE SILICONE 20-40 CM LONG WITH STYLET AND LATERAL EYES BALLOON SIZE: 3-5 ML WITH FUNNEL END VALVE SUITABLE TO BE USED WITH SYRINGE LUER LOCK CYLINDRICAL SIZE: CH 6 DISPOSABLE STERILE.. | SUPPLEMENTARY GEN.SUPPLIES NURS,BURN
993 | 4214270204500 | CATHETER FOLEY 2-WAYS LATEX SILICONE COATED 20-40 CM LONG WITH STYLET AND LATERAL EYES BALLOON SIZE: 3-5 ML WITH FUNNEL END VALVE SUITABLE TO BE USED WITH SYRINGE LUER LOCK CYLINDRICAL SIZE: CH 8 DISPOSABLE STERILE.. | SUPPLEMENTARY GEN.SUPPLIES NURS,BURN
994 | 4214270205400 | CATHETER HYDROPHILIC SELF LUBRICATED READY TO USE FREE OF PVC MALE CH 08 30-40 CM WITH COATED EYE DISPOSABLE STERILE.. | SUPPLEMENTARY GEN.SUPPLIES NURS,BURN
995 | 4214270207800 | CATHETER FOLEY 3-WAYS PURE SILICONE COUDE TIP (TIEMANN) 40-60 CM LONG WITH LATERAL EYES BALLOON SIZE: 30-50 ML WITH FUNNEL END VALVE SUITABLE TO BE USED WITH SYRINGE LUER LOCK CYLINDRICAL SIZE: CH 24 DISPOSABLE STERILE.. | SUPPLEMENTARY GEN.SUPPLIES NURS,BURN
996 | 4214270207900 | CATHETER FOLEY 2-WAYS LATEX SILICONE COATED 30-50 CM LONG WITH LATERAL EYES BALLOON SIZE: 5-15 ML WITH FUNNEL END VALVE SUITABLE TO BE USED WITH SYRINGE LUER LOCK CYLINDRICAL SIZE: CH 12 DISPOSABLE STERILE.. | SUPPLEMENTARY GEN.SUPPLIES NURS,BURN
997 | 4214270210600 | CATHETER HYDROPHILIC SELF LUBRICATED READY TO USE FREE OF PVC MALE CH 12 30-40 CM WITH COATED EYE DISPOSABLE STERILE.. | SUPPLEMENTARY GEN.SUPPLIES NURS,BURN
998 | 4214270210700 | CATHETER HYDROPHILIC SELF LUBRICATED READY TO USE FREE OF PVC MALE CH 14 30-40 CM WITH COATED EYE DISPOSABLE STERILE.. | SUPPLEMENTARY GEN.SUPPLIES NURS,BURN
999 | 4214270211000 | STENT INDWELLING SOFT POLYURETHANE DOUBLE URETERAL PIGTAIL STENT WITH COMPATIBLE GUIDEWIRE AND RADIO - OPAQUE PUSHER 16 CM LONG SIZE: 3.7-4 FR DISPOSABLE STERILE.. | SUPPLEMENTARY GENERAL CONSUMABLES
1000 | 4214270211100 | STENT INDWELLING SOFT POLYURETHANE DOUBLE URETERAL PIGTAIL STENT WITH COMPATIBLE GUIDEWIRE AND RADIO - OPAQUE PUSHER 22 CM LONG SIZE: 3.7-4 FR DISPOSABLE STERILE.. | SUPPLEMENTARY GENERAL CONSUMABLES
1001 | 4214270211200 | CATHETER HYDROPHILIC SELF LUBRICATED READY TO USE FREE OF PVC FEMALE CH 12 15-20 CM WITH COATED EYE DISPOSABLE STERILE.. | SUPPLEMENTARY GEN.SUPPLIES NURS,BURN
1002 | 4214270211300 | CATHETER HYDROPHILIC SELF LUBRICATED READY TO USE FREE OF PVC FEMALE CH 14 15-20 CM WITH COATED EYE DISPOSABLE STERILE.. | SUPPLEMENTARY GEN.SUPPLIES NURS,BURN
1003 | 4214270211400 | CATHETER HYDROPHILIC SELF LUBRICATED READY TO USE FREE OF PVC FEMALE CH 10 15-20 CM WITH COATED EYE DISPOSABLE STERILE.. | SUPPLEMENTARY GEN.SUPPLIES NURS,BURN
1004 | 4214270211500 | CATHETER HYDROPHILIC SELF LUBRICATED READY TO USE FREE OF PVC MALE CH 10 30-40 CM WITH COATED EYE DISPOSABLE STERILE.. | SUPPLEMENTARY GEN.SUPPLIES NURS,BURN
1005 | 4214270211700 | STENT INDWELLING SOFT POLYURETHANE DOUBLE URETERAL PIGTAIL STENT RADIO - OPAQUE WITH COMPATIBLE GUIDEWIRE AND RADIO - OPAQUE PUSHER 10 CM LONG SIZE: 3 FR DISPOSABLE STERILE.. | SUPPLEMENTARY GENERAL CONSUMABLES
1006 | 4214270212100 | SET FOR URINARY CATHETER: SIZE 5.0 FRENCH (WITHOUT IODINE) WITH SILICONE URINARY CATHETER MUST BE ENCASED RADIOPAQUE STRIPE SOFT ROUNDED TI P STOPCOCK WITH LATEX-FREE INJECTION SITE 150 ML COLLECTION BURETTE WITH DRAINAGE STOPCOCK SET CONTENTS PRE-ASSEMBLED SET (WITH SILICONE URINARY CATHETER 5FR AND BURETTE) POVIDONE-IODINE SWABSTICKS STERILE SURGICAL LUBRICANT TOWEL FENESTRATED DRAPE... | SUPPLEMENTARY GEN.SUPPLIES NURS,BURN
1007 | 4214270215200 | STENT INDWELLING SOFT POLYURETHANE DOUBLE URETERAL PIGTAIL STENT RADIO - OPAQUE WITH COMPATIBLE GUIDEWIRE AND RADIO - OPAQUE PUSHER 14 CM LONG SIZE: 3 FR DISPOSABLE STERILE.. | SUPPLEMENTARY GENERAL CONSUMABLES
1008 | 4214270215300 | CATHETER FOLEY 3-WAYS PURE SILICONE COUDE TIP (TIEMANN) 40-60 CM LONG WITH LATERAL EYES BALLOON SIZE: 30-50 ML WITH FUNNEL END VALVE SUITABLE TO BE USED WITH SYRINGE LUER LOCK CYLINDRICAL SIZE: CH 22 DISPOSABLE STERILE.. | SUPPLEMENTARY GEN.SUPPLIES NURS,BURN
1009 | 4214270215400 | CATHETER FOLEY 3-WAYS PURE SILICONE COUDE TIP (TIEMANN) 40-60 CM LONG WITH LATERAL EYES BALLOON SIZE: 30-50 ML WITH FUNNEL END VALVE SUITABLE TO BE USED WITH SYRINGE LUER LOCK CYLINDRICAL SIZE: CH 20 DISPOSABLE STERILE.. | SUPPLEMENTARY GEN.SUPPLIES NURS,BURN
1010 | 4214270217600 | CATHETER FOLEY 2-WAYS PURE SILICONE OPEN TIP OVER GUIDEWIRE 20-40 CM LONG WITH LATERAL EYES BALLOON SIZE: 3-5 ML WITH FUNNEL END VALVE SUITABLE TO BE USED WITH SYRINGE LUER LOCK CYLINDRICAL SIZE: CH 10 DISPOSABLE STERILE.. | SUPPLEMENTARY GEN.SUPPLIES NURS,BURN
1011 | 4214270218900 | SET NEPHROSTOMY POLYURETHANE PIGTAIL 30 CM LONG RADIO-OPAQUE SIZE: CH 14 DISPOSABLE STERILE.. | SUPPLEMENTARY GENERAL CONSUMABLES
1012 | 4214270220800 | CATHETER FOLEY 2-WAYS PURE SILICONE OPEN TIP OVER GUIDEWIRE 20-40 CM LONG WITH LATERAL EYES BALLOON SIZE: 3-5 ML WITH FUNNEL END VALVE SUITABLE TO BE USED WITH SYRINGE LUER LOCK CYLINDRICAL SIZE: CH 8 DISPOSABLE STERILE.. | SUPPLEMENTARY GEN.SUPPLIES NURS,BURN
1013 | 4214270220900 | CATHETER FOLEY 2-WAYS PURE SILICONE 30-50 CM LONG WITH LATERAL EYES BALLOON SIZE: 5-15 ML WITH FUNNEL END VALVE SUITABLE TO BE USED WITH SYRINGE LUER LOCK CYLINDRICAL SIZE: CH 22 DISPOSABLE STERILE.. | SUPPLEMENTARY GEN.SUPPLIES NURS,BURN
1014 | 4214270222300 | CATHETER HYDROPHILIC SELF LUBRICATED READY TO USE FREE OF PVC FEMALE CH 8 15-20 CM WITH COATED EYE DISPOSABLE STERILE.. | SUPPLEMENTARY GEN.SUPPLIES NURS,BURN
1015 | 4214270222700 | CATHETER NELATON HYDROPHILIC COATED 20-40 CM LONG SIZE: CH 6 DISPOSABLE STERILE.. | SUPPLEMENTARY GEN.SUPPLIES NURS,BURN
1016 | 4214270222800 | CATHETER NELATON HYDROPHILIC COATED 20-40 CM LONG SIZE: CH 8 DISPOSABLE STERILE.. | SUPPLEMENTARY GEN.SUPPLIES NURS,BURN
1017 | 4214270222900 | CATHETER NELATON HYDROPHILIC COATED 30-50 CM LONG SIZE: CH 12 DISPOSABLE STERILE.. | SUPPLEMENTARY GEN.SUPPLIES NURS,BURN
1018 | 4214270223000 | CATHETER NELATON HYDROPHILIC COATED 30-50 CM LONG SIZE: CH 14 DISPOSABLE STERILE.. | SUPPLEMENTARY GEN.SUPPLIES NURS,BURN
1019 | 4214270223100 | CATHETER NELATON HYDROPHILIC COATED 30-50 CM LONG SIZE: CH 18 DISPOSABLE STERILE.. | SUPPLEMENTARY GEN.SUPPLIES NURS,BURN
1020 | 4214270223600 | CATHETER URETERAL STRAIGHT OPEN END FOR RETROGRADE PYELOGRAPHY GRADUATED RADIO-OPAQUE 4.7-5 FR LENGTH 70-75 CM DISPOSABLE STERILE.. | SUPPLEMENTARY GENERAL CONSUMABLES
1021 | 4214270223700 | GUIDEWIRE TEFLON (PTFE) COATED AMPLATZ ANGLED TIP STAINLESS STEEL WITH FLAT WIRE COIL 0.035 X 130-150 CM LENGTH DISPOSABLE STERILE.. | SUPPLEMENTARY GENERAL CONSUMABLES
1022 | 4214270223800 | GUIDEWIRE TEFLON (PTFE) COATED SENSOR WITH HYDROPHILIC STRAIGHT TIP DUAL FLEX 0.038 INCH X 130-150 CM DISPOSABLE STERILE.. | SUPPLEMENTARY GENERAL CONSUMABLES
1023 | 4214270223900 | GUIDEWIRE TEFLON (PTFE) COATED ZEBRA MARKING WITH HYDROPHILIC FLEXIBLE ANGLED TIP 0.035 X 130-150 CM DISPOSABLE STERILE.. | SUPPLEMENTARY GENERAL CONSUMABLES
1024 | 4214270224100 | SET I.V. ADMINISTRATION FOR BAXTER INFUSION PUMP DISPOSABLE STERILE.. | SUPPLEMENTARY GEN.SUPPLIES NURS,BURN
1025 | 4214270224200 | SET IV ADMINISTRATION SCALP VEIN 21 G X 3 / 4 TUBING 7-12 INCH WITH LUER LOCK DISPOSABLE STERILE.. | SUPPLEMENTARY GEN.SUPPLIES NURS,BURN
1026 | 4214270224300 | SET IV EXTENSION 30 CM WITH INTEGRATED 0.2 MICRON MEDICATION FILTER LATEX FREE NEEDLE FREE NON DEHP SPLIT SEPTUM PORTS STERILE DISPOSABLE.. | SUPPLEMENTARY GEN.SUPPLIES NURS,BURN
1027 | 4214270224400 | SET IV EXTENSION 30 CM WITH INTEGRATED 1.2 MICRON LIPID COMPATIBLE FILTER LATEX FREE NEEDLE FREE NONDEHP SPLIT SEPTUM PORTS STERILE DISPOSABLE.. | SUPPLEMENTARY GEN.SUPPLIES NURS,BURN
1028 | 4214270224500 | SET IV EXTENSION SECONDARY MEDICATION LINE LATEX FREE NEEDLE FREE NON DEHP DISPOSABLE STERILE.. | SUPPLEMENTARY GEN.SUPPLIES NURS,BURN
1029 | 4214270224600 | SET I.V. PUMP BURETTE 150 ML VENTED LATEX FREE NEEDLE FREE NON DEHP SPLIT SEPTUM PORTS COMPATIBLE WITH HOSPITAL MACHINE DISPOSABLE STERILE.. | SUPPLEMENTARY GEN.SUPPLIES NURS,BURN
1030 | 4214270224700 | SET IV PUMP CHEMOTHERAPY SECONDARY MEDICATION LOCKING LUER CONNECTOR LIGHT-SENSITIVE NON PVC LATEX FREE NEEDLE FREE NON DEHP WITH MIXING ACCESS DISPOSABLE STERILE.. | SUPPLEMENTARY GEN.SUPPLIES NURS,BURN
1031 | 4214270224800 | SET IV PUMP FOR CHEMOTHERAPY 4 LOCKING LUER ACCESS PORTS ABOVE THE DRIP CHAMBER LIGHT-SENSITIVE NON PVC LATEX FREE NEEDLE FREE NONDEHP SPLIT SEPTUM PORTS DISPOSABLE STERILE.. | SUPPLEMENTARY GEN.SUPPLIES NURS,BURN
1032 | 4214270225300 | SHEATH /CONDOM INCONTINENCE WITH RUBBER STRAP LATEX FREE (APPROXIMATELY 40 MM) INDIVIDUAL PACK STERILE.... | SUPPLEMENTARY GEN.SUPPLIES NURS,BURN
1033 | 4214270225400 | SHEATH /CONDOM INCONTINENCE WITH RUBBER STRAP LATEX FREE (APPROXIMATELY 30 MM) INDIVIDUAL PACK STERILE.... | SUPPLEMENTARY GEN.SUPPLIES NURS,BURN
1034 | 4214270225500 | CATHETER HYDROPHILIC SELF LUBRICATED READY TO USE FREE OF PVC PEDIATRIC CH 06 15-20 CM WITH COATED EYE DISPOSABLE STERILE.. | SUPPLEMENTARY GEN.SUPPLIES NURS,BURN
1035 | 4214270226900 | CATHETER MALECOT 2 WINGS LATEX 28 FRENCH DISPOSABLE STERILE.. | SUPPLEMENTARY GENERAL CONSUMABLES
1036 | 4214270227000 | CATHETER SPIGOT PLASTIC FOR CLOSURE OF CATHETERS AND TUBES APPROX. 6 MM X 56 MM DISPOSABLE STERILE... | SUPPLEMENTARY GEN.SUPPLIES NURS,BURN
1037 | 4214270227500 | STENT INDWELLING SOFT POLYURETHANE DOUBLE URETERAL PIGTAIL STENT RADIO - OPAQUE WITH COMPATIBLE GUIDEWIRE AND RADIO - OPAQUE PUSHER 8 CM LONG SIZE: 3 FR DISPOSABLE STERILE.. | SUPPLEMENTARY GENERAL CONSUMABLES
1038 | 4214270228800 | CATHETER FOLEY 2-WAYS PURE SILICONE 30-50 CM LONG WITH LATERAL EYES COUDE TIP (TIEMANN) BALLOON SIZE: 5-15 ML WITH FUNNEL END VALVE SUITABLE TO BE USED WITH SYRINGE LUER LUER LOCK CYLINDRICAL SIZE: CH 14 DISPOSABLE STERILE.. | SUPPLEMENTARY GEN.SUPPLIES NURS,BURN
1039 | 4214270228900 | CATHETER FOLEY 2-WAYS PURE SILICONE 30-50 CM LONG WITH LATERAL EYES COUDE TIP (TIEMANN) BALLOON SIZE: 5-15 ML WITH FUNNEL END VALVE SUITABLE TO BE USED WITH SYRINGE LUER LUER LOCK CYLINDRICAL SIZE: CH 16 DISPOSABLE STERILE.. | SUPPLEMENTARY GEN.SUPPLIES NURS,BURN
1040 | 4214270229100 | CATHETER FOLEY 2-WAYS PURE SILICONE 30-50 CM LONG WITH LATERAL EYES COUDE TIP (TIEMANN) BALLOON SIZE: 5-15 ML WITH FUNNEL END VALVE SUITABLE TO BE U SED WITH SYRINGE LUER LUER LOCK CYLINDRICAL SIZE: CH 22 DISPOSABLE STERILE.. | SUPPLEMENTARY GEN.SUPPLIES NURS,BURN
1041 | 4214270230400 | CATHETER FOLEY 2-WAYS LATEX SILICONE COATED 30-50 CM LONG WITH LATERAL EYES BALLOON SIZE: 5-15 ML WITH FUNNEL END VALVE SUITABLE TO BE USED WITH SYRINGE LUER LOCK CYLINDRICAL SIZE: CH 14 DISPOSABLE STERILE.. | SUPPLEMENTARY GEN.SUPPLIES NURS,BURN
1042 | 4214270230600 | CATHETER FOLEY 2-WAYS LATEX SILICONE COATED 30-50 CM LONG WITH LATERAL EYES BALLOON SIZE: 5-15 ML WITH FUNNEL END VALVE SUITABLE TO BE USED WITH SYRINGE LUER LOCK CYLINDRICAL SIZE: CH 20 DISPOSABLE STERILE.. | SUPPLEMENTARY GEN.SUPPLIES NURS,BURN
1043 | 4214270230800 | CATHETER FOLEY 2-WAYS LATEX SILICONE COATED 30-50 CM LONG WITH LATERAL EYES BALLOON SIZE: 5-15 ML WITH FUNNEL END VALVE SUITABLE TO BE USED WITH SYRINGE LUER LOCK CYLINDRICAL SIZE: CH 22 DISPOSABLE STERILE.. | SUPPLEMENTARY GEN.SUPPLIES NURS,BURN
1044 | 4214270233200 | CATHETER FOLEY 2-WAYS PURE SILICONE 20-40 CM LONG WITH STYLET AND LATERAL EYES COUDE TIP (TIEMANN) BALLOON SIZE: 3-5 ML WITH FUNNEL END VALVE SUITABLE TO BE U SED WITH SYRINGE LUER LUER LOCK CYLINDRICAL SIZE: CH 08 DISPOSABLE STERILE.. | SUPPLEMENTARY GEN.SUPPLIES NURS,BURN
1045 | 4214270233300 | CATHETER FOLEY 2-WAYS PURE SILICONE 20-40 CM LONG WITH STYLET AND LATERAL EYES COUDE TIP (TIEMANN) BALLOON SIZE: 3-5 ML WITH FUNNEL END VALVE SUITABLE TO BE U SED WITH SYRINGE LUER LUER LOCK CYLINDRICAL SIZE: CH 10 DISPOSABLE STERILE.. | SUPPLEMENTARY GEN.SUPPLIES NURS,BURN
1046 | 4214270233400 | FOLEY CATHETER TRAY CONSISTENT OF: FOLEY CATHETER 2-WAYS PURE SILICON CH 14 30-50 CM LONG WITH TWO LATERAL EYES BALLOON SIZE: 5-15 ML WITH VALVE SUITABLE TO BE USED WITH SYRINGE LUER LOCK URINE DRAINAGE BAG 2000 ML CAPACITY WITH DOUBLE PLASTIC HANGER AND ABOUT ONE METER LONG TUBE (CLEAR AND FIXED NUMERICAL GRADUATION WITH ANTI-REFLUX VALVE) PACKET POVIDONE-IODINE SWABSTICKS 2 DRY SWABS 10CC SYRINGE (PRE-FILLED WITH STERILE WATER) LATEX-FREE AND POWDER-FREE GLOVES REGULAR SIZE LUBE JELLY SECUREMENT DEVICE UNDERPAD STERILE.. | SUPPLEMENTARY GEN.SUPPLIES NURS,BURN
1047 | 4214270233500 | FOLEY CATHETER TRAY CONSISTENT OF: FOLEY CATHETER 2-WAYS PURE SILICON CH 16 30-50 CM LONG WITH TWO LATERAL EYES BALLOON SIZE: 5-15 ML WITH VALVE SUITABLE TO BE USED WITH SYRINGE LUER LOCK URINE DRAINAGE BAG 2000 ML CAPACITY WITH DOUBLE PLASTIC HANGER AND ABOUT ONE METER LONG TUBE (CLEAR AND FIXED NUMERICAL GRADUATION WITH ANTI-REFLUX VALVE) PACKET POVIDONE-IODINE SWABSTICKS 2 DRY SWABS 10CC SYRINGE (PRE-FILLED WITH STERILE WATER) LATEX-FREE AND POWDER-FREE GLOVES REGULAR SIZE LUBE JELLY SECUREMENT DEVICE UNDERPAD STERILE.. | SUPPLEMENTARY GEN.SUPPLIES NURS,BURN
1048 | 4214270233600 | CATHETER FOLEY 2-WAYS PURE SILICONE 30-50 CM LONG WITH LATERAL EYES BALLOON SIZE: 5-15 ML WITH FUNNEL END VALVE SUITABLE TO BE USED WITH SYRINGE LUER LOCK CYLINDRICAL SIZE: CH 18 DISPOSABLE STERILE.. | SUPPLEMENTARY GEN.SUPPLIES NURS,BURN
1049 | 4214270233800 | CATHETER FOLEY 3-WAY PURE SILICONE ELASTOMER COATED 30-50 CM LONG ROUND TIP TWO STAGGERED OR LATERAL EYES BALLOON SIZE: 30-50 ML WITH FUNNEL END VALVE SUITABLE TO BE USED WITH SYRINGE LUER LOCK CYLINDRICAL SIZE: CH 24 DISPOSABLE STERILE.. | SUPPLEMENTARY GEN.SUPPLIES NURS,BURN
1050 | 4214270233900 | CATHETER FOLEY 3-WAY PURE SILICONE ELASTOMER COATED 30-50 CM LONG ROUND TIP TWO STAGGERED OR LATERAL EYES BALLOON SIZE: 30-50 ML WITH FUNNEL END VALVE SUITABLE TO BE USED WITH SYRINGE LUER LOCK CYLINDRICAL SIZE: CH 22 DISPOSABLE STERILE.. | SUPPLEMENTARY GEN.SUPPLIES NURS,BURN
1051 | 4214270234000 | CATHETER FOLEY 3-WAY PURE SILICONE ELASTOMER COATED 30-50 CM LONG ROUND TIP TWO STAGGERED OR LATERAL EYES BALLOON SIZE: 30-50 ML WITH FUNNEL END VALVE SUITABLE TO BE USED WITH SYRINGE LUER LOCK CYLINDRICAL SIZE: CH 20 DISPOSABLE STERILE.. | SUPPLEMENTARY GEN.SUPPLIES NURS,BURN
1052 | 4214270234100 | CATHETER FOLEY 3-WAY PURE SILICONE ELASTOMER COATED 30-50 CM LONG ROUND TIP TWO STAGGERED OR LATERAL EYES BALLOON SIZE: 30-50 ML WITH FUNNEL END VALVE SUITABLE TO BE USED WITH SYRINGE LUER LOCK CYLINDRICAL SIZE: CH 18 DISPOSABLE STERILE.. | SUPPLEMENTARY GEN.SUPPLIES NURS,BURN
1053 | 4214270234200 | CATHETER FOLEY 2-WAYS PURE SILICONE OPEN TIP OVER GUIDEWIRE 30-50 CM LONG WITH LATERAL EYES BALLOON SIZE: 5-15 ML WITH FUNNEL END VALVE SUITABLE TO BE USED WITH SYRINGE LUER LOCK CYLINDRICAL SIZE: CH 16 DISPOSABLE STERILE.. | SUPPLEMENTARY GEN.SUPPLIES NURS,BURN
1054 | 4214270234300 | CATHETER FOLEY 2-WAYS PURE SILICONE OPEN TIP OVER GUIDEWIRE 30-50 CM LONG WITH LATERAL EYES BALLOON SIZE: 5-15 ML WITH FUNNEL END VALVE SUITABLE TO BE USED WITH SYRINGE LUER LOCK CYLINDRICAL SIZE: CH 18 DISPOSABLE STERILE.. | SUPPLEMENTARY GEN.SUPPLIES NURS,BURN
1055 | 4214270234400 | CATHETER FOLEY 2-WAYS PURE SILICONE OPEN TIP OVER GUIDEWIRE 30-50 CM LONG WITH LATERAL EYES BALLOON SIZE: 5-15 ML WITH FUNNEL END VALVE SUITABLE TO BE USED WITH SYRINGE LUER LOCK CYLINDRICAL SIZE: CH 20 DISPOSABLE STERILE.. | SUPPLEMENTARY GEN.SUPPLIES NURS,BURN
1056 | 4214270234500 | CATHETER FOLEY 2-WAYS PURE SILICONE 30-50 CM LONG WITH LATERAL EYES BALLOON SIZE: 5-15 ML WITH FUNNEL END VALVE SUITABLE TO BE USED WITH SYRINGE LUER LOCK CYLINDRICAL SIZE: CH 24 DISPOSABLE STERILE.. | SUPPLEMENTARY GEN.SUPPLIES NURS,BURN
1057 | 4214270234600 | CATHETER FOLEY 2-WAYS PURE SILICONE 30-50 CM LONG WITH LATERAL EYES COUDE TIP (TIEMANN) BALLOON SIZE: 5-15 ML WITH FUNNEL END VALVE SUITABLE TO BE USED WITH SYRINGE LUER LUER LOCK CYLINDRICAL SIZE: CH 12 DISPOSABLE STERILE.. | SUPPLEMENTARY GEN.SUPPLIES NURS,BURN
1058 | 4214270234800 | CATHETER NELATON HYDROPHILIC COATED 30-50 CM LONG SIZE: CH 16 DISPOSABLE STERILE.. | SUPPLEMENTARY GEN.SUPPLIES NURS,BURN
1059 | 4214270235000 | CATHETER FOLEY 2-WAYS SILICONE WITH INFECTION PROTECTION COATING (GOLD SILVER AND PALLADIUM) 30-50 CM LONG WITH LATERAL EYES BALLOON SIZE: 5-15 ML WITH FUNNEL END VALVE SUITABLE TO BE USED WITH SYRINGE LUER LUER LOCK CYLINDRICAL SIZE: CH 12 DISPOSABLE STERILE.. | SUPPLEMENTARY GEN.SUPPLIES NURS,BURN
1060 | 4214270235100 | CATHETER FOLEY 2-WAYS SILICONE WITH INFECTION PROTECTION COATING (GOLD SILVER AND PALLADIUM) 30-50 CM LONG WITH LATERAL EYES BALLOON SIZE: 5-15 ML WITH FUNNEL END VALVE SUITABLE TO BE USED WITH SYRINGE LUER LUER LOCK CYLINDRICAL SIZE: CH 14 DISPOSABLE STERILE.. | SUPPLEMENTARY GEN.SUPPLIES NURS,BURN
1061 | 4214270235200 | CATHETER FOLEY 2-WAYS SILICONE WITH INFECTION PROTECTION COATING (GOLD SILVER AND PALLADIUM) 30-50 CM LONG WITH LATERAL EYES BALLOON SIZE: 5-15 ML WITH FUNNEL END VALVE SUITABLE TO BE USED WITH SYRINGE LUER LUER LOCK CYLINDRICAL SIZE: CH 16 DISPOSABLE STERILE.. | SUPPLEMENTARY GEN.SUPPLIES NURS,BURN
1062 | 4214270235300 | CATHETER FOLEY 2-WAYS SILICONE WITH INFECTION PROTECTION COATING (GOLD SILVER AND PALLADIUM) 30-50 CM LONG WITH LATERAL EYES BALLOON SIZE: 5-15 ML WITH FUNNEL END VALVE SUITABLE TO BE USED WITH SYRINGE LUER LUER LOCK CYLINDRICAL SIZE: CH 18 DISPOSABLE STERILE.. | SUPPLEMENTARY GEN.SUPPLIES NURS,BURN
1063 | 4214270235400 | CATHETER FOLEY 2-WAYS SILICONE WITH INFECTION PROTECTION COATING (GOLD SILVER AND PALLADIUM) 30-50 CM LONG WITH LATERAL EYES BALLOON SIZE: 5-15 ML WITH FUNNEL END VALVE SUITABLE TO BE USED WITH SYRINGE LUER LUER LOCK CYLINDRICAL SIZE: CH 20 DISPOSABLE STERILE.. | SUPPLEMENTARY GEN.SUPPLIES NURS,BURN
1064 | 4214270235500 | CATHETER FOLEY 2-WAYS SILICONE WITH INFECTION PROTECTION COATING (GOLD SILVER AND PALLADIUM) 30-50 CM LONG WITH LATERAL EYES BALLOON SIZE: 5-15 ML WITH FUNNEL END VALVE SUITABLE TO BE USED WITH SYRINGE LUER LUER LOCK CYLINDRICAL SIZE: CH 22 DISPOSABLE STERILE.. | SUPPLEMENTARY GEN.SUPPLIES NURS,BURN
1065 | 4214270235600 | CATHETER FOLEY 2-WAYS SILICONE WITH INFECTION PROTECTION COATING (GOLD SILVER AND PALLADIUM) 30-50 CM LONG WITH LATERAL EYES BALLOON SIZE: 5-15 ML WITH FUNNEL END VALVE SUITABLE TO BE USED WITH SYRINGE LUER LUER LOCK CYLINDRICAL SIZE: CH 24 DISPOSABLE STERILE.. | SUPPLEMENTARY GEN.SUPPLIES NURS,BURN
1066 | 4214270235700 | CATHETER FOLEY 3-WAYS SILICONE WITH INFECTION PROTECTION COATING (GOLD SILVER AND PALLADIUM) 30-50 CM LONG WITH LATERAL EYES BALLOON SIZE: 5-15 ML WITH FUNNEL END VALVE SUITABLE TO BE USED WITH SYRINGE LUER LUER LOCK CYLINDRICAL SIZE: CH 16 DISPOSABLE STERILE.. | SUPPLEMENTARY GEN.SUPPLIES NURS,BURN
1067 | 4214270235800 | CATHETER FOLEY 3-WAYS SILICONE WITH INFECTION PROTECTION COATING (GOLD SILVER AND PALLADIUM) 30-50 CM LONG WITH LATERAL EYES BALLOON SIZE: 5-15 ML WITH FUNNEL END VALVE SUITABLE TO BE USED WITH SYRINGE LUER LUER LOCK CYLINDRICAL SIZE: CH 18 DISPOSABLE STERILE.. | SUPPLEMENTARY GEN.SUPPLIES NURS,BURN
1068 | 4214270235900 | CATHETER FOLEY 3-WAYS SILICONE WITH INFECTION PROTECTION COATING (GOLD SILVER AND PALLADIUM) 30-50 CM LONG WITH LATERAL EYES BALLOON SIZE: 5-15 ML WITH FUNNEL END VALVE SUITABLE TO BE USED WITH SYRINGE LUER LUER LOCK CYLINDRICAL SIZE: CH 20 DISPOSABLE STERILE.. | SUPPLEMENTARY GEN.SUPPLIES NURS,BURN
1069 | 4214270236000 | CATHETER FOLEY 3-WAYS SILICONE WITH INFECTION PROTECTION COATING (GOLD SILVER AND PALLADIUM) 30-50 CM LONG WITH LATERAL EYES BALLOON SIZE: 5-15 ML WITH FUNNEL END VALVE SUITABLE TO BE USED WITH SYRINGE LUER LUER LOCK CYLINDRICAL SIZE: CH 22 DISPOSABLE STERILE.. | SUPPLEMENTARY GEN.SUPPLIES NURS,BURN
1070 | 4214270236100 | CATHETER FOLEY 3-WAYS SILICONE WITH INFECTION PROTECTION COATING (GOLD SILVER AND PALLADIUM) 30-50 CM LONG WITH LATERAL EYES BALLOON SIZE: 5-15 ML WITH FUNNEL END VALVE SUITABLE TO BE USED WITH SYRINGE LUER LUER LOCK CYLINDRICAL SIZE: CH 24 DISPOSABLE STERILE.. | SUPPLEMENTARY GEN.SUPPLIES NURS,BURN
1071 | 4214270236200 | VALVE AUTOMATED FIT ALL SIZES OF FOLEY CATHETER REPLACE URINE BAG MAKING PATIENT CONTROL URINATION.. | SUPPLEMENTARY GEN.SUPPLIES NURS,BURN
1072 | 4214270236300 | CATHETER FOLEY 2-WAYS LATEX SILICONE COATED 20-40 CM LONG WITH STYLET AND LATERAL EYES BALLOON SIZE: 3-5 ML WITH FUNNEL END VALVE SUITABLE TO BE USED WITH SYRINGE LUER LOCK CYLINDRICAL SIZE: CH 10 DISPOSABLE STERILE.. | SUPPLEMENTARY GEN.SUPPLIES NURS,BURN
1073 | 4214270236400 | CATHETER FOLEY 2-WAYS LATEX SILICONE COATED 30-50 CM LONG WITH LATERAL EYES BALLOON SIZE: 5-15 ML WITH FUNNEL END VALVE SUITABLE TO BE USED WITH SYRINGE LUER LOCK CYLINDRICAL SIZE: CH 16 DISPOSABLE STERILE.. | SUPPLEMENTARY GEN.SUPPLIES NURS,BURN
1074 | 4214270236500 | CATHETER FOLEY 2-WAYS LATEX SILICONE COATED 30-50 CM LONG WITH LATERAL EYES BALLOON SIZE: 5-15 ML WITH FUNNEL END VALVE SUITABLE TO BE USED WITH SYRINGE LUER LOCK CYLINDRICAL SIZE: CH 18 DISPOSABLE STERILE.. | SUPPLEMENTARY GEN.SUPPLIES NURS,BURN
1075 | 4214270236600 | CATHETER NELATON HYDROPHILIC COATED 20-40 CM LONG SIZE: CH 10 DISPOSABLE STERILE.. | SUPPLEMENTARY GEN.SUPPLIES NURS,BURN
1076 | 4214270236700 | CATHETER NELATON PVC TIEMANN 40-50 CM LONG SIZE: CH 14 DISPOSABLE STERILE.. | SUPPLEMENTARY GEN.SUPPLIES NURS,BURN
1077 | 4214270236800 | CATHETER FOLEY 2-WAYS PURE SILICONE OPEN TIP OVER GUIDEWIRE 30-50 CM LONG WITH LATERAL EYES BALLOON SIZE: 5-15 ML WITH FUNNEL END VALVE SUITABLE TO BE USED WITH SYRINGE LUER LOCK CYLINDRICAL SIZE: CH 12 DISPOSABLE STERILE.. | SUPPLEMENTARY GEN.SUPPLIES NURS,BURN
1078 | 4214270236900 | CATHETER FOLEY 3-WAY LATEX 30-50 CM LONG ROUND TIP TWO STAGGERED OR LATERAL EYES BALLOON SIZE: 30-50 ML WITH FUNNEL END VALVE SUITABLE TO BE USED WITH SYRINGE LUER LOCK CYLINDRICAL SIZE: CH 18 DISPOSABLE STERILE.. | SUPPLEMENTARY GEN.SUPPLIES NURS,BURN
1079 | 4214270237000 | CATHETER FOLEY 3-WAY LATEX 30-50 CM LONG ROUND TIP TWO STAGGERED OR LATERAL EYES BALLOON SIZE: 30-50 ML WITH FUNNEL END VALVE SUITABLE TO BE USED WITH SYRINGE LUER LOCK CYLINDRICAL SIZE: CH 20 DISPOSABLE STERILE.. | SUPPLEMENTARY GEN.SUPPLIES NURS,BURN
1080 | 4214270237100 | CATHETER FOLEY 3-WAY LATEX 30-50 CM LONG ROUND TIP TWO STAGGERED OR LATERAL EYES BALLOON SIZE: 30-50 ML WITH FUNNEL END VALVE SUITABLE TO BE USED WITH SYRINGE LUER LOCK CYLINDRICAL SIZE: CH 22 DISPOSABLE STERILE.. | SUPPLEMENTARY GEN.SUPPLIES NURS,BURN
1081 | 4214270237200 | CATHETER FOLEY 3-WAY LATEX 30-50 CM LONG ROUND TIP TWO STAGGERED OR LATERAL EYES BALLOON SIZE: 30-50 ML WITH FUNNEL END VALVE SUITABLE TO BE USED WITH SYRINGE LUER LOCK CYLINDRICAL SIZE: CH 24 DISPOSABLE STERILE.. | SUPPLEMENTARY GEN.SUPPLIES NURS,BURN
1082 | 4214270239400 | CATHETER INTERMITTENT PURE SILICONE (MEDICAL GRADE SILICONE) HYDROPHILIC COATED SELF LUBRICATED READY TO USE FREE OF PVC AND L = ATEX CH 06 25-30 CM DISPOSABLE STERILE.... | SUPPLEMENTARY GEN.SUPPLIES NURS,BURN
1083 | 4214270239500 | CATHETER INTERMITTENT PURE SILICONE (MEDICAL GRADE SILICONE) HYDROPHILIC COATED SELF LUBRICATED READY TO USE FREE OF PVC AND L = ATEX CH 08 25-30 CM DISPOSABLE STERILE... | SUPPLEMENTARY GEN.SUPPLIES NURS,BURN
1084 | 4214270239600 | CATHETER INTERMITTENT PURE SILICONE (MEDICAL GRADE SILICONE) HYDROPHILIC COATED SELF LUBRICATED READY TO USE FREE OF PVC AND L = ATEX CH 10 35-40 CM DISPOSABLE STERILE.... | SUPPLEMENTARY GEN.SUPPLIES NURS,BURN
1085 | 4214270239700 | CATHETER INTERMITTENT PURE SILICONE (MEDICAL GRADE SILICONE) HYDROPHILIC COATED SELF LUBRICATED READY TO USE FREE OF PVC AND L = ATEX CH 12 35-40 CM DISPOSABLE STERILE.... | SUPPLEMENTARY GEN.SUPPLIES NURS,BURN
1086 | 4214270239800 | CATHETER INTERMITTENT PURE SILICONE (MEDICAL GRADE SILICONE) / HYDROPHILIC COATED SELF LUBRICATED READY TO USE FREE OF PVC AND / LATEX CH 14 35-40 CM DISPOSABLE STERILE.... | SUPPLEMENTARY GEN.SUPPLIES NURS,BURN
1087 | 4214270240000 | CATHETER INTERMITTENT PURE SILICONE (MEDICAL GRADE SILICONE) / HYDROPHILIC COATED SELF LUBRICATED READY TO USE FREE OF PVC AND / LATEX FEMALE CH 08 15-20 CM DISPOSABLE STERILE.... | SUPPLEMENTARY GEN.SUPPLIES NURS,WOUND
1088 | 4214270240100 | CATHETER INTERMITTENT PURE SILICONE (MEDICAL GRADE SILICONE) HYDROPHILIC COATED SELF LUBRICATED READY TO USE FREE OF PVC AND L = ATEX FEMALE CH 10 15-20 CM DISPOSABLE STERILE.... | SUPPLEMENTARY GEN.SUPPLIES NURS,WOUND
1089 | 4214270240200 | CATHETER INTERMITTENT PURE SILICONE (MEDICAL GRADE SILICONE) / HYDROPHILIC COATED SELF LUBRICATED READY TO USE FREE OF PVC AND / LATEX FEMALE CH 12 15-20 CM DISPOSABLE STERILE.... | SUPPLEMENTARY GEN.SUPPLIES NURS,WOUND
1090 | 4214270240300 | CATHETER INTERMITTENT PURE SILICONE (MEDICAL GRADE SILICONE) HYDROPHILIC COATED SELF LUBRICATED READY TO USE FREE OF PVC AND L = ATEX FEMALE CH 14 15-20 CM DISPOSABLE STERILE.... | SUPPLEMENTARY GEN.SUPPLIES NURS,WOUND
1091 | 4214270240400 | URETHRAL DRUG COATED BALLOON FOR URETHRAL STRICTURE DIAMETER 30 FR LENGTH 3 CM LATEX FREE WITH INFLATION DEVICE SINGLE USE STERILE.... | SUPPLEMENTARY GENERAL CONSUMABLES
1092 | 4214270240500 | URETHRAL DRUG COATED BALLOON FOR URETHRAL STRICTURE DIAMETER 30 FR LENGTH 5 CM LATEX FREE WITH INFLATION DEVICE SINGLE USE STERILE.... | SUPPLEMENTARY GENERAL CONSUMABLES
1093 | 4214270400000 | BAG URINE DRAINAGE 2000-2500 ML CAPACITY WITH ABOUT ONE METER LONG TUBE CLEAR AND FIXED NUMERICAL GRADUATION SAMPLE PORT ROLLER DRAINAGE VALVE ANTI-REFLUX VALVE UNIVERSAL DOUBLE HOOK AND ROPE HANGER WITH KINK PREVENTION SLIDE CLAMP SHAPE MUST ALLOW COMPLETE AND EFFICIENT DRAINAGE DISPOSABLE STERILE.. | SUPPLEMENTARY GEN.SUPPLIES NURS,BURN
1094 | 4214270400100 | BAG URINE LEG WITH VALVE DRAINAGE END APPROXIMATELY 800-1000 ML HYPOALLERGIC WITH LEG BELT EASY TO FIX AND RELEASE.. | SUPPLEMENTARY GEN.SUPPLIES NURS,BURN
1095 | 4214270400200 | BAG URINE LEG WITH VALVE DRAINAGE END APPROXIMATELY 500-750 ML HYPOALLERGIC WITH LEG BELT EASY TO FIX AND RELEASE.. | SUPPLEMENTARY GEN.SUPPLIES NURS,BURN
1096 | 4214270400300 | BAG URINARY URIMETRIC FOR MEASURING AND COLLECTING URINE WITH 90-120 CM LONG TUBE GRADUATED 2000-2500 ML DISPOSABLE STERILE.. | SUPPLEMENTARY GEN.SUPPLIES NURS,BURN
1097 | 4214270400400 | BAG URINARY COLLECTOR FOR PEDIATRIC 100-200 ML CAPACITY PLASTIC GRADUATED WITH LABEL AND NON RETURN VALVE HYPOALLERGENIC ADHESIVE.. | SUPPLEMENTARY GEN.SUPPLIES NURS,BURN
1098 | 4214270400500 | BAG URINARY BABY SIZE: 50 ML NON-TOXIC MEDICAL PVC MATERIAL CLEAR PRINTING INDIVIDUALLY WRAPPED DISPOSABLE STERILE. | SUPPLEMENTARY GEN.SUPPLIES NURS,WOUND
1099 | 4214270400600 | BAG URINARY NEWBORN 24 HOUR SPECIMEN COLLECTOR FOR URINE STICKS EASILY ON THE SKIN DOES NOT DAMAGE FRAGILE SKIN WHEN REMOVED INDIVIDUAL PACKAGING DISPOSABLE STERILE.. | SUPPLEMENTARY GEN.SUPPLIES NURS,BURN
1100 | 4214270403500 | NET, POLYP/FOREIGN BODY RETRIEVER, ASSORTED SIZES AND SHAPES, ASSORTED SIZES OF WORKING CHANNEL AND WORKING LENGTH | ENDOSCOPY CONSUMABLES SUPPLIES
1101 | 4214270403700 | BAG ULTRAVIOLET PROTECTION ZIP LOCK 30.5 X 30.5 CM (+/- 2 CM).. | SUPPLEMENTARY GEN.SUPPLIES NURS,BURN
1102 | 4214270404300 | BAG URINARY WITH GRADUATED 500 ML FINE CHAMBER + 2000 ML PVC DRAINAGE BAG BOTTOM OUTLET SAMPLE PORT FASTENING STRAPS UROMETER.. | SUPPLEMENTARY GEN.SUPPLIES NURS,BURN
1103 | 4214270900500 | SET NEPHROSTOMY POLYURETHANE PIGTAIL 30 CM LONG RADIO - OPAQUE SIZE: CH 08 DISPOSABLE STERILE.. | SUPPLEMENTARY GENERAL CONSUMABLES
1104 | 4214271200300 | SET URETERIC STONE DISLODGER WITH RETRACTABLE NITINOL FOUR WIRES BASKET WITHOUT TIP SIZE: 3 FRENCH LENGTH 90-115 CM DISPOSABLE STERILE.. | SUPPLEMENTARY GENERAL CONSUMABLES
1105 | 4214271200400 | SET URETERIC STONE DISLODGER WITH RETRACTABLE NITINOL FOUR WIRES BASKET WITHOUT TIP SIZE: 4 - 4.5 FRENCH LENGTH 60 - 90 CM D = ISPOSABLE STERILE .... | SUPPLEMENTARY GENERAL CONSUMABLES
1106 | 4214271201600 | SET URETERIC STONE DISLODGER WITH RETRACTABLE NITINOL FOUR WIRES BASKET WITHOUT TIP SIZE: 1.6 - 1.9 FRENCH LENGTH 115-125 CM DISPOSABLE STERILE.. | SUPPLEMENTARY GENERAL CONSUMABLES
1107 | 4214271202000 | BASKET, BILIARY, ROTATABLE, WIRE GUIDED LONG SYSTEM, ASSORTED WIRES, AND ASSORTED SIZES, SINGL USE | ENDOSCOPY CONSUMABLES SUPPLIES
1108 | 4214271202100 | BASKET, BILIARY, ROTATABLE, WIRE GUIDED SHORT SYSTEM, ASSORTED WIRES, AND ASSORTED SIZES, SINGL USE | ENDOSCOPY CONSUMABLES SUPPLIES
1109 | 4214271202500 | SENSOR SEMI-INVASIVE FOR MONITORING CARDIAC OUTPUT SHOULD BE COMPATIBLE WITH HOSPITAL MACHINE. | SUPPLEMENTARY GEN.SUPPLIES NURS,BURN
1110 | 4214271204000 | NITINOL RETRIEVAL COIL STONE 3FR 7MM LENGTH 100-120 CM DISPOSABLE STERILE. | SUPPLEMENTARY GENERAL CONSUMABLES
1111 | 4214271206100 | STONE EXTRACTOR TIPLESS FOR STONE EXTRACTION DURING PCNL SIZE: 12 FR LENGTH 38-40 CM BASKET DIAMETER 2 CM DISPOSABLE STERILE. | SUPPLEMENTARY GENERAL CONSUMABLES
1112 | 4214271300400 | SHEATH DILATOR INTRODUCER 8/10 8 FRENCH STYLET 10 FRENCH INTRODUCER STERILE. | SUPPLEMENTARY GENERAL CONSUMABLES
1113 | 4214271300800 | SHEATH /CONDOM INCONTINENCE WITH RUBBER STRAP LATEX FREE (APPROXIMATELY 25 MM) INDIVIDUAL PACK STERILE.... | SUPPLEMENTARY GEN.SUPPLIES NURS,BURN
1114 | 4214271300900 | SET SHEATH URETERAL ACCESS HYDROPHILIC COATED SZIE12 FRENCH 50-55 CM (+/- 2CM) STERILE... | SUPPLEMENTARY GENERAL CONSUMABLES
1115 | 4214271301000 | CYSTOSCOPE-URETHROSCOPE SHEATH, 20 FR., (OR EQUIVALENT) COLOR CODE: RED, CONSISTING OF: CYSTOSCOPE-URETHROSCOPE SHEATH OBTURATOR AND 2 LUER-LOCK CONES, REUSABLE | SURGICAL INSTRUMENT TENDER
1116 | 4214271301200 | CYSTOSCOPE-URETHROSCOPE SHEATH, 14 FR., (OR EQUIVALENT) WORKING LENGTH 22 CM, WITH 5 FR. WORKING CHANNEL, COLOR CODE: BLUE, CONSISTING OF: CYSTOSCOPE-URETHROSCOPE SHEATH OBTURATOR AND 2 LUER-LOCK CONES, REUSABLE | SURGICAL INSTRUMENT TENDER
1117 | 4214271301300 | CYSTOSCOPE-URETHROSCOPE SHEATH, 17 FR., (OR EQUIVALENT) COLOR CODE: YELLOW, CONSISTING OF: CYSTOSCOPE-URETHROSCOPE SHEATH OBTURATOR AND 2 LUER-LOCK CONES, REUSABLE | SURGICAL INSTRUMENT TENDER
1118 | 4214271301400 | CYSTOSCOPE-URETHROSCOPE SHEATH, 19 FR., (OR EQUIVALENT) COLOR CODE: GREEN, CONSISTING OF: CYSTOSCOPE-URETHROSCOPE SHEATH OBTURATOR AND 2 LUER-LOCK CONES, REUSABLE | SURGICAL INSTRUMENT TENDER
1119 | 4214271301500 | CYSTOSCOPE-URETHROSCOPE SHEATH, 22 FR. (OR EQUIVALENT), COLOR CODE: BLUE, CONSISTING OF: SHEATH OBTURATOR AND 2 LUER-LOCK CONES, REUSABLE | SURGICAL INSTRUMENT TENDER
1120 | 4214271301800 | RESECTOSCOPE SHEATH, 26 FR., OBLIQUE BEAK, WITH INNER INSULATION INCLUDING ALL RELATED ACCESSORIES, REUSABLE | SURGICAL INSTRUMENT TENDER
1121 | 4214271302700 | SET SHEATH URETERAL ACCESS 10/12 FRENCH 45 CM (+/- 2CM) STERILE... | SUPPLEMENTARY GENERAL CONSUMABLES
1122 | 4214271303700 | ACCESS URETERAL SHEATH BENDABLE OR DEFLECTABLE WITH FLEXIBLE TIP HYDROPHILIC COATED WITH STONE COLLECTION BOTTLE 140 - 160 ML ASSORTED SIZES STERILE.... | SUPPLEMENTARY GENERAL CONSUMABLES
1123 | 4214271500000 | SYSTEM URINARY DRAINAGE CLOSED CONSISTENT OF: FOLEY CATHETER 2 - WAYS PURE SILICON 30 - 50 CM LONG WITH TWO LATERAL EYES BALLOON SIZE : 3 - 5 ML WITH VALVE SUITABLE TO BE USED WITH SYRINGE LUER LOCK CYLINDRICAL SIZE : FR 14 ATTACHED TO URINE DRAINAGE BAG 2000 ML CAPACITY WITH ABOUT ONE METER LONG TUBE CLEAR AND FIXED NUMERICAL GRADUATION SAMPLE PORT SLIDING T - SHAPE DRAINAGE VALVE ANTI - REFLUX VALVE UNIVERSAL DOUBLE HOOK AND PLASTIC HANGER WITH KINK PREVENTION ROPE AND SHOULD PROVIDE SYRINGE COMPATIBLE WITH THE SAMPLE PORT SLIDE CLAMP SHAPE MUST ALLOW COMPLETE AND EFFICIENT DRAINAGE DISPOSABLE STERILE. | SUPPLEMENTARY GEN.SUPPLIES NURS,BURN
1124 | 4214271500100 | SYSTEM URINARY DRAINAGE CLOSED CONSISTENT OF: FOLEY CATHETER 2 - WAYS PURE SILICON 30 - 50 CM LONG WITH TWO LATERAL EYES BALLOON SIZE : 3 - 5 ML WITH VALVE SUITABLE TO BE USED WITH SYRINGE LUER LOCK CYLINDRICAL SIZE : FR 16 ATTACHED TO URINE DRAINAGE BAG 2000 ML CAPACITY WITH ABOUT ONE METER LONG TUBE CLEAR AND FIXED NUMERICAL GRADUATION SAMPLE PORT SLIDING T - SHAPE DRAINAGE VALVE ANTI - REFLUX VALVE UNIVERSAL DOUBLE HOOK AND PLASTIC HANGER WITH KINK PREVENTION ROPE AND SHOULD PROVIDE SYRINGE COMPATIBLE WITH THE SAMPLE PORT SLIDE CLAMP SHAPE MUST ALLOW COMPLETE AND EFFICIENT DRAINAGE DISPOSABLE STERILE. | SUPPLEMENTARY GEN.SUPPLIES NURS,BURN
1125 | 4214271500200 | SYSTEM URINARY DRAINAGE CLOSED CONSISTENT OF: FOLEY CATHETER 2 - WAYS PURE SILICON 30 - 50 CM LONG WITH TWO LATERAL EYES BALLOON SIZE : 3 - 5 ML WITH VALVE SUITABLE TO BE USED WITH SYRINGE LUER LOCK CYLINDRICAL SIZE : FR 18 ATTACHED TO URINE DRAINAGE BAG 2000 ML CAPACITY WITH ABOUT ONE METER LONG TUBE CLEAR AND FIXED NUMERICAL GRADUATION SAMPLE PORT SLIDING T - SHAPE DRAINAGE VALVE ANTI - REFLUX VALVE UNIVERSAL DOUBLE HOOK AND PLASTIC HANGER WITH KINK PREVENTION ROPE AND SHOULD PROVIDE SYRINGE COMPATIBLE WITH THE SAMPLE PORT SLIDE CLAMP SHAPE MUST ALLOW COMPLETE AND EFFICIENT DRAINAGE DISPOSABLE STERILE. | SUPPLEMENTARY GEN.SUPPLIES NURS,BURN
1126 | 4214271500300 | SYSTEM URINARY DRAINAGE CLOSED CONSISTENT OF: FOLEY CATHETER 2 - WAYS PURE SILICON 30 - 50 CM LONG WITH TWO LATERAL EYES BALLOON SIZE : 3 - 5 ML WITH VALVE SUITABLE TO BE USED WITH SYRINGE LUER LOCK CYLINDRICAL SIZE : FR 20 ATTACHED TO URINE DRAINAGE BAG 2000 ML CAPACITY WITH ABOUT ONE METER LONG TUBE CLEAR AND FIXED NUMERICAL GRADUATION SAMPLE PORT SLIDING T - SHAPE DRAINAGE VALVE ANTI - REFLUX VALVE UNIVERSAL DOUBLE HOOK AND PLASTIC HANGER WITH KINK PREVENTION ROPE AND SHOULD PROVIDE SYRINGE COMPATIBLE WITH THE SAMPLE PORT SLIDE CLAMP SHAPE MUST ALLOW COMPLETE AND EFFICIENT DRAINAGE DISPOSABLE STERILE. | SUPPLEMENTARY GEN.SUPPLIES NURS,BURN
1127 | 4214271500400 | SYSTEM URINARY DRAINAGE CLOSED CONSISTENT OF: FOLEY CATHETER 2 - WAYS PURE SILICON 30 - 50 CM LONG WITH TWO LATERAL EYES BALLOON SIZE : 3 - 5 ML WITH VALVE SUITABLE TO BE USED WITH SYRINGE LUER LOCK CYLINDRICAL SIZE : FR 22 ATTACHED TO URINE DRAINAGE BAG 2000 ML CAPACITY WITH ABOUT ONE METER LONG TUBE CLEAR AND FIXED NUMERICAL GRADUATION SAMPLE PORT SLIDING T - SHAPE DRAINAGE VALVE ANTI - REFLUX VALVE UNIVERSAL DOUBLE HOOK AND PLASTIC HANGER WITH KINK PREVENTION ROPE AND SHOULD PROVIDE SYRINGE COMPATIBLE WITH THE SAMPLE PORT SLIDE CLAMP SHAPE MUST ALLOW COMPLETE AND EFFICIENT DRAINAGE DISPOSABLE STERILE. | SUPPLEMENTARY GEN.SUPPLIES NURS,BURN
1128 | 4214271500900 | CATHETER, MANOMETRY HIGH RESOLUTION, ESOPHAGEAL WITH IMPEDANCE, REUSABLE | ENDOSCOPY CONSUMABLES SUPPLIES
1129 | 4214271501000 | CATHETER, POTENTIAL HYDROGEN (PH) MONITORING, ESOPHAGEAL WITH IMPEDANCE, SINGLE CHANNEL PH SENSOR, ASSORTED SIZES FOR ADULT, PEDIATRIC AND INFANT, SINGLE USE | ENDOSCOPY CONSUMABLES SUPPLIES
1130 | 4214271501400 | DRAINAGE RESERVOIR SUCTION WOUND WITH Y CONNECTOR AND ANTI REFLUX VALVE AND ADAPTOR 400-450 ML DISPOSABLE STERILE. | SUPPLEMENTARY GENERAL CONSUMABLES
1131 | 4214271501800 | TRAY FOR URINARY CATHETERIZATION CONTAINS : 1 DRAINAGE BAG 1000 ML 1 UNDER PAD PLASTIC BACKED 1 HOSPITAL WRAP 1 PAIR LATEX - FREE GLOVES 1 FENESTRATED DRAPE 1 POVIDONE IODINE PREP SOLUTION 5 ABSORBENT COTTON BALLS 1 PREP CUP 1 FORCEPS 1 LUBRICATING JELLY 10 ML 1 PREFILLED INFLATION SYRINGE 10 CC 1 SPECIMEN CONTAINER AND LABEL DISPOSABLE STERILE. | SUPPLEMENTARY GEN.SUPPLIES NURS,BURN
1132 | 4214271502000 | FOLEY CATHETER TRAY CONSISTENT OF: FOLEY CATHETER 2-WAYS PURE SILICON 10FR URINE METER WITH DOUBLE PLASTIC HANGER AND ABOUT ONE METER LONG TUBE (CLEAR AND FIXED NUMERICAL GRADUATION WITH ANTI-REFLUX VALVE) PACKET POVIDONE-IODINE SWABSTICKS 2 DRY SWABS 10CC SYRINGE (PRE-FILLED WITH STERILE WATER) LATEX-FREE AND POWDER-FREE GLOVES REGULAR SIZE LUBE JELLY SECUREMENT DEVICE UNDERPAD STERILE.... | SUPPLEMENTARY GEN.SUPPLIES NURS,BURN
1133 | 4214271502100 | FOLEY CATHETER TRAY CONSISTENT OF: FOLEY CATHETER 2-WAYS PURE SILICON 12FR URINE METER WITH DOUBLE PLASTIC HANGER AND ABOUT ONE METER LONG TUBE (CLEAR AND FIXED NUMERICAL GRADUATION WITH ANTI-REFLUX VALVE) PACKET POVIDONE-IODINE SWABSTICKS 2 DRY SWABS 10CC SYRINGE (PRE-FILLED WITH STERILE WATER) LATEX-FREE AND POWDER-FREE GLOVES REGULAR SIZE / LUBE JELLY SECUREMENT DEVICE UNDERPAD STERILE... | SUPPLEMENTARY GEN.SUPPLIES NURS,BURN
1134 | 4214271502200 | FOLEY CATHETER TRAY CONSISTENT OF: FOLEY CATHETER 2-WAYS PURE SILICON 14FR URINE METER WITH DOUBLE PLASTIC HANGER AND ABOUT ONE METER LONG TUBE (CLEAR AND FIXED NUMERICAL GRADUATION WITH ANTI-REFLUX VALVE) PACKET POVIDONE-IODINE SWABSTICKS 2 DRY SWABS 10CC SYRINGE (PRE-FILLED WITH STERILE WATER) LATEX-FREE AND POWDER-FREE GLOVES REGULAR SIZE / LUBE JELLY SECUREMENT DEVICE UNDERPAD STERILE... | SUPPLEMENTARY GEN.SUPPLIES NURS,BURN
1135 | 4214271502300 | FOLEY CATHETER TRAY CONSISTENT OF: FOLEY CATHETER 2-WAYS PURE SILICONE 16FR URINE METER WITH DOUBLE PLASTIC HANGER AND ABOUT ONE METER LONG TUBE (CLEAR AND FIXED NUMERICAL GRADUATION WITH ANTI-REFLUX VALVE) PACKET POVIDONE-IODINE SWABSTICKS 2 DRY SWABS 10CC SYRINGE (PRE-FILLED WITH STERILE WATER) LATEX-FREE AND POWDER-FREE GLOVES REGULAR SIZE / LUBE JELLY SECUREMENT DEVICE UNDERPAD STERILE... | SUPPLEMENTARY GEN.SUPPLIES NURS,BURN
1136 | 4214271502400 | FOLEY CATHETER TRAY CONSISTENT OF: FOLEY CATHETER 2-WAYS PURE SILICON 18FR URINE METER WITH DOUBLE PLASTIC HANGER AND ABOUT ONE METER LONG TUBE (CLEAR AND FIXED NUMERICAL GRADUATION WITH ANTI-REFLUX VALVE) PACKET POVIDONE-IODINE SWABSTICKS 2 DRY SWABS 10CC SYRINGE (PRE-FILLED WITH STERILE WATER) LATEX-FREE AND POWDER-FREE GLOVES REGULAR SIZE LUBE JELLY SECUREMENT DEVICE UNDERPAD STERILE... | SUPPLEMENTARY GEN.SUPPLIES NURS,BURN
1137 | 4214271502500 | FOLEY CATHETER TRAY CONSISTENT OF: FOLEY CATHETER 2-WAYS PURE SILICON 6FR URINE METER WITH DOUBLE PLASTIC HANGER AND ABOUT ONE METER LONG TUBE (CLEAR AND FIXED NUMERICAL GRADUATION WITH ANTI-REFLUX VALVE) PACKET POVIDONE-IODINE SWABSTICKS 2 DRY SWABS 10CC SYRINGE (PRE-FILLED WITH STERILE WATER) LATEX-FREE AND POWDER-FREE GLOVES REGULAR SIZE LUBE JELLY SECUREMENT DEVICE UNDERPAD STERILE... | SUPPLEMENTARY GEN.SUPPLIES NURS,BURN
1138 | 4214271502600 | FOLEY CATHETER TRAY CONSISTENT OF: FOLEY CATHETER 2-WAYS PURE SILICON 8FR URINE METER WITH DOUBLE PLASTIC HANGER AND ABOUT ONE METER LONG TUBE (CLEAR AND FIXED NUMERICAL GRADUATION WITH ANTI-REFLUX VALVE) PACKET POVIDONE-IODINE SWABSTICKS 2 DRY SWABS 10CC SYRINGE (PRE-FILLED WITH STERILE WATER) LATEX-FREE AND POWDER-FREE GLOVES REGULAR SIZE LUBE JELLY SECUREMENT DEVICE UNDERPAD STERILE... | SUPPLEMENTARY GEN.SUPPLIES NURS,BURN
1139 | 4214271600400 | PESSARY RING FOLDING WITH SUPPORT SIZE: 70-71 MM WITH APPLICATOR MEDICAL GRADE SILICONE (10% OF FITTING KIT FREE OF CHARGE FOR ALL QUANTITY). | SUPPLEMENTARY GENERAL CONSUMABLES
1140 | 4214271600500 | PESSARY RING FOLDING WITH SUPPORT SIZE: 82-83 MM WITH APPLICATOR MEDICAL GRADE SILICONE (10% OF FITTING KIT FREE OF CHARGE FOR ALL QUANTITY). | SUPPLEMENTARY GENERAL CONSUMABLES
1141 | 4214271600600 | PESSARY RING FOLDING WITH SUPPORT SIZE: 88-89 MM WITH APPLICATOR MEDICAL GRADE SILICONE (10% OF FITTING KIT FREE OF CHARGE FOR ALL QUANTITY). | SUPPLEMENTARY GENERAL CONSUMABLES
1142 | 4214271600700 | PESSARY RING FOLDING WITH SUPPORT SIZE: 95-96 MM WITH APPLICATOR MEDICAL GRADE SILICONE (10% OF FITTING KIT FREE OF CHARGE FOR ALL QUANTITY). | SUPPLEMENTARY GENERAL CONSUMABLES
1143 | 4214271600800 | PESSARY RING FOLDING WITH SUPPORT SIZE: 62-64 MM WITH APPLICATOR MEDICAL GRADE SILICONE (10% OF FITTING KIT FREE OF CHARGE FOR ALL QUANTITY). | SUPPLEMENTARY GENERAL CONSUMABLES
1144 | 4214271601100 | PESSARY INCONTINENCE DISH FOLDING WITH SUPPORT SIZE: 80-81 MM WITH APPLICATOR MEDICAL GRADE SILICONE (10% OF FITTING KIT FREE OF CHARGE FOR ALL QUANTITY). | SUPPLEMENTARY GENERAL CONSUMABLES
1145 | 4214271602400 | PESSARY GELLHORN FLEXIBLE FOLDING WITH SUPPORT SIZE 76-77 MM WITH APPLICATOR MEDICAL GRADE SILICONE (10% OF FITTING KIT FREE OF CHARGE FOR ALL QUANTITY). | SUPPLEMENTARY GENERAL CONSUMABLES
1146 | 4214271602600 | PESSARY INCONTINENCE DISH FOLDING WITH SUPPORT SIZE: 84-85 MM WITH APPLICATOR MEDICAL GRADE SILICONE (10% OF FITTING KIT FREE OF CHARGE FOR ALL QUANTITY). | SUPPLEMENTARY GENERAL CONSUMABLES
1147 | 4214271603200 | PESSARY GELLHORN FLEXIBLE FOLDING WITH SUPPORT SIZE 88-89 MM WITH APPLICATOR MEDICAL GRADE SILICONE (10% OF FITTING KIT FREE OF CHARGE FOR ALL QUANTITY).. | SUPPLEMENTARY GENERAL CONSUMABLES
1148 | 4214271603900 | PESSARY CUBE WITH HOLE SIZE : 49-51 MM WITH APPLICATOR MEDICAL GRADE SILICONE FOR USE SEVERAL MONTHS. (10% OF FITTING KIT FREE OF CHARGE FOR ALL QUANTITY). | SUPPLEMENTARY GENERAL CONSUMABLES
1149 | 4214271604300 | PESSARY GELLHORN FLEXIBLE FOLDING WITH SUPPORT SIZE 82-83 MM WITH APPLICATOR MEDICAL GRADE SILICONE (10% OF FITTING KIT FREE OF CHARGE FOR ALL QUANTITY). | SUPPLEMENTARY GENERAL CONSUMABLES
1150 | 4214271604400 | PESSARY RING FOLDING WITH SUPPORT SIZE: 74-76 MM WITH APPLICATOR MEDICAL GRADE SILICONE (10% OF FITTING KIT FREE OF CHARGE FOR ALL QUANTITY). | SUPPLEMENTARY GENERAL CONSUMABLES
1151 | 4214271604500 | PESSARY DONUT SIZE: 63-64 MM WITH APPLICATOR MEDICAL GRADE SILICONE (10% OF FITTING KIT FREE OF CHARGE FOR ALL QUANTITY). | SUPPLEMENTARY GENERAL CONSUMABLES
1152 | 4214271700000 | CATHETER PERCUTANEOUS NEPHROSTOMY 2- WAY SILICONE OPEN END LENGTH 30 - 40 CM BALLOON UP TO 5 ML RADIO-OPAQUE TIP SIZE: 14 CH DISPOSABLE STERILE. | SUPPLEMENTARY GENERAL CONSUMABLES
1153 | 4214271700100 | CATHETER PERCUTANEOUS NEPHROSTOMY 2- WAY SILICONE OPEN END LENGTH 30 - 40 CM BALLOON UP TO 5 ML RADIO-OPAQUE TIP SIZE: 18 CH DISPOSABLE STERILE. | SUPPLEMENTARY GENERAL CONSUMABLES
1154 | 4214271700200 | CATHETER PERCUTANEOUS NEPHROSTOMY 2- WAY SILICONE OPEN END LENGTH 30 - 40 CM BALLOON UP TO 5 ML RADIO-OPAQUE TIP SIZE: 16 CH DISPOSABLE STERILE. | SUPPLEMENTARY GENERAL CONSUMABLES
1155 | 4214271700700 | CATHETER PERIPHERALLY INSERTED 24G LENGTH 300 MM POLYURETHANE VENOUS CATHETER REMAINS FIRM DURING INSERTION BUT SOFTENS AT BODY TEMPERATURE X-RAY OPAQUE FOR ACCURATE TIP LOCATION WITHOUT ADDITIONAL CONTRAST MEDIUM CATHETER GRADUATIONS EVERY CM AID ACCURATE PLACEMENT OF CATHETER ONE-PIECE CONSTRUCTION SIMPLIFIES INSERTION INTEGRAL EXTENSION WITH WING PERMITS SECURE CATHETER FIXATION SLIDE CLAMP FOR LINE MANAGEMENT AND SAFETY MICROFLASH INTRODUCER UNIQUE SPLIT CANNULA AND EYELET GIVES RAPID VISIBILITY OF FLASHBACK KIT CONTENTS 1 X INTRODUCER NEEDLE 1 X 10 ML SYRINGE 1 X SYRINGE ADAPTER DISPOSABLE STERILE... | SUPPLEMENTARY GEN.SUPPLIES NURS,BURN
1156 | 4214271700900 | CATHETER MALECOT 2 WINGS LATEX 18 FRENCH DISPOSABLE STERILE. | SUPPLEMENTARY GENERAL CONSUMABLES
1157 | 4214271701000 | CATHETER MALECOT 2 WINGS LATEX 20 FRENCH DISPOSABLE STERILE. | SUPPLEMENTARY GENERAL CONSUMABLES
1158 | 4214271704300 | CATHETER ANGIOGRAPHIC KUMPE 5FR X 40 - 50 CM LENGTH WITH 0.038 INCH GUIDEWIRE DISPOSABLE STERILE. | INTERVENTIONAL RADIO,CARDIAC CATH
1159 | 4214271800800 | GUTTA PERCHA POINTS RADIO - OPAQUE STANDARDIZED SIZE 15 - 40/0.02 80 - 120/BOX ONE EACH (EA)=ONE (1) PACK | DENTAL GENERAL SUPPLIES
1160 | 4214271900900 | URETHROTOME SHEATH, WITH LUER- LOCK STOPCOCK, 8 FR, CONSISTING OF: URETHROTOME SHEATH OBTURATOR AND 2 LUER-LOCK CONES, REUSABLE | SURGICAL INSTRUMENT TENDER
1161 | 4214271901000 | COLD KNIFE, STRAIGHT, COMPATIBLE WITH 1.2MM TELESCOPE, RESECTOSCOPE, NOT TO BE USED WITH HIGH FREQUENCY MACHINE, REUSABLE | SURGICAL INSTRUMENT TENDER
1162 | 4214271901100 | COLD KNIFE, ROUND, COMPATIBLE WITH 1.2 MM TELESCOPE, RESECTOSCOPE, NOT TO BE USED WITH HIGH FREQUENCY MACHINE, REUSABLE | SURGICAL INSTRUMENT TENDER
1163 | 4214271901200 | COLD KNIFE, SICKLE-SHAPED, FOR PEDIATRIC, COMPATIBLE WITH 1.2MM TELESCOPE, RESECTOSCOPE, NOT TO BE USED WITH HIGH FREQUENCY MACHINE, REUSABLE | SURGICAL INSTRUMENT TENDER
1164 | 4214271901300 | COLD KNIFE, HOOK-SHAPED, COMPATIBLE WITH 1.2MM TELESCOPE, RESECTOSCOPE, NOT TO BE USED WITH HIGH FREQUENCY MACHINE, REUSABLE | SURGICAL INSTRUMENT TENDER
1165 | 4214271901400 | URETHROTOME SHEATH, WITH LUER- LOCK STOPCOCK, 10 FR, CONSISTING OF: URETHROTOME SHEATH OBTURATOR AND 2 LUER-LOCK CONES, REUSABLE | SURGICAL INSTRUMENT TENDER
1166 | 4214271901500 | COLD KNIFE, STRAIGHT-SHAPED, FOR PEDIATRIC, COMPATIBLE WITH 1.9 - 2.1 MM TELESCOPE, RESECTOSCOPE, NOT TO BE USED WITH HIGH FREQUENCY MACHINE, REUSABLE | SURGICAL INSTRUMENT TENDER
1167 | 4214271901600 | COLD KNIFE, ROUND-SHAPED, FOR PEDIATRIC, COMPATIBLE WITH 1.9 - 2.1 MM TELESCOPE, RESECTOSCOPE, NOT TO BE USED WITH HIGH FREQUENCY MACHINE, REUSABLE | SURGICAL INSTRUMENT TENDER
1168 | 4214271901700 | COLD KNIFE, SICKLE-SHAPED, FOR PEDIATRIC, COMPATIBLE WITH 1.9 - 2.1 MM TELESCOPE, RESECTOSCOPE, NOT TO BE USED WITH HIGH FREQUENCY MACHINE, REUSABLE | SURGICAL INSTRUMENT TENDER
1169 | 4214271901800 | COLD KNIFE, HOOK-SHAPED, FOR PEDIATRIC, COMPATIBLE WITH 1.9 - 2.1 MM TELESCOPE, RESECTOSCOPE, NOT TO BE USED WITH HIGH FREQUENCY MACHINE, REUSABLE | SURGICAL INSTRUMENT TENDER
1170 | 4214271901900 | SUPPLEMENTARY SHEATH, HALF-ROUND, TO INSERT A BALLOON CATHETER, TO SLIP ON URETHROTOME SHEATH, REUSABLE | SURGICAL INSTRUMENT TENDER
1171 | 4214271902000 | SHEATH, URETHROTOMY, FOR CONTINUOUS IRRIGATION AND SUCTION, LUER-LOCK CONES, 21 FR, REUSABLE | SURGICAL INSTRUMENT TENDER
1172 | 4214271902100 | COLD KNIFE, STRAIGHT-SHAPED, FOR ADULT, RESECTOSCOPE, NOT TO BE USED WITH HIGH FREQUENCY MACHINE, REUSABLE | SURGICAL INSTRUMENT TENDER
1173 | 4214271902200 | COLD KNIFE, ROUND-SHAPED, FOR ADULT, RESECTOSCOPE, NOT TO BE USED WITH HIGH FREQUENCY MACHINE, REUSABLE | SURGICAL INSTRUMENT TENDER
1174 | 4214271902300 | COLD KNIFE, STRAIGHT SERRATED-SHAPED, FOR ADULT, RESECTOSCOPE, NOT TO BE USED WITH HIGH FREQUENCY MACHINE, REUSABLE | SURGICAL INSTRUMENT TENDER
1175 | 4214271902500 | COLD KNIFE, HOOK-SHAPED, FOR ADULT, RESECTOSCOPE, NOT TO BE USED WITH HIGH FREQUENCY MACHINE, REUSABLE | SURGICAL INSTRUMENT TENDER
1176 | 4214271902600 | COLD KNIFE, SICKLE-SHAPED, FOR ADULT, RESECTOSCOPE, NOT TO BE USED WITH HIGH FREQUENCY MACHINE, REUSABLE | SURGICAL INSTRUMENT TENDER
1177 | 4214272000600 | CONDOM SELF ADHESIVE WITH AN OPENING CONNECTED TO A URINE BAG SIZE: LARGE=35 MM LATEX FREE DISPOSABLE. | SUPPLEMENTARY GEN.SUPPLIES NURS,BURN
1178 | 4214272000700 | CONDOM SELF ADHESIVE WITH AN OPENING CONNECTED TO A URINE BAG SIZE: MEDIUM=30 MM LATEX FREE DISPOSABLE. | SUPPLEMENTARY GEN.SUPPLIES NURS,BURN
1179 | 4214272000800 | CONDOM SELF ADHESIVE WITH AN OPENING CONNECTED TO A URINE BAG SIZE: SMALL=25 MM LATEX FREE DISPOSABLE. | SUPPLEMENTARY GEN.SUPPLIES NURS,BURN
1180 | 4214272001800 | CATHETER, PICC, SINGLE LUMEN, SILICONE, PERIPHERALLY INSERTED VENOUS ACCESS, RADIOPAQUE LINE, FOR PREMATURE BABY AND NEONATE, 2 FRENCH, LENGTH 30-35 CM, PEEL PACK, DISPOSABLE, STERILE | SUPPLEMENTARY GEN.SUPPLIES NURS,BURN
1181 | 4214272001900 | FEMALE EXTERNAL CATHETER FOR EXTERNAL URINE MANAGEMENT SYSTEM. | SUPPLEMENTARY GEN.SUPPLIES NURS,BURN
1182 | 4214272002900 | CONDOM SELF ADHESIVE WITH AN OPENING CONNECTED TO A URINE BAG SIZE: EXTRA LARGE 40 MM LATEX FREE DISPOSABLE. | SUPPLEMENTARY GEN.SUPPLIES NURS,BURN
1183 | 4214272100100 | GUIDEWIRE HYDROPHILIC COATED STRAIGHT TIP 0.038 X 130-150 CM LENGTH DISPOSABLE STERILE. | SUPPLEMENTARY GENERAL CONSUMABLES
1184 | 4214272101600 | GUIDEWIRE TEFLON (PTFE) COATED SENSOR WITH HYDROPHILIC STRAIGHT TIP DUAL FLEX 0.035 INCH X 130-150 CM DISPOSABLE STERILE. | SUPPLEMENTARY GENERAL CONSUMABLES
1185 | 4214272900000 | DILATION BALLOON FOR NEPHROSTOMY TRACT WITH RADIOPAQUE MARKERS THE FUNCTIONAL DILATING PORTION IS 15 CM IN LENGTH AND DIAMETER OF 8 MM BURST PRESSURE 20ATM CATHETER IS 6 FRENCH AND 55 CM LENGTH WITH GUIDEWIRE OF 0.038 INCH WITH TFE SHEATH AND INFLATION DEVICE DISPOSABLE STERILE. | SUPPLEMENTARY GENERAL CONSUMABLES
1186 | 4214273100300 | CATHETER KIT DRAINAGE REPLACEMENT POLYURETHANE PIGTAIL 25-30 CM LONG RADIO - OPAQUE SIZE: 08 FR DISPOSABLE STERILE. | SUPPLEMENTARY GENERAL CONSUMABLES
1187 | 4214273100600 | NEEDLE HUBER SAFETY FOR INFUSION 22G X 1 INCH DISPOSABLE STERILE. | SUPPLEMENTARY GEN.SUPPLIES NURS,BURN
1188 | 4214273100800 | SET RENAL DILATOR AMPLATZ POLYETHYLENE 30-35 CM LONG RADIO - OPAQUE SIZE: FROM CH 6 OR CH 8 TO CH 30 DISPOSABLE STERILE. | SUPPLEMENTARY GENERAL CONSUMABLES
1189 | 4214273300300 | CATHETER URETERAL STRAIGHT OPEN END FOR RETROGRADE PYELOGRAPHY GRADUATED RADIO-OPAQUE 4 FR LENGTH 70-75 CM DISPOSABLE STERILE. | SUPPLEMENTARY GENERAL CONSUMABLES
1190 | 4214273300600 | CATHETER URETERAL STRAIGHT OPEN END FOR RETROGRADE PYELOGRAPHY GRADUATED RADIO-OPAQUE 3 FR LENGTH 70-75 CM DISPOSABLE STERILE. | SUPPLEMENTARY GENERAL CONSUMABLES
1191 | 4214273301600 | SET STENT INDWELLING POLYURETHANE DOUBLE URETERAL PIGTAIL STENT OPEN ENDED TAPERED TIP WITH HOLES IN THE BODY WITH COMPATIBLE GUIDEWIRE WITH RADIO-OPAQUE PUSHER SIZE: CH 4.7 - 5.0 28 CM DISPOSABLE STERILE.. | SUPPLEMENTARY GENERAL CONSUMABLES
1192 | 4214273301700 | SET STENT INDWELLING SILICONE DOUBLE URETERAL PIGTAIL STENT OPEN ENDED TAPERED TIP WITH HOLES IN THE BODY WITH COMPATIBLE GUIDEWIRE WITH RADIO-OPAQUE PUSHER SIZE: CH 6 28 CM DISPOSABLE STERILE.. | SUPPLEMENTARY GENERAL CONSUMABLES
1193 | 4214273302000 | CATHETER URETERAL CURVED OPEN END FOR RETROGRADE PYELOGRAPHY GRADUATED RADIO-OPAQUE 4 FR LENGTH 70-75 CM DISPOSABLE STERILE. | SUPPLEMENTARY GENERAL CONSUMABLES
1194 | 4214273302200 | SET STENT INDWELLING POLYURETHANE DOUBLE URETERAL PIGTAIL STENT OPEN ENDED TAPERED TIP WITH HOLES IN THE BODY WITH COMPATIBLE GUIDEWIRE WITH RADIO-OPAQUE PUSHER SIZE: CH 4.7 - 5.0 26 CM DISPOSABLE STERILE.. | SUPPLEMENTARY GENERAL CONSUMABLES
1195 | 4214273302500 | CATHETER URETERAL STRAIGHT OPEN END FOR RETROGRADE PYELOGRAPHY GRADUATED RADIO-OPAQUE 7 FR LENGTH 70-75 CM DISPOSABLE STERILE. | SUPPLEMENTARY GENERAL CONSUMABLES
1196 | 4214273303200 | CATHETER URETEROPELVIC JUNCTION OCCLUSION BALLOON SILICONE 5-5.3 FR X 75-80 CM DISPOSABLE STERILE. | SUPPLEMENTARY GENERAL CONSUMABLES
1197 | 4214273303600 | CATHETER URETERAL DILATOR SET STRAIGHT 6-8-10-12-14-16 FR 70-75 CM DISPOSABLE STERILE. | SUPPLEMENTARY GENERAL CONSUMABLES
1198 | 4214273303700 | CATHETER URETERAL DUAL LUMEN 10 FRENCH X 50-60 CM DISPOSABLE STERILE. | SUPPLEMENTARY GENERAL CONSUMABLES
1199 | 4214273303800 | CATHETER MALECOT 2 WINGS LATEX 14 FRENCH DISPOSABLE STERILE. | SUPPLEMENTARY GENERAL CONSUMABLES
1200 | 4214273303900 | CATHETER URETHRAL ROBINSON SOFT RED RUBBER RADIOPAQUE WITH 2 EYES FUNNEL END SIZE: 10 FRENCH 30-50 CM DISPOSABLE STERILE. | SUPPLEMENTARY GEN.SUPPLIES NURS,BURN
1201 | 4214273304000 | CATHETER URETHRAL ROBINSON SOFT RED RUBBER RADIOPAQUE WITH 2 EYES FUNNEL END SIZE: 14 FRENCH 30-50 CM DISPOSABLE STERILE. | SUPPLEMENTARY GEN.SUPPLIES NURS,BURN
1202 | 4214273304100 | CATHETER URETHRAL ROBINSON SOFT RED RUBBER RADIOPAQUE WITH 2 EYES FUNNEL END SIZE: 16 FRENCH 30-50 CM DISPOSABLE STERILE. | SUPPLEMENTARY GEN.SUPPLIES NURS,BURN
1203 | 4214273304200 | CATHETER URETHRAL ROBINSON SOFT RED RUBBER RADIOPAQUE WITH 2 EYES FUNNEL END SIZE: 18 FRENCH 30-50 CM DISPOSABLE STERILE. | SUPPLEMENTARY GEN.SUPPLIES NURS,BURN
1204 | 4214273304300 | CATHETER URETHRAL ROBINSON SOFT RED RUBBER RADIOPAQUE WITH 2 EYES FUNNEL END SIZE: 8 FRENCH 30-50 CM DISPOSABLE STERILE. | SUPPLEMENTARY GEN.SUPPLIES NURS,BURN
1205 | 4214273304400 | CATHETER SPIGOT PLASTIC FOR CLOSURE OF CATHETERS AND TUBES APPROX. 11 MM X 78 MM DISPOSABLE STERILE.... | SUPPLEMENTARY GEN.SUPPLIES NURS,BURN
1206 | 4214273304500 | CATHETER SPIGOT PLASTIC FOR CLOSURE OF CATHETERS AND TUBES APPROX 9 MM X 68 MM DISPOSABLE STERILE.... | SUPPLEMENTARY GEN.SUPPLIES NURS,BURN
1207 | 4214273304600 | CATHETER URETHRAL ROBINSON SOFT RED RUBBER RADIOPAQUE WITH 2 EYES FUNNEL END SIZE: 12 FRENCH 30-50 CM DISPOSABLE STERILE. | SUPPLEMENTARY GEN.SUPPLIES NURS,BURN
1208 | 4214273304700 | SET STENT INDWELLING POLYURETHANE DOUBLE URETERAL PIGTAIL STENT OPEN ENDED TAPERED TIP WITH HOLES IN THE BODY WITH COMPATIBLE GUIDEWIRE WITH RADIO-OPAQUE PUSHER SIZE: CH 4.7 - 5.0 24 CM DISPOSABLE STERILE.. | SUPPLEMENTARY GENERAL CONSUMABLES
1209 | 4214273304800 | CATHETER URETERAL CURVED OPEN END FOR RETROGRADE PYELOGRAPHY GRADUATED RADIO-OPAQUE 6 FR LENGTH 70-75 CM DISPOSABLE STERILE. | SUPPLEMENTARY GENERAL CONSUMABLES
1210 | 4214273304900 | CATHETER URETERAL CONE TIP FOR RETROGRADE PYELOGRAPHY GRADUATED GRADUATED RADIO-OPAQUE 5 FR LENGTH 70-75 CM DISPOSABLE STERILE. | SUPPLEMENTARY GENERAL CONSUMABLES
1211 | 4214273305100 | CATHETER URETERAL STRAIGHT OPEN END FOR RETROGRADE PYELOGRAPHY GRADUATED RADIO-OPAQUE 6 FR LENGTH 70-75 CM DISPOSABLE STERILE. | SUPPLEMENTARY GENERAL CONSUMABLES
1212 | 4214273306000 | SET STENT INDWELLING POLYURETHANE DOUBLE URETERAL PIGTAIL STENT OPEN ENDED TAPERED TIP WITH HOLES IN THE BODY WITH COMPATIBLE GUIDEWIRE WITH RADIO-OPAQUE PUSHER SIZE: CH 6 28 CM DISPOSABLE STERILE.. | SUPPLEMENTARY GENERAL CONSUMABLES
1213 | 4214273306100 | CATHETER URETERAL CONE TIP FOR RETROGRADE PYELOGRAPHY GRADUATED GRADUATED RADIO-OPAQUE 3 FR LENGTH 70-75 CM DISPOSABLE STERILE. | SUPPLEMENTARY GENERAL CONSUMABLES
1214 | 4214273308400 | SET STENT INDWELLING POLYURETHANE DOUBLE URETERAL PIGTAIL STENT OPEN ENDED TAPERED TIP WITH HOLES IN THE BODY WITHOUT GUIDEWIRE / SIZE: CH 4.7 - 5 24 CM DISPOSABLE STERILE.... | SUPPLEMENTARY GENERAL CONSUMABLES
1215 | 4214273308500 | SET STENT INDWELLING POLYURETHANE DOUBLE URETERAL PIGTAIL STENT OPEN ENDED TAPERED TIP WITH HOLES IN THE BODY WITHOUT GUIDEWIRE SIZE: CH 4.7 - 5 26 CM DISPOSABLE STERILE.... | SUPPLEMENTARY GENERAL CONSUMABLES
1216 | 4214273400000 | BULB RUBBER FOR ELLIK EVACUATOR REUSABLE. | SURGICAL INSTRUMENT TENDER
1217 | 4214273400100 | CONNECTOR WITH TUBE FOR ELLIK EVACUATOR REUSABLE. | SURGICAL INSTRUMENT TENDER
1218 | 4214273400200 | GLASS RECEPTACLE FOR ELLIK EVACUATOR REUSABLE. | SURGICAL INSTRUMENT TENDER
1219 | 4214273400300 | TUBE EVACUATOR STOMACH SALEM SUMP 8 FRENCH 60 - 80 CM LONG STERILE.... | SUPPLEMENTARY GEN.SUPPLIES NURS,BURN
1220 | 4214273500100 | SET SHEATH URETERAL ACCESS 13/15 FRENCH 35 CM (+/- 2CM). | SUPPLEMENTARY GENERAL CONSUMABLES
1221 | 4214273600800 | CATHETER UROLOGY CURVED DIAMETER=10.0FR LENGTH=15.0CM WOMEN WITH STYLET REUSABLE. | SURGICAL INSTRUMENT TENDER
1222 | 4214273600900 | CATHETER UROLOGY CURVED DIAMETER=15.0FR LENGTH=15.0CM WOMEN WITH STYLET REUSABLE. | SURGICAL INSTRUMENT TENDER
1223 | 4214273601000 | CATHETER UROLOGY CURVED DIAMETER=18.0FR LENGTH=15.0CM WOMEN WITH STYLET REUSABLE. | SURGICAL INSTRUMENT TENDER
1224 | 4214273601100 | CATHETER UROLOGY CURVED DIAMETER=6.0FR LENGTH=15.0CM WOMEN WITH STYLET REUSABLE. | SURGICAL INSTRUMENT TENDER
1225 | 4214273601200 | CATHETER UROLOGY CURVED DIAMETER=8.0FR LENGTH=15.0CM WOMEN WITH STYLET REUSABLE. | SURGICAL INSTRUMENT TENDER
1226 | 4214273700000 | PRESSURE REGULATING BALLOON ASSORTED SIZES.... | SUPPLEMENTARY GENERAL CONSUMABLES
1227 | 4214274400000 | CATHETER FOLEY 3-WAYS PURE SILICONE OPEN TIP OVER GUIDEWIRE 30-50 CM LONG WITH LATERAL EYES BALLOON SIZE: 5-15 ML WITH FUNNEL END VALVE SUITABLE TO BE USED WITH SYRINGE LUER LOCK CYLINDRICAL SIZE: CH 24 DISPOSABLE STERILE.. | SUPPLEMENTARY GEN.SUPPLIES NURS,WOUND
1228 | 4214280002800 | SHEET FOR LYMPHEDEMA MADE UP OF FOAM CUBES ENCASED BETWEEN TWO NON-WOVEN BANDAGES CUBE SIZE: 15 MM X 15 MM (BIG BLOCKS) SIZE: 20 CM WIDTH X 1 M LENGTH (LYMPHEDEMA).. | SUPPLEMENTARY REHAB,PHYSIOTHERAPY SUPPL.
1229 | 4214280002900 | SHEET FOR LYMPHEDEMA MADE UP OF FOAM CUBES ENCASED BETWEEN TWO NON-WOVEN BANDAGES CUBE SIZE: 5 MM X 5 MM (SMALL BLOCKS) SIZE: 25 CM WIDTH X 1 M LENGTH (LYMPHEDEMA).. | SUPPLEMENTARY REHAB,PHYSIOTHERAPY SUPPL.
1230 | 4214280003000 | SHEET FOR LYMPHEDEMA MADE UP OF FOAM CUBES ENCASED BETWEEN TWO NON-WOVEN BANDAGES CUBE SIZE: 5 MM X 5 MM (SMALL BLOCKS) SIZE: 25 CM WIDTH X 25 CM LENGTH (LYMPHEDEMA).. | SUPPLEMENTARY REHAB,PHYSIOTHERAPY SUPPL.
1231 | 4214280003200 | PADDING SHEET FOR LYMPHEDEMA WITH NARROW STRIPS POLYURETHANE COVERED BY SKIN-FRIENDLY MATERIAL BREATHABLE MATERIAL PROVIDE A CHANNELING EFFECT WHICH LOOSENS HARDENED AND FIBROTIC TISSUE. SIZE 65 CM X 65 CM (LYMPHEDEMA).. | SUPPLEMENTARY REHAB,PHYSIOTHERAPY SUPPL.
1232 | 4214280003300 | COMPRESSION SYSTEM FEMORAL FOR HEMOSTASIS MANAGEMENT INCLUDING MANOMETER BELT AND COMPRESSION ARSH SINGLE USE.... | SUPPLEMENTARY GEN.SUPPLIES NURS,WOUND
1233 | 4214280003400 | PRESSURE GARMENT CUSTOM MADE OPEN SOCKS FOR SCAR MANAGEMENT COMPOSITION-HIGH QUALITY SOFT MULTI-DIRECTIONAL STRETCH ANATOMICAL / FIT ANTI-BACTERIAL BREATHABLE ODOR NEUTRALITY ULTRAVIOLET PROTECTION (NOT LESS THAN 98%) HYPOALLERGENIC AND LATEX-FREE MEDICA / L GRADE COMPOSITION PRESSURE INCLUDING ALL NECESSARY ACCESSORIES SIZE SIDE AND COLOR WILL BE SPECIFIED WHEN ORDERED FOR EACH PATIE / NT INDIVIDUAL (SCAR MANAGEMENT). | REHABILITATION,PHYSIOTHERAPY SUPPLIES
1234 | 4214280003500 | PRESSURE GARMENT CUSTOM MADE CLOSE SOCKS FOR SCAR MANAGEMENT COMPOSITION-HIGH QUALITY SOFT MULTI-DIRECTIONAL STRETCH ANATOMICA / L F IT ANTI-BACTERIAL BREATHABLE ODOR NEUTRALITY ULTRAVIOLET PROTECTION (NOT LESS THAN 98%) HYPOALLERGENIC AND LATEX-FREE MEDIC / AL GRADE COMPOSITION PRESSURE INCLUDING ALL NECESSARY ACCESSORIES SIZE SIDE AND COLOR WILL BE SPECIFIED WHEN ORDERED FOR EACH PATI / ENT INDIVIDUAL (SCAR MANAGEMENT). | REHABILITATION,PHYSIOTHERAPY SUPPLIES
1235 | 4214280003600 | PRESSURE GARMENT CUSTOM MADE FOOT GLOVE SOCKS FOR SCAR MANAGEMENT COMPOSITION-HIGH QUALITY SOFT MULTI-DIRECTIONAL STRETCH ANAT / OMICAL FIT ANTI-BACTERIAL BREATHABLE ODOR NEUTRALITY ULTRAVIOLET PROTECTION (NOT LESS THAN 98%) HYPOALLERGENIC AND LATEX-FREE / MEDICAL GRADE COMPOSITION PRESSURE INCLUDING ALL NECESSARY ACCESSORIES SIZE SIDE AND COLOR WILL BE SPECIFIED WHEN ORDERED FOR EACH / PATIENT INDIVIDUAL (SCAR MANAGEMENT). | REHABILITATION,PHYSIOTHERAPY SUPPLIES
1236 | 4214280003700 | PRESSURE GARMENT CUSTOM MADE ONE-LEG WITH SOCKS FOR SCAR MANAGEMENT COMPOSITION-HIGH QUALITY SOFT MULTI-DIRECTIONAL STRETCH AN / ATOMICAL FIT ANTI-BACTERIAL BREATHABLE ODOR NEUTRALITY ULTRAVIOLET PROTECTION (NOT LESS THAN 98%) HYPOALLERGENIC AND LATEX-FREE / MEDICAL GRADE COMPOSITION PRESSURE INCLUDING ALL NECESSARY ACCESSORIES SIZE SIDE AND COLOR WILL BE SPECIFIED WHEN ORDERED FOR EA / CH PATIENT INDIVIDUAL (SCAR MANAGEMENT). | REHABILITATION,PHYSIOTHERAPY SUPPLIES
1237 | 4214280003800 | PRESSURE GARMENT CUSTOM MADE ONE-LEG WITH SOCKS WITH HIP SUPPORT FOR SCAR MANAGEMENT COMPOSITION-HIGH QUALITY SOFT MULTI-DIRECT / IONAL STRETCH ANATOMICAL FIT ANTI-BACTERIAL BREATHABLE ODOR NEUTRALITY ULTRAVIOLET PROTECTION (NOT LESS THAN 98%) HYPOALLERGEN / IC AND LATEX-FREE MEDICAL GRADE COMPOSITION PRESSURE INCLUDING ALL NECESSARY ACCESSORIES SIZE SIDE AND COLOR WILL BE SPECIFIED WH / EN ORDERED FOR EACH PATIENT INDIVIDUAL (SCAR MANAGEMENT). | REHABILITATION,PHYSIOTHERAPY SUPPLIES
1238 | 4214280003900 | PRESSURE GARMENT CUSTOM MADE ONE-LEG WITHOUT SOCKS FOR SCAR MANAGEMENT COMPOSITION-HIGH QUALITY SOFT MULTI-DIRECTIONAL STRETCH / ANATOMICAL FIT ANTI-BACTERIAL BREATHABLE ODOR NEUTRALITY ULTRAVIOLET PROTECTION (NOT LESS THAN 98%) HYPOALLERGENIC AND LATEX-F / REE MEDICAL GRADE COMPOSITION PRESSURE INCLUDING ALL NECESSARY ACCESSORIES SIZE SIDE AND COLOR WILL BE SPECIFIED WHEN ORDERED FOR / EACH PATIENT INDIVIDUAL (SCAR MANAGEMENT). | REHABILITATION,PHYSIOTHERAPY SUPPLIES
1239 | 4214280004000 | PRESSURE GARMENT CUSTOM MADE ONE-LEG WITHOUT SOCKS WITH HIP SUPPORT FOR SCAR MANAGEMENT COMPOSITION-HIGH QUALITY SOFT MULTI-DIR / ECTIONAL STRETCH ANATOMICAL FIT ANTI-BACTERIAL BREATHABLE ODOR NEUTRALITY ULTRAVIOLET PROTECTION (NOT LESS THAN 98%) HYPOALLER / GENIC AND LATEX-FREE MEDICAL GRADE COMPOSITION PRESSURE INCLUDING ALL NECESSARY ACCESSORIES SIZE SIDE AND COLOR WILL BE SPECIFIED / WHEN ORDERED FOR EACH PATIENT INDIVIDUAL (SCAR MANAGEMENT). | REHABILITATION,PHYSIOTHERAPY SUPPLIES
1240 | 4214280004100 | PRESSURE GARMENT CUSTOM MADE CHILD SHORT PANTY FOR SCAR MANAGEMENT COMPOSITION-HIGH QUALITY SOFT MULTI-DIRECTIONAL STRETCH AN / ATOMICAL FIT ANTI-BACTERIAL BREATHABLE ODOR NEUTRALITY ULTRAVIOLET PROTECTION (NOT LESS THAN 98%) HYPOALLERGENIC AND LATEX-FREE / MEDICAL GRADE COMPOSITION PRESSURE INCLUDING ALL NECESSARY ACCESSORIES SIZE SIDE AND COLOR WILL BE SPECIFIED WHEN ORDERED FOR EA / CH PATIENT INDIVIDUAL (SCAR MANAGEMENT). | REHABILITATION,PHYSIOTHERAPY SUPPLIES
1241 | 4214280004200 | PRESSURE GARMENT CUSTOM MADE ADULT SHORT PANTY FOR SCAR MANAGEMENT COMPOSITION-HIGH QUALITY SOFT MULTI-DIRECTIONAL STRETCH AN / ATOMICAL FIT ANTI-BACTERIAL BREATHABLE ODOR NEUTRALITY ULTRAVIOLET PROTECTION (NOT LESS THAN 98%) HYPOALLERGENIC AND LATEX-FREE / MEDICAL GRADE COMPOSITION PRESSURE INCLUDING ALL NECESSARY ACCESSORIES SIZE SIDE AND COLOR WILL BE SPECIFIED WHEN ORDERED FOR EA / CH PATIENT INDIVIDUAL (SCAR MANAGEMENT). | REHABILITATION,PHYSIOTHERAPY SUPPLIES
1242 | 4214280004300 | PRESSURE GARMENT CUSTOM MADE CHILD LONG PANTY FOR SCAR MANAGEMENT COMPOSITION-HIGH QUALITY SOFT MULTI-DIRECTIONAL STRETCH ANAT / OMICAL FIT ANTI-BACTERIAL BREATHABLE ODOR NEUTRALITY ULTRAVIOLET PROTECTION (NOT LESS THAN 98%) HYPOALLERGENIC AND LATEX-FREE / MEDICAL GRADE COMPOSITION PRESSURE INCLUDING ALL NECESSARY ACCESSORIES SIZE SIDE AND COLOR WILL BE SPECIFIED WHEN ORDERED FOR EACH / PATIENT INDIVIDUAL (SCAR MANAGEMENT). | REHABILITATION,PHYSIOTHERAPY SUPPLIES
1243 | 4214280004400 | PRESSURE GARMENT CUSTOM MADE ADULT LONG PANTY FOR SCAR MANAGEMENT COMPOSITION-HIGH QUALITY SOFT MULTI-DIRECTIONAL STRETCH ANAT / OMICAL FIT ANTI-BACTERIAL BREATHABLE ODOR NEUTRALITY ULTRAVIOLET PROTECTION (NOT LESS THAN 98%) HYPOALLERGENIC AND LATEX-FREE / MEDICAL GRADE COMPOSITION PRESSURE INCLUDING ALL NECESSARY ACCESSORIES SIZE SIDE AND COLOR WILL BE SPECIFIED WHEN ORDERED FOR EACH / PATIENT INDIVIDUAL (SCAR MANAGEMENT). | REHABILITATION,PHYSIOTHERAPY SUPPLIES
1244 | 4214280004500 | PRESSURE GARMENT CUSTOM MADE CHILD LONG PANTY WITH SOCKS FOR SCAR MANAGEMENT COMPOSITION-HIGH QUALITY SOFT MULTI-DIRECTIONAL ST / RETCH ANATOMICAL FIT ANTI-BACTERIAL BREATHABLE ODOR NEUTRALITY ULTRAVIOLET PROTECTION (NOT LESS THAN 98%) HYPOALLERGENIC AND L / ATEX-FREE MEDICAL GRADE COMPOSITION PRESSURE INCLUDING ALL NECESSARY ACCESSORIES SIZE SIDE AND COLOR WILL BE SPECIFIED WHEN ORDER / ED FOR EACH PATIENT INDIVIDUAL (SCAR MANAGEMENT). | REHABILITATION,PHYSIOTHERAPY SUPPLIES
1245 | 4214280004600 | PRESSURE GARMENT CUSTOM MADE ADULT LONG PANTY WITH SOCKS FOR SCAR MANAGEMENT COMPOSITION-HIGH QUALITY SOFT MULTI-DIRECTIONAL ST / RETCH ANATOMICAL FIT ANTI-BACTERIAL BREATHABLE ODOR NEUTRALITY ULTRAVIOLET PROTECTION (NOT LESS THAN 98%) HYPOALLERGENIC AND L / ATEX-FREE MEDICAL GRADE COMPOSITION PRESSURE INCLUDING ALL NECESSARY ACCESSORIES SIZE SIDE AND COLOR WILL BE SPECIFIED WHEN ORDER / ED FOR EACH PATIENT INDIVIDUAL (SCAR MANAGEMENT). | REHABILITATION,PHYSIOTHERAPY SUPPLIES
1246 | 4214280004700 | PRESSURE GARMENT CUSTOM MADE CHILD LONG PANTY WITH FOOT GLOVE FOR SCAR MANAGEMENT COMPOSITION-HIGH QUALITY SOFT MULTI-DIRECTION / AL STRETCH ANATOMICAL FIT ANTI-BACTERIAL BREATHABLE ODOR NEUTRALITY ULTRAVIOLET PROTECTION (NOT LESS THAN 98%) HYPOALLERGENIC / AND LATEX-FREE MEDICAL GRADE COMPOSITION PRESSURE INCLUDING ALL NECESSARY ACCESSORIES SIZE SIDE AND COLOR WILL BE SPECIFIED WHEN / ORDERED FOR EACH PATIENT INDIVIDUAL (SCAR MANAGEMENT). | REHABILITATION,PHYSIOTHERAPY SUPPLIES
1247 | 4214280004800 | PRESSURE GARMENT CUSTOM MADE ADULT LONG PANTY WITH FOOT GLOVE FOR SCAR MANAGEMENT COMPOSITION-HIGH QUALITY SOFT MULTI-DIRECTION / AL STRETCH ANATOMICAL FIT ANTI-BACTERIAL BREATHABLE ODOR NEUTRALITY ULTRAVIOLET PROTECTION (NOT LESS THAN 98%) HYPOALLERGENIC / AND LATEX-FREE MEDICAL GRADE COMPOSITION PRESSURE INCLUDING ALL NECESSARY ACCESSORIES SIZE SIDE AND COLOR WILL BE SPECIFIED WHEN / ORDERED FOR EACH PATIENT INDIVIDUAL (SCAR MANAGEMENT). | REHABILITATION,PHYSIOTHERAPY SUPPLIES
1248 | 4214280004900 | PRESSURE GARMENT CUSTOM MADE ADULT BODY PANTY WITH LONG SLEEVES FOR SCAR MANAGEMENT COMPOSITION-HIGH QUALITY SOFT MULTI-DIRECT / IONAL STRETCH ANATOMICAL FIT ANTI-BACTERIAL BREATHABLE ODOR NEUTRALITY ULTRAVIOLET PROTECTION (NOT LESS THAN 98%) HYPOALLERGEN / IC AND LATEX-FREE MEDICAL GRADE COMPOSITION PRESSURE INCLUDING ALL NECESSARY ACCESSORIES SIZE SIDE AND COLOR WILL BE SPECIFIED WH / EN ORDERED FOR EACH PATIENT INDIVIDUAL (SCAR MANAGEMENT). | REHABILITATION,PHYSIOTHERAPY SUPPLIES
1249 | 4214280005000 | PRESSURE GARMENT CUSTOM MADE CHILD BODY PANTY WITH LONG SLEEVES FOR SCAR MANAGEMENT COMPOSITION-HIGH QUALITY SOFT MULTI-DIRECT / IONAL STRETCH ANATOMICAL FIT ANTI-BACTERIAL BREATHABLE ODOR NEUTRALITY ULTRAVIOLET PROTECTION (NOT LESS THAN 98%) HYPOALLERGEN / IC AND LATEX-FREE MEDICAL GRADE COMPOSITION PRESSURE INCLUDING ALL NECESSARY ACCESSORIES SIZE SIDE AND COLOR WILL BE SPECIFIED WH / EN ORDERED FOR EACH PATIENT INDIVIDUAL (SCAR MANAGEMENT). | REHABILITATION,PHYSIOTHERAPY SUPPLIES
1250 | 4214280005100 | PRESSURE GARMENT CUSTOM MADE ADULT BODY PANTY WITH SORT SLEEVES FOR SCAR MANAGEMENT COMPOSITION-HIGH QUALITY SOFT MULTI-DIRECT / IONAL STRETCH ANATOMICAL FIT ANTI-BACTERIAL BREATHABLE ODOR NEUTRALITY ULTRAVIOLET PROTECTION (NOT LESS THAN 98%) HYPOALLERGEN / IC AND LATEX-FREE MEDICAL GRADE COMPOSITION PRESSURE INCLUDING ALL NECESSARY ACCESSORIES SIZE SIDE AND COLOR WILL BE SPECIFIED WH / EN ORDERED FOR EACH PATIENT INDIVIDUAL (SCAR MANAGEMENT). | REHABILITATION,PHYSIOTHERAPY SUPPLIES
1251 | 4214280005200 | PRESSURE GARMENT CUSTOM MADE CHILD BODY PANTY WITH SHORT SLEEVES FOR SCAR MANAGEMENT COMPOSITION-HIGH QUALITY SOFT MULTI-DIREC / TIONAL STRETCH ANATOMICAL FIT ANTI-BACTERIAL BREATHABLE ODOR NEUTRALITY ULTRAVIOLET PROTECTION (NOT LESS THAN 98%) HYPOALLERGE / NIC AND LATEX-FREE MEDICAL GRADE COMPOSITION PRESSURE INCLUDING ALL NECESSARY ACCESSORIES SIZE SIDE AND COLOR WILL BE SPECIFIED W / HEN ORDERED FOR EACH PATIENT INDIVIDUAL (SCAR MANAGEMENT). | REHABILITATION,PHYSIOTHERAPY SUPPLIES
1252 | 4214280005300 | PRESSURE GARMENT CUSTOM MADE KNEE-LENGTH STOCKING FOR SCAR MANAGEMENT COMPOSITION-HIGH QUALITY SOFT MULTI-DIRECTIONAL STRETCH / ANATOMICAL FIT ANTI-BACTERIAL BREATHABLE ODOR NEUTRALITY ULTRAVIOLET PROTECTION (NOT LESS THAN 98%) HYPOALLERGENIC AND LATEX-FR / EE MEDICAL GRADE COMPOSITION PRESSURE INCLUDING ALL NECESSARY ACCESSORIES SIZE SIDE AND COLOR WILL BE SPECIFIED WHEN ORDERED FOR / EACH PATIENT INDIVIDUAL (SCAR MANAGEMENT). | REHABILITATION,PHYSIOTHERAPY SUPPLIES
1253 | 4214280005400 | PRESSURE GARMENT CUSTOM MADE KNEE-LENGTH STOCKING WITH SOCKS FOR SCAR MANAGEMENT COMPOSITION-HIGH QUALITY SOFT MULTI-DIRECTIONA / L STRETCH ANATOMICAL FIT ANTI-BACTERIAL BREATHABLE ODOR NEUTRALITY ULTRAVIOLET PROTECTION (NOT LESS THAN 98%) HYPOALLERGENIC A / ND LATEX-FREE MEDICAL GRADE COMPOSITION PRESSURE INCLUDING ALL NECESSARY ACCESSORIES SIZE SIDE AND COLOR WILL BE SPECIFIED WHEN O / RDERED FOR EACH PATIENT INDIVIDUAL (SCAR MANAGEMENT). | REHABILITATION,PHYSIOTHERAPY SUPPLIES
1254 | 4214280005500 | PRESSURE GARMENT CUSTOM MADE SLEEVE AXILLA LENGTH FOR SCAR MANAGEMENT COMPOSITION-HIGH QUALITY SOFT MULTI-DIRECTIONAL STRETCH / ANATOMICAL FIT ANTI-BACTERIAL BREATHABLE ODOR NEUTRALITY ULTRAVIOLET PROTECTION (NOT LESS THAN 98%) HYPOALLERGENIC AND LATEX-FR / EE MEDICAL GRADE COMPOSITION PRESSURE INCLUDING ALL NECESSARY ACCESSORIES SIZE SIDE AND COLOR WILL BE SPECIFIED WHEN ORDERED FOR / EACH PATIENT INDIVIDUAL (SCAR MANAGEMENT). | REHABILITATION,PHYSIOTHERAPY SUPPLIES
1255 | 4214280005600 | PRESSURE GARMENT CUSTOM MADE SLEEVE AXILLA LENGTH WITH GLOVE FOR SCAR MANAGEMENT COMPOSITION-HIGH QUALITY SOFT MULTI-DIRECTIO / NAL STRETCH ANATOMICAL FIT ANTI-BACTERIAL BREATHABLE ODOR NEUTRALITY ULTRAVIOLET PROTECTION (NOT LESS THAN 98%) HYPOALLERGENIC / AND LATEX-FREE MEDICAL GRADE COMPOSITION PRESSURE INCLUDING ALL NECESSARY ACCESSORIES SIZE SIDE AND COLOR WILL BE SPECIFIED WHEN / ORDERED FOR EACH PATIENT INDIVIDUAL (SCAR MANAGEMENT). | REHABILITATION,PHYSIOTHERAPY SUPPLIES
1256 | 4214280005700 | PRESSURE GARMENT CUSTOM MADE SLEEVE AXILLA LENGTH WITH GAUNTLET FOR SCAR MANAGEMENT COMPOSITION-HIGH QUALITY SOFT MULTI-DIREC / TIONAL STRETCH ANATOMICAL FIT ANTI-BACTERIAL BREATHABLE ODOR NEUTRALITY ULTRAVIOLET PROTECTION (NOT LESS THAN 98%) HYPOALLERGE / NIC AND LATEX-FREE MEDICAL GRADE COMPOSITION PRESSURE INCLUDING ALL NECESSARY ACCESSORIES SIZE SIDE AND COLOR WILL BE SPECIFIED W / HEN ORDERED FOR EACH PATIENT INDIVIDUAL (SCAR MANAGEMENT). | REHABILITATION,PHYSIOTHERAPY SUPPLIES
1257 | 4214280005800 | PRESSURE GARMENT CUSTOM MADE SLEEVE AXILLA LENGTH WITH GLOVE WITH SHOULDER STRAP FOR SCAR MANAGEMENT COMPOSITION-HIGH QUALITY / SOFT MULTI-DIRECTIONAL STRETCH ANATOMICAL FIT ANTI-BACTERIAL BREATHABLE ODOR NEUTRALITY ULTRAVIOLET PROTECTION (NOT LESS THAN / 98%) HYPOALLERGENIC AND LATEX-FREE MEDICAL GRADE COMPOSITION PRESSURE INCLUDING ALL NECESSARY ACCESSORIES SIZE SIDE AND COLOR W / ILL BE SPECIFIED WHEN ORDERED FOR EACH PATIENT INDIVIDUAL (SCAR MANAGEMENT). | REHABILITATION,PHYSIOTHERAPY SUPPLIES
1258 | 4214280005900 | PRESSURE GARMENT CUSTOM MADE SLEEVE AXILLA LENGTH WITH GAUNTLET WITH SHOULDER STRAP FOR SCAR MANAGEMENT COMPOSITION-HIGH QUAL / ITY SOFT MULTI-DIRECTIONAL STRETCH ANATOMICAL FIT ANTI-BACTERIAL BREATHABLE ODOR NEUTRALITY ULTRAVIOLET PROTECTION (NOT LESS T / HAN 98%) HYPOALLERGENIC AND LATEX-FREE MEDICAL GRADE COMPOSITION PRESSURE INCLUDING ALL NECESSARY ACCESSORIES SIZE SIDE AND COLO / R WILL BE SPECIFIED WHEN ORDERED FOR EACH PATIENT INDIVIDUAL (SCAR MANAGEMENT). | REHABILITATION,PHYSIOTHERAPY SUPPLIES
1259 | 4214280006000 | PRESSURE GARMENT CUSTOM MADE SLEEVE ELBOW LENGTH FOR SCAR MANAGEMENT COMPOSITION-HIGH QUALITY SOFT MULTI-DIRECTIONAL STRETCH A / NATOMICAL FIT ANTI-BACTERIAL BREATHABLE ODOR NEUTRALITY ULTRAVIOLET PROTECTION (NOT LESS THAN 98%) HYPOALLERGENIC AND LATEX-FRE / E MEDICAL GRADE COMPOSITION PRESSURE INCLUDING ALL NECESSARY ACCESSORIES SIZE SIDE AND COLOR WILL BE SPECIFIED WHEN ORDERED FOR E / ACH PATIENT INDIVIDUAL (SCAR MANAGEMENT). | REHABILITATION,PHYSIOTHERAPY SUPPLIES
1260 | 4214280006100 | PRESSURE GARMENT CUSTOM MADE SLEEVE ELBOW LENGTH WITH GAUNTLET FOR SCAR MANAGEMENT COMPOSITION-HIGH QUALITY SOFT MULTI-DIRECT / IONAL STRETCH ANATOMICAL FIT ANTI-BACTERIAL BREATHABLE ODOR NEUTRALITY ULTRAVIOLET PROTECTION (NOT LESS THAN 98%) HYPOALLERGEN / IC AND LATEX-FREE MEDICAL GRADE COMPOSITION PRESSURE INCLUDING ALL NECESSARY ACCESSORIES SIZE SIDE AND COLOR WILL BE SPECIFIED WH / EN ORDERED FOR EACH PATIENT INDIVIDUAL (SCAR MANAGEMENT). | REHABILITATION,PHYSIOTHERAPY SUPPLIES
1261 | 4214280006200 | PRESSURE GARMENT CUSTOM MADE SLEEVE ELBOW LENGTH WITH GLOVE FOR SCAR MANAGEMENT COMPOSITION-HIGH QUALITY SOFT MULTI-DIRECTION / AL STRETCH ANATOMICAL FIT ANTI-BACTERIAL BREATHABLE ODOR NEUTRALITY ULTRAVIOLET PROTECTION (NOT LESS THAN 98%) HYPOALLERGENIC / AND LATEX-FREE MEDICAL GRADE COMPOSITION PRESSURE INCLUDING ALL NECESSARY ACCESSORIES SIZE SIDE AND COLOR WILL BE SPECIFIED WHEN / ORDERED FOR EACH PATIENT INDIVIDUAL (SCAR MANAGEMENT). | REHABILITATION,PHYSIOTHERAPY SUPPLIES
1262 | 4214280006300 | PRESSURE GARMENT CUSTOM MADE FINGER SLEEVE FOR SCAR MANAGEMENT COMPOSITION-HIGH QUALITY SOFT MULTI-DIRECTIONAL STRETCH ANATOM / ICAL FIT ANTI-BACTERIAL BREATHABLE ODOR NEUTRALITY ULTRAVIOLET PROTECTION (NOT LESS THAN 98%) HYPOALLERGENIC AND LATEX-FREE ME / DICAL GRADE COMPOSITION PRESSURE INCLUDING ALL NECESSARY ACCESSORIES SIZE SIDE AND COLOR WILL BE SPECIFIED WHEN ORDERED FOR EACH P / ATIENT INDIVIDUAL (SCAR MANAGEMENT). | REHABILITATION,PHYSIOTHERAPY SUPPLIES
1263 | 4214280006400 | PRESSURE GARMENT CUSTOM MADE GAUNTLET WRIST LENGTH FOR SCAR MANAGEMENT COMPOSITION-HIGH QUALITY SOFT MULTI-DIRECTIONAL STRETCH / ANATOMICAL FIT ANTI-BACTERIAL BREATHABLE ODOR NEUTRALITY ULTRAVIOLET PROTECTION (NOT LESS THAN 98%) HYPOALLERGENIC AND LATEX-F / REE MEDICAL GRADE COMPOSITION PRESSURE INCLUDING ALL NECESSARY ACCESSORIES SIZE SIDE AND COLOR WILL BE SPECIFIED WHEN ORDERED FOR / EACH PATIENT INDIVIDUAL (SCAR MANAGEMENT). | REHABILITATION,PHYSIOTHERAPY SUPPLIES
1264 | 4214280006500 | PRESSURE GARMENT CUSTOM MADE GLOVE WRIST LENGTH FOR SCAR MANAGEMENT COMPOSITION-HIGH QUALITY SOFT MULTI-DIRECTIONAL STRETCH AN / ATOMICAL FIT ANTI-BACTERIAL BREATHABLE ODOR NEUTRALITY ULTRAVIOLET PROTECTION (NOT LESS THAN 98%) HYPOALLERGENIC AND LATEX-FREE / MEDICAL GRADE COMPOSITION PRESSURE INCLUDING ALL NECESSARY ACCESSORIES SIZE SIDE AND COLOR WILL BE SPECIFIED WHEN ORDERED FOR EA / CH PATIENT INDIVIDUAL (SCAR MANAGEMENT). | REHABILITATION,PHYSIOTHERAPY SUPPLIES
1265 | 4214280006600 | PRESSURE GARMENT CUSTOM MADE CHIN STRAP FOR SCAR MANAGEMENT COMPOSITION-HIGH QUALITY SOFT MULTI-DIRECTIONAL STRETCH ANATOMICAL / FIT ANTI-BACTERIAL BREATHABLE ODOR NEUTRALITY ULTRAVIOLET PROTECTION (NOT LESS THAN 98%) HYPOALLERGENIC AND LATEX-FREE MEDICA / L GRADE COMPOSITION PRESSURE INCLUDING ALL NECESSARY ACCESSORIES SIZE SIDE AND COLOR WILL BE SPECIFIED WHEN ORDERED FOR EACH PATIE / NT INDIVIDUAL (SCAR MANAGEMENT). | REHABILITATION,PHYSIOTHERAPY SUPPLIES
1266 | 4214280006700 | PRESSURE GARMENT CUSTOM MADE CHIN STRAP WITH COLLAR FOR SCAR MANAGEMENT COMPOSITION-HIGH QUALITY SOFT MULTI-DIRECTIONAL STRETCH / ANATOMICAL FIT ANTI-BACTERIAL BREATHABLE ODOR NEUTRALITY ULTRAVIOLET PROTECTION (NOT LESS THAN 98%) HYPOALLERGENIC AND LATEX- / FREE MEDICAL GRADE COMPOSITION PRESSURE INCLUDING ALL NECESSARY ACCESSORIES SIZE SIDE AND COLOR WILL BE SPECIFIED WHEN ORDERED FO / R EACH PATIENT INDIVIDUAL (SCAR MANAGEMENT). | REHABILITATION,PHYSIOTHERAPY SUPPLIES
1267 | 4214280006800 | PRESSURE GARMENT CUSTOM MADE CLOSE FACE MASK CHINLESS CLOSE FOREHEAD FOR SCAR MANAGEMENT COMPOSITION-HIGH QUALITY SOFT MULTI- / DIRECTIONAL STRETCH ANATOMICAL FIT ANTI-BACTERIAL BREATHABLE ODOR NEUTRALITY ULTRAVIOLET PROTECTION (NOT LESS THAN 98%) HYPOAL / LERGENIC AND LATEX-FREE MEDICAL GRADE COMPOSITION PRESSURE INCLUDING ALL NECESSARY ACCESSORIES SIZE SIDE AND COLOR WILL BE SPECIF / IED WHEN ORDERED FOR EACH PATIENT INDIVIDUAL (SCAR MANAGEMENT). | REHABILITATION,PHYSIOTHERAPY SUPPLIES
1268 | 4214280006900 | PRESSURE GARMENT CUSTOM MADE CLOSE FACE MASK CHINLESS OPEN FOREHEAD FOR SCAR MANAGEMENT COMPOSITION-HIGH QUALITY SOFT MULTI-D / IRECTIONAL STRETCH ANATOMICAL FIT ANTI-BACTERIAL BREATHABLE ODOR NEUTRALITY ULTRAVIOLET PROTECTION (NOT LESS THAN 98%) HYPOALL / ERGENIC AND LATEX-FREE MEDICAL GRADE COMPOSITION PRESSURE INCLUDING ALL NECESSARY ACCESSORIES SIZE SIDE AND COLOR WILL BE SPECIFI / ED WHEN ORDERED FOR EACH PATIENT INDIVIDUAL (SCAR MANAGEMENT). | REHABILITATION,PHYSIOTHERAPY SUPPLIES
1269 | 4214280007000 | PRESSURE GARMENT CUSTOM MADE CLOSE FACE MASK WITH CHIN CLOSE FOREHEAD FOR SCAR MANAGEMENT COMPOSITION-HIGH QUALITY SOFT MULTI / -DIRECTIONAL STRETCH ANATOMICAL FIT ANTI-BACTERIAL BREATHABLE ODOR NEUTRALITY ULTRAVIOLET PROTECTION (NOT LESS THAN 98%) HYPOA / LLERGENIC AND LATEX-FREE MEDICAL GRADE COMPOSITION PRESSURE INCLUDING ALL NECESSARY ACCESSORIES SIZE SIDE AND COLOR WILL BE SPECI / FIED WHEN ORDERED FOR EACH PATIENT INDIVIDUAL (SCAR MANAGEMENT). | REHABILITATION,PHYSIOTHERAPY SUPPLIES
1270 | 4214280007100 | PRESSURE GARMENT CUSTOM MADE CLOSE FACE MASK WITH CHIN OPEN FOREHEAD FOR SCAR MANAGEMENT COMPOSITION-HIGH QUALITY SOFT MULTI- / DIRECTIONAL STRETCH ANATOMICAL FIT ANTI-BACTERIAL BREATHABLE ODOR NEUTRALITY ULTRAVIOLET PROTECTION (NOT LESS THAN 98%) HYPOAL / LERGENIC AND LATEX-FREE MEDICAL GRADE COMPOSITION PRESSURE INCLUDING ALL NECESSARY ACCESSORIES SIZE SIDE AND COLOR WILL BE SPECIF / IED WHEN ORDERED FOR EACH PATIENT INDIVIDUAL (SCAR MANAGEMENT). | REHABILITATION,PHYSIOTHERAPY SUPPLIES
1271 | 4214280007200 | PRESSURE GARMENT CUSTOM MADE OPEN FACE MASK CHINLESS CLOSE FOREHEAD FOR SCAR MANAGEMENT COMPOSITION-HIGH QUALITY SOFT MULTI-D / IRECTIONAL STRETCH ANATOMICAL FIT ANTI-BACTERIAL BREATHABLE ODOR NEUTRALITY ULTRAVIOLET PROTECTION (NOT LESS THAN 98%) HYPOALL / ERGENIC AND LATEX-FREE MEDICAL GRADE COMPOSITION PRESSURE INCLUDING ALL NECESSARY ACCESSORIES SIZE SIDE AND COLOR WILL BE SPECIFI / ED WHEN ORDERED FOR EACH PATIENT INDIVIDUAL (SCAR MANAGEMENT). | REHABILITATION,PHYSIOTHERAPY SUPPLIES
1272 | 4214280007300 | PRESSURE GARMENT CUSTOM MADE OPEN FACE MASK CHINLESS OPEN FOREHEAD FOR SCAR MANAGEMENT COMPOSITION-HIGH QUALITY SOFT MULTI-DI / RECTIONAL STRETCH ANATOMICAL FIT ANTI-BACTERIAL BREATHABLE ODOR NEUTRALITY ULTRAVIOLET PROTECTION (NOT LESS THAN 98%) HYPOALLE / RGENIC AND LATEX-FREE MEDICAL GRADE COMPOSITION PRESSURE INCLUDING ALL NECESSARY ACCESSORIES SIZE SIDE AND COLOR WILL BE SPECIFIE / D WHEN ORDERED FOR EACH PATIENT INDIVIDUAL (SCAR MANAGEMENT). | REHABILITATION,PHYSIOTHERAPY SUPPLIES
1273 | 4214280007400 | PRESSURE GARMENT CUSTOM MADE OPEN FACE MASK WITH CHIN CLOSE FOREHEAD FOR SCAR MANAGEMENT COMPOSITION-HIGH QUALITY SOFT MULTI- / DIRECTIONAL STRETCH ANATOMICAL FIT ANTI-BACTERIAL BREATHABLE ODOR NEUTRALITY ULTRAVIOLET PROTECTION (NOT LESS THAN 98%) HYPOAL / LERGENIC AND LATEX-FREE MEDICAL GRADE COMPOSITION PRESSURE INCLUDING ALL NECESSARY ACCESSORIES SIZE SIDE AND COLOR WILL BE SPECIF / IED WHEN ORDERED FOR EACH PATIENT INDIVIDUAL (SCAR MANAGEMENT). | REHABILITATION,PHYSIOTHERAPY SUPPLIES
1274 | 4214280007500 | PRESSURE GARMENT CUSTOM MADE OPEN FACE MASK WITH CHIN OPEN FOREHEAD FOR SCAR MANAGEMENT COMPOSITION-HIGH QUALITY SOFT MULTI-D / IRECTIONAL STRETCH ANATOMICAL FIT ANTI-BACTERIAL BREATHABLE ODOR NEUTRALITY ULTRAVIOLET PROTECTION (NOT LESS THAN 98%) HYPOALL / ERGENIC AND LATEX-FREE MEDICAL GRADE COMPOSITION PRESSURE INCLUDING ALL NECESSARY ACCESSORIES SIZE SIDE AND COLOR WILL BE SPECIFI / ED WHEN ORDERED FOR EACH PATIENT INDIVIDUAL (SCAR MANAGEMENT). | REHABILITATION,PHYSIOTHERAPY SUPPLIES
1275 | 4214280007600 | PRESSURE GARMENT CUSTOM MADE HEAD BAND FOR SCAR MANAGEMENT COMPOSITION-HIGH QUALITY SOFT MULTI-DIRECTIONAL STRETCH ANATOMICAL / FIT ANTI-BACTERIAL BREATHABLE ODOR NEUTRALITY ULTRAVIOLET PROTECTION (NOT LESS THAN 98%) HYPOALLERGENIC AND LATEX-FREE MEDICAL / GRADE COMPOSITION PRESSURE INCLUDING ALL NECESSARY ACCESSORIES SIZE SIDE AND COLOR WILL BE SPECIFIED WHEN ORDERED FOR EACH PATIEN / T INDIVIDUAL (SCAR MANAGEMENT). | REHABILITATION,PHYSIOTHERAPY SUPPLIES
1276 | 4214280007700 | PRESSURE GARMENT CUSTOM MADE NOSE BAND FOR SCAR MANAGEMENT COMPOSITION-HIGH QUALITY SOFT MULTI-DIRECTIONAL STRETCH ANATOMICAL / FIT ANTI-BACTERIAL BREATHABLE ODOR NEUTRALITY ULTRAVIOLET PROTECTION (NOT LESS THAN 98%) HYPOALLERGENIC AND LATEX-FREE MEDICAL / GRADE COMPOSITION PRESSURE INCLUDING ALL NECESSARY ACCESSORIES SIZE SIDE AND COLOR WILL BE SPECIFIED WHEN ORDERED FOR EACH PATIEN / T INDIVIDUAL (SCAR MANAGEMENT). | REHABILITATION,PHYSIOTHERAPY SUPPLIES
1277 | 4214280007800 | PRESSURE GARMENT CUSTOM MADE NECK BAND FOR SCAR MANAGEMENT COMPOSITION-HIGH QUALITY SOFT MULTI-DIRECTIONAL STRETCH ANATOMICAL / FIT ANTI-BACTERIAL BREATHABLE ODOR NEUTRALITY ULTRAVIOLET PROTECTION (NOT LESS THAN 98%) HYPOALLERGENIC AND LATEX-FREE MEDICAL / GRADE COMPOSITION PRESSURE INCLUDING ALL NECESSARY ACCESSORIES SIZE SIDE AND COLOR WILL BE SPECIFIED WHEN ORDERED FOR EACH PATIEN / T INDIVIDUAL (SCAR MANAGEMENT). | REHABILITATION,PHYSIOTHERAPY SUPPLIES
1278 | 4214280007900 | PRESSURE GARMENT CUSTOM MADE ARM FOREARM BAND FOR SCAR MANAGEMENT COMPOSITION-HIGH QUALITY SOFT MULTI-DIRECTIONAL STRETCH ANAT / OMICAL FIT ANTI-BACTERIAL BREATHABLE ODOR NEUTRALITY ULTRAVIOLET PROTECTION (NOT LESS THAN 98%) HYPOALLERGENIC AND LATEX-FREE / MEDICAL GRADE COMPOSITION PRESSURE INCLUDING ALL NECESSARY ACCESSORIES SIZE SIDE AND COLOR WILL BE SPECIFIED WHEN ORDERED FOR EACH / PATIENT INDIVIDUAL (SCAR MANAGEMENT). | REHABILITATION,PHYSIOTHERAPY SUPPLIES
1279 | 4214280008000 | PRESSURE GARMENT CUSTOM MADE KNEE BAND FOR SCAR MANAGEMENT COMPOSITION-HIGH QUALITY SOFT MULTI-DIRECTIONAL STRETCH ANATOMICAL / FIT ANTI-BACTERIAL BREATHABLE ODOR NEUTRALITY ULTRAVIOLET PROTECTION (NOT LESS THAN 98%) HYPOALLERGENIC AND LATEX-FREE MEDICAL / GRADE COMPOSITION PRESSURE INCLUDING ALL NECESSARY ACCESSORIES SIZE SIDE AND COLOR WILL BE SPECIFIED WHEN ORDERED FOR EACH PATIEN / T INDIVIDUAL (SCAR MANAGEMENT). | REHABILITATION,PHYSIOTHERAPY SUPPLIES
1280 | 4214280008100 | PRESSURE GARMENT CUSTOM MADE CHEST OR ABDOMINAL BAND FOR SCAR MANAGEMENT COMPOSITION-HIGH QUALITY SOFT MULTI-DIRECTIONAL STRETC / H ANATOMICAL FIT ANTI-BACTERIAL BREATHABLE ODOR NEUTRALITY ULTRAVIOLET PROTECTION (NOT LESS THAN 98%) HYPOALLERGENIC AND LATEX / -FREE MEDICAL GRADE COMPOSITION PRESSURE INCLUDING ALL NECESSARY ACCESSORIES SIZE SIDE AND COLOR WILL BE SPECIFIED WHEN ORDERED F / OR EACH PATIENT INDIVIDUAL (SCAR MANAGEMENT). | REHABILITATION,PHYSIOTHERAPY SUPPLIES
1281 | 4214280008200 | PRESSURE GARMENT CUSTOM MADE THIGH OR LEG BAND FOR SCAR MANAGEMENT COMPOSITION-HIGH QUALITY SOFT MULTI-DIRECTIONAL STRETCH ANA / TOMICAL FIT ANTI-BACTERIAL BREATHABLE ODOR NEUTRALITY ULTRAVIOLET PROTECTION (NOT LESS THAN 98%) HYPOALLERGENIC AND LATEX-FREE / MEDICAL GRADE COMPOSITION PRESSURE INCLUDING ALL NECESSARY ACCESSORIES SIZE SIDE AND COLOR WILL BE SPECIFIED WHEN ORDERED FOR EAC / H PATIENT INDIVIDUAL (SCAR MANAGEMENT). | REHABILITATION,PHYSIOTHERAPY SUPPLIES
1282 | 4214280008300 | PRESSURE GARMENT CUSTOM MADE MAN VEST SHORT SLEEVE FOR SCAR MANAGEMENT COMPOSITION-HIGH QUALITY SOFT MULTI-DIRECTIONAL STRETCH / ANATOMICAL FIT ANTI-BACTERIAL BREATHABLE ODOR NEUTRALITY ULTRAVIOLET PROTECTION (NOT LESS THAN 98%) HYPOALLERGENIC AND LATEX- / FREE MEDICAL GRADE COMPOSITION PRESSURE INCLUDING ALL NECESSARY ACCESSORIES SIZE SIDE AND COLOR WILL BE SPECIFIED WHEN ORDERED FO / R EACH PATIENT INDIVIDUAL (SCAR MANAGEMENT). | REHABILITATION,PHYSIOTHERAPY SUPPLIES
1283 | 4214280008400 | PRESSURE GARMENT CUSTOM MADE MAN VEST LONG SLEEVE FOR SCAR MANAGEMENT COMPOSITION-HIGH QUALITY SOFT MULTI-DIRECTIONAL STRETCH / ANATOMICAL FIT ANTI-BACTERIAL BREATHABLE ODOR NEUTRALITY ULTRAVIOLET PROTECTION (NOT LESS THAN 98%) HYPOALLERGENIC AND LATEX-F / REE MEDICAL GRADE COMPOSITION PRESSURE INCLUDING ALL NECESSARY ACCESSORIES SIZE SIDE AND COLOR WILL BE SPECIFIED WHEN ORDERED FOR / EACH PATIENT INDIVIDUAL (SCAR MANAGEMENT). | REHABILITATION,PHYSIOTHERAPY SUPPLIES
1284 | 4214280008500 | PRESSURE GARMENT CUSTOM MADE WOMEN'S SHAPED VEST SHORT SLEEVE FOR SCAR MANAGEMENT COMPOSITION-HIGH QUALITY SOFT MULTI-DIRECTIO / NAL STRETCH ANATOMICAL FIT ANTI-BACTERIAL BREATHABLE ODOR NEUTRALITY ULTRAVIOLET PROTECTION (NOT LESS THAN 98%) HYPOALLERGENIC / AND LATEX-FREE MEDICAL GRADE COMPOSITION PRESSURE INCLUDING ALL NECESSARY ACCESSORIES SIZE SIDE AND COLOR WILL BE SPECIFIED WHEN / ORDERED FOR EACH PATIENT INDIVIDUAL (SCAR MANAGEMENT). | REHABILITATION,PHYSIOTHERAPY SUPPLIES
1285 | 4214280008600 | PRESSURE GARMENT CUSTOM MADE WOMEN'S SHAPED VEST LONG SLEEVE FOR SCAR MANAGEMENT COMPOSITION-HIGH QUALITY SOFT MULTI-DIRECTION / AL STRETCH ANATOMICAL FIT ANTI-BACTERIAL BREATHABLE ODOR NEUTRALITY ULTRAVIOLET PROTECTION (NOT LESS THAN 98%) HYPOALLERGENIC / AND LATEX-FREE MEDICAL GRADE COMPOSITION PRESSURE INCLUDING ALL NECESSARY ACCESSORIES SIZE SIDE AND COLOR WILL BE SPECIFIED WHEN / ORDERED FOR EACH PATIENT INDIVIDUAL (SCAR MANAGEMENT). | REHABILITATION,PHYSIOTHERAPY SUPPLIES
1286 | 4214280008700 | PRESSURE GARMENT CUSTOM MADE CHILD VEST SHORT SLEEVE FOR SCAR MANAGEMENT COMPOSITION-HIGH QUALITY SOFT MULTI-DIRECTIONAL STRET / CH ANATOMICAL FIT ANTI-BACTERIAL BREATHABLE ODOR NEUTRALITY ULTRAVIOLET PROTECTION (NOT LESS THAN 98%) HYPOALLERGENIC AND LATE / X-FREE MEDICAL GRADE COMPOSITION PRESSURE INCLUDING ALL NECESSARY ACCESSORIES SIZE SIDE AND COLOR WILL BE SPECIFIED WHEN ORDERED / FOR EACH PATIENT INDIVIDUAL (SCAR MANAGEMENT). | REHABILITATION,PHYSIOTHERAPY SUPPLIES
1287 | 4214280008800 | PRESSURE GARMENT CUSTOM MADE CHILD VEST LONG SLEEVE FOR SCAR MANAGEMENT COMPOSITION-HIGH QUALITY SOFT MULTI-DIRECTIONAL STRETC / H ANATOMICAL FIT ANTI-BACTERIAL BREATHABLE ODOR NEUTRALITY ULTRAVIOLET PROTECTION (NOT LESS THAN 98%) HYPOALLERGENIC AND LATEX / -FREE MEDICAL GRADE COMPOSITION PRESSURE INCLUDING ALL NECESSARY ACCESSORIES SIZE SIDE AND COLOR WILL BE SPECIFIED WHEN ORDERED F / OR EACH PATIENT INDIVIDUAL (SCAR MANAGEMENT). | REHABILITATION,PHYSIOTHERAPY SUPPLIES
1288 | 4214280008900 | PRESSURE GARMENT CUSTOM MADE MAN SLEEVELESS VEST FOR SCAR MANAGEMENT COMPOSITION-HIGH QUALITY SOFT MULTI-DIRECTIONAL STRETCH A / NATOMICAL FIT ANTI-BACTERIAL BREATHABLE ODOR NEUTRALITY ULTRAVIOLET PROTECTION (NOT LESS THAN 98%) HYPOALLERGENIC AND LATEX-FRE / E MEDICAL GRADE COMPOSITION PRESSURE INCLUDING ALL NECESSARY ACCESSORIES SIZE SIDE AND COLOR WILL BE SPECIFIED WHEN ORDERED FOR E / ACH PATIENT INDIVIDUAL (SCAR MANAGEMENT). | REHABILITATION,PHYSIOTHERAPY SUPPLIES
1289 | 4214280009000 | PRESSURE GARMENT CUSTOM MADE WOMEN'S SLEEVELESS VEST FOR SCAR MANAGEMENT COMPOSITION-HIGH QUALITY SOFT MULTI-DIRECTIONAL STRETC / H ANATOMICAL FIT ANTI-BACTERIAL BREATHABLE ODOR NEUTRALITY ULTRAVIOLET PROTECTION (NOT LESS THAN 98%) HYPOALLERGENIC AND LATEX / -FREE MEDICAL GRADE COMPOSITION PRESSURE INCLUDING ALL NECESSARY ACCESSORIES SIZE SIDE AND COLOR WILL BE SPECIFIED WHEN ORDERED F / OR EACH PATIENT INDIVIDUAL (SCAR MANAGEMENT). | REHABILITATION,PHYSIOTHERAPY SUPPLIES
1290 | 4214280009100 | PRESSURE GARMENT CUSTOM MADE CHILD SLEEVELESS VEST FOR SCAR MANAGEMENT COMPOSITION-HIGH QUALITY SOFT MULTI-DIRECTIONAL STRETCH / ANATOMICAL FIT ANTI-BACTERIAL BREATHABLE ODOR NEUTRALITY ULTRAVIOLET PROTECTION (NOT LESS THAN 98%) HYPOALLERGENIC AND LATEX-F / REE MEDICAL GRADE COMPOSITION PRESSURE INCLUDING ALL NECESSARY ACCESSORIES SIZE SIDE AND COLOR WILL BE SPECIFIED WHEN ORDERED FOR / EACH PATIENT INDIVIDUAL (SCAR MANAGEMENT). | REHABILITATION,PHYSIOTHERAPY SUPPLIES
1291 | 4214280009200 | PRESSURE GARMENT CUSTOM MADE STERNUM SHAPER FOR SCAR MANAGEMENT COMPOSITION-HIGH QUALITY SOFT MULTI-DIRECTIONAL STRETCH ANATO / MICAL FIT ANTI-BACTERIAL BREATHABLE ODOR NEUTRALITY ULTRAVIOLET PROTECTION (NOT LESS THAN 98%) HYPOALLERGENIC AND LATEX-FREE M / EDICAL GRADE COMPOSITION PRESSURE INCLUDING ALL NECESSARY ACCESSORIES SIZE SIDE AND COLOR WILL BE SPECIFIED WHEN ORDERED FOR EACH / PATIENT INDIVIDUAL (SCAR MANAGEMENT). | REHABILITATION,PHYSIOTHERAPY SUPPLIES
1292 | 4214280009300 | PRESSURE GARMENT CUSTOM MADE UPPER STOCKING FOR STUMP WITH OR WITHOUT SHOULDER STRAP FOR SCAR MANAGEMENT COMPOSITION-HIGH QUALI / TY SOFT MULTI-DIRECTIONAL STRETCH ANATOMICAL FIT ANTI-BACTERIAL BREATHABLE ODOR NEUTRALITY ULTRAVIOLET PROTECTION (NOT LESS TH / AN 98%) HYPOALLERGENIC AND LATEX-FREE MEDICAL GRADE COMPOSITION PRESSURE INCLUDING ALL NECESSARY ACCESSORIES SIZE SIDE AND COLOR / WILL BE SPECIFIED WHEN ORDERED FOR EACH PATIENT INDIVIDUAL (SCAR MANAGEMENT). | REHABILITATION,PHYSIOTHERAPY SUPPLIES
1293 | 4214280009400 | PRESSURE GARMENT CUSTOM MADE LOWER STOCKING FOR STUMP WITH OR WITHOUT HIP STRAP FOR SCAR MANAGEMENT COMPOSITION-HIGH QUALITY SO / FT MULTI-DIRECTIONAL STRETCH ANATOMICAL FIT ANTI-BACTERIAL BREATHABLE ODOR NEUTRALITY ULTRAVIOLET PROTECTION (NOT LESS THAN 98 / %) HYPOALLERGENIC AND LATEX-FREE MEDICAL GRADE COMPOSITION PRESSURE INCLUDING ALL NECESSARY ACCESSORIES SIZE SIDE AND COLOR WILL / BE SPECIFIED WHEN ORDERED FOR EACH PATIENT INDIVIDUAL (SCAR MANAGEMENT). | REHABILITATION,PHYSIOTHERAPY SUPPLIES
1294 | 4214280009500 | CLINICAL SERVICES INCLUDE PATIENT ASSESSMENT AT CUSTOMER'S PREMISES IN ANY REGION MEASURING FITTING AND ANY FOLLOW-UP ADJUSTMENTS / NEEDED BY A CERTIFIED THERAPIST DELIVERY (SCAR MANAGEMENT) (LYMPHEDEMA). | REHABILITATION,PHYSIOTHERAPY SUPPLIES
1295 | 4214280009600 | LYMPHEDEMA COMPRESSION GARMENT CUSTOM MADE HEAD AND FACE AND NECK STOCKING SKIN COLOR CLASS UPON REQUEST FABRIC: POLYAMIDE (50- / 55%) ELASTANE (30-35%) SKIN CONTACT AND LATEX FREE COMPRESSION INCLUDING ALL NECESSARY ACCESSORIES SIZE SIDE AND COLOR WILL BE / SPECIFIED WHEN ORDERED FOR EACH PATIENT INDIVIDUAL (LYMPHEDEMA). | REHABILITATION,PHYSIOTHERAPY SUPPLIES
1296 | 4214280204600 | STOCKINETTE FIBERGLASS HIGH ELASTICITY TWO - WAY STRETCH WIDTH 150 MM APPROXIMATELY LENGTH /ROLL 9-10 METER | PROSTHETICS & ORTHOSIS SUPPLIES
1297 | 4214280204700 | STOCKINETTE FIBERGLASS HIGH ELASTICITY TWO - WAY STRETCH WIDTH 120 MM APPROXIMATELY LENGTH /ROLL 12-13 METER | PROSTHETICS & ORTHOSIS SUPPLIES
1298 | 4214280204800 | STOCKINETTE FIBERGLASS HIGH ELASTICITY TWO - WAY STRETCH WIDTH 100 MM APPROXIMATELY LENGTH /ROLL 15-16 METER | PROSTHETICS & ORTHOSIS SUPPLIES
1299 | 4214280204900 | WOVEN CARBON FIBERGLASS STOCKINETTE FOR FABRICATION OF THIN -WALLED, HIGH-STRENGTH, WIDTH 80 MM, LENGTH/ROLL 11 METER, APPROXIMATELY. | PROSTHETICS & ORTHOSIS SUPPLIES
1300 | 4214280205000 | WOVEN CARBON FIBER STOCKINETTE, FOR FABRICATION OF THIN -WALLED, HIGH-STRENGTH, WIDTH 100 MM, LENGTH/ROLL 10-15 METER | PROSTHETICS & ORTHOSIS SUPPLIES
1301 | 4214280205700 | CALF SKIN LEATHER, LADIES BEST WILLOW, BURGUNDY | PROSTHETICS & ORTHOSIS SUPPLIES
1302 | 4214280207000 | STOCKING READY MADE MEDICAL GRADUATED COMPRESSION SEAMLESS BELOW KNEE WIDE/PLUS WITH OPEN TOE POLYAMIDE ELASTANE LATEX FREE SKIN COLOR CLASS 3 (34 - 46 MMHG) ASSORTED SIZES (LYMPHEDEMA). | SUPPLEMENTARY REHAB,PHYSIOTHERAPY SUPPL.
1303 | 4214280207700 | STOCKING READY MADE MEDICAL GRADUATED COMPRESSION SEAMLESS BELOW KNEE WIDE/PLUS WITH OPEN TOE POLYAMIDE ELASTANE LATEX FREE SKIN COLOR CLASS 2 (20 - 32 MMHG) ASSORTED SIZES (LYMPHEDEMA). | SUPPLEMENTARY REHAB,PHYSIOTHERAPY SUPPL.
1304 | 4214280208400 | STOCKING, READY MADE, MEDICAL GRADUATED COMPRESSION, SEAMLESS, ABOVE KNEE, WIDE/PLUS, WITH OPEN TOE, POLYAMIDE, ELASTANE, LATEX FREE, SILICONE TOP BAND, SKIN COLOR, CLASS 2 (20 - 32 MMHG), PAIR, ASSORTED SIZES (LYMPHEDEMA) | REHABILITATION,PHYSIOTHERAPY SUPPLIES
1305 | 4214280208900 | STOCKING, READY MADE, MEDICAL GRADUATED COMPRESSION, SEAMLESS, ABOVE KNEE, WIDE/PLUS, WITH OPEN TOE, POLYAMIDE, ELASTANE, LATEX FREE, SILICONE TOP BAND, SKIN COLOR, CLASS 3 (34 - 46 MMHG), PAIR, ASSORTED SIZES (LYMPHEDEMA) | REHABILITATION,PHYSIOTHERAPY SUPPLIES
1306 | 4214280210000 | STOCKING, ANTI-EMBOLISM, (CLOSE TOES) THIGH LENGTH, LARGE | SUPPLEMENTARY GEN.SUPPLIES NURS,BURN
1307 | 4214280210100 | STOCKING ANTI-EMBOLISM (OPEN TOES) THIGH LENGTH FOR ADULT SIZE: SMALL.... | SUPPLEMENTARY GEN.SUPPLIES NURS,BURN
1308 | 4214280210800 | SLEEVE, PAIR OF SUSPENSION, TWO - WAY STRETCH FOR BELOW KNEE AMPUTATION PROSTHESES, LENGTH 250 MM, LOWER CIRCUMFERENCE 325 MM, UPPER CIRCUMFERENCE 455 MM, APPROXIMATELY | PROSTHETICS & ORTHOSIS SUPPLIES
1309 | 4214280210900 | STOCKING, ANTI-EMBOLISM, (CLOSE TOES) BELOW KNEE, SMALL | SUPPLEMENTARY GEN.SUPPLIES NURS,BURN
1310 | 4214280211000 | STOCKING ANTI-EMBOLISM BELOW KNEE WITH INSPECTION TOE SIZE: SMALL. | SUPPLEMENTARY GEN.SUPPLIES NURS,BURN
1311 | 4214280211100 | STOCKING, ANTI-EMBOLISM, (CLOSE TOES) BELOW KNEE, X-LARGE | SUPPLEMENTARY GEN.SUPPLIES NURS,BURN
1312 | 4214280211600 | STOCKING, ANTI-EMBOLISM, (CLOSE TOES) BELOW KNEE, XX-LARGE | SUPPLEMENTARY GEN.SUPPLIES NURS,BURN
1313 | 4214280211700 | STOCKING, ANTI-EMBOLISM, (CLOSE TOES) BELOW KNEE, XXX-LARGE | SUPPLEMENTARY GEN.SUPPLIES NURS,BURN
1314 | 4214280211900 | STOCKING, ANTI-EMBOLISM, (OPEN TOES) THIGH LENGTH FOR ADULT, SIZE: LARGE | SUPPLEMENTARY GEN.SUPPLIES NURS,BURN
1315 | 4214280212000 | STOCKING, ANTI-EMBOLISM, (OPEN TOES) THIGH LENGTH FOR ADULT, SIZE: MEDIUM | SUPPLEMENTARY GEN.SUPPLIES NURS,BURN
1316 | 4214280212100 | STOCKING, ANTI-EMBOLISM, (CLOSE TOES) THIGH LENGTH, XX-LARGE | SUPPLEMENTARY GEN.SUPPLIES NURS,BURN
1317 | 4214280212500 | SUPPORT SCROTAL WITH LEG STRAPS COTTON AND RAYON SMALL. | SUPPLEMENTARY GEN.SUPPLIES NURS,BURN
1318 | 4214280212900 | STOCKING, READY MADE, MEDICAL GRADUATED COMPRESSION, SEAMLESS, PANTY, WITH OPEN TOE, POLYAMIDE, ELASTANE, LATEX FREE, SKIN COLOR, CLASS 2 (20 - 32 MMHG), ASSORTED SIZES (LYMPHEDEMA) | REHABILITATION,PHYSIOTHERAPY SUPPLIES
1319 | 4214280213600 | STOCKING, READY MADE, MEDICAL GRADUATED COMPRESSION, SEAMLESS, BELOW KNEE, WITH OPEN TOE, POLYAMIDE, ELASTANE, LATEX FREE, SKIN COLOR, CLASS 2 (20 - 32 MMHG), PAIR, ASSORTED SIZES (LYMPHEDEMA) | REHABILITATION,PHYSIOTHERAPY SUPPLIES
1320 | 4214280214300 | STOCKING, READY MADE, MEDICAL GRADUATED COMPRESSION, SEAMLESS, BELOW KNEE, WITH OPEN TOE, POLYAMIDE, ELASTANE, LATEX FREE, SKIN COLOR, CLASS 3 (34 - 46 MMHG), PAIR, ASSORTED SIZES (LYMPHEDEMA) | REHABILITATION,PHYSIOTHERAPY SUPPLIES
1321 | 4214280215000 | STOCKING, READY MADE, MEDICAL GRADUATED COMPRESSION, SEAMLESS, ABOVE KNEE, WITH OPEN TOE, POLYAMIDE, ELASTANE, LATEX FREE, SILICONE TOP BAND, SKIN COLOR, CLASS 2 (20 - 32 MMHG), PAIR, ASSORTED SIZES (LYMPHEDEMA) | REHABILITATION,PHYSIOTHERAPY SUPPLIES
1322 | 4214280215700 | STOCKING, READY MADE, MEDICAL GRADUATED COMPRESSION, SEAMLESS, ABOVE KNEE, WITH OPEN TOE, POLYAMIDE, ELASTANE, LATEX FREE, SILICONE TOP BAND, SKIN COLOR, CLASS 3 (34 - 46 MMHG), PAIR, ASSORTED SIZES (LYMPHEDEMA) | REHABILITATION,PHYSIOTHERAPY SUPPLIES
1323 | 4214280216400 | STOCKING, READY MADE, MEDICAL GRADUATED COMPRESSION, SEAMLESS, BELOW KNEE, WITH OPEN TOE, POLYAMIDE, ELASTANE, LATEX FREE, SKIN COLOR, CLASS 1 (18 - 21 MMHG), PAIR, ASSORTED SIZES (LYMPHEDEMA) | REHABILITATION,PHYSIOTHERAPY SUPPLIES
1324 | 4214280218400 | ARMSLEEVE, READY MADE, MEDICAL GRADUATED COMPRESSION, SEAMLESS, WRIST TO AXILLA, SILICONE TOP BAND, SKIN COLOR, CLASS 2 (24 - 32 MMHG), ASSORTED SIZES (LYMPHEDEMA) | REHABILITATION,PHYSIOTHERAPY SUPPLIES
1325 | 4214280219400 | ARMSLEEVE, READY MADE, MEDICAL GRADUATED COMPRESSION, SEAMLESS, MITTEN TO AXILLA, COVERED THUMB, SEAMLESS, SILICONE TOP BAND, SKIN COLOR, CLASS 2 (20 - 30 MMHG), ASSORTED SIZES (LYMPHEDEMA) | REHABILITATION,PHYSIOTHERAPY SUPPLIES
1326 | 4214280220200 | ARMSLEEVE, READY MADE, MEDICAL GRADUATED COMPRESSION, SEAMLESS, WRIST TO AXILLA, SILICONE TOP BAND, SKIN COLOR, CLASS 1 (18 - 21 MMHG), ASSORTED SIZES (LYMPHEDEMA) | REHABILITATION,PHYSIOTHERAPY SUPPLIES
1327 | 4214280223400 | ARMSLEEVE, READY MADE, MEDICAL GRADUATED COMPRESSION, SEAMLESS, WRIST TO AXILLA, WIDE/PLUS, SILICONE TOP BAND, SKIN COLOR, CLASS 1 (18 - 21 MMHG), ASSORTED SIZES (LYMPHEDEMA) | REHABILITATION,PHYSIOTHERAPY SUPPLIES
1328 | 4214280224200 | ARMSLEEVE, READY MADE, MEDICAL GRADUATED COMPRESSION, SEAMLESS, WRIST TO AXILLA, WIDE/PLUS, SILICONE TOP BAND, SKIN COLOR, CLASS 2 (20 - 32 MMHG), ASSORTED SIZES (LYMPHEDEMA) | REHABILITATION,PHYSIOTHERAPY SUPPLIES
1329 | 4214280225800 | ASSISTIVE TOOLS, SOCK AND STOCKING AID, FLEXIBLE, CAN BE USED WITH COMPRESSION STOCKINGS UP TO 18 MMHG, COMPRESSION RATING TWO CORD, LENGTH 74 CM LONG APPROXIMATELY | REHABILITATION,PHYSIOTHERAPY SUPPLIES
1330 | 4214280225900 | GLOVE, GARMENT COMPRESSION, ISOTONER OR EQUIVALENT, OPEN FINGER, PROVIDE MODERATE COMPRESSION, SIZE: LARGE | REHABILITATION,PHYSIOTHERAPY SUPPLIES
1331 | 4214280226000 | GLOVE, GARMENT COMPRESSION, ISOTONER OR EQUIVALENT, OPEN FINGER, PROVIDE MODERATE COMPRESSION, SIZE: MEDIUM | REHABILITATION,PHYSIOTHERAPY SUPPLIES
1332 | 4214280226200 | GLOVE, GARMENT COMPRESSION, ISOTONER OR EQUIVALENT, OPEN FINGER, PROVIDE MODERATE COMPRESSION, SIZE: SMALL | REHABILITATION,PHYSIOTHERAPY SUPPLIES
1333 | 4214280226300 | STOCKING, READY MADE, MEDICAL GRADUATED COMPRESSION, SEAMLESS, ABOVE KNEE, WIDE/PLUS, WITH CLOSE TOE, POLYAMIDE, ELASTANE, LATEX FREE, SILICONE TOP BAND, SKIN COLOR, CLASS 1 (18 - 21 MMHG), PAIR, ASSORTED SIZES (LYMPHEDEMA) | REHABILITATION,PHYSIOTHERAPY SUPPLIES
1334 | 4214280226600 | STOCKING READY MADE MEDICAL GRADUATED COMPRESSION SEAMLESS BELOW KNEE WIDE/PLUS WITH CLOSE TOE POLYAMIDE ELASTANE LATEX FREE SKIN COLOR CLASS 1 (18 - 21 MMHG) ASSORTED SIZES (LYMPHEDEMA). | SUPPLEMENTARY REHAB,PHYSIOTHERAPY SUPPL.
1335 | 4214280226800 | STOCKING, READY MADE, MEDICAL GRADUATED COMPRESSION, SEAMLESS, BELOW KNEE, WITH CLOSE TOE, POLYAMIDE, ELASTANE, LATEX FREE, SKIN COLOR, CLASS 1 (18 - 21 MMHG), PAIR, ASSORTED SIZES (LYMPHEDEMA) | REHABILITATION,PHYSIOTHERAPY SUPPLIES
1336 | 4214280227000 | STOCKING READY MADE MEDICAL GRADUATED COMPRESSION SEAMLESS PANTY WITH CLOSE TOE POLYAMIDE ELASTANE LATEX FREE SKIN COLOR CLASS 1 (18 - 21 MMHG) ASSORTED SIZES (LYMPHEDEMA). | SUPPLEMENTARY REHAB,PHYSIOTHERAPY SUPPL.
1337 | 4214280227100 | STOCKING READY MADE MEDICAL GRADUATED COMPRESSION SEAMLESS PANTY WIDE/PLUS WITH CLOSE TOE POLYAMIDE ELASTANE LATEX FREE SKIN COLOR CLASS 1 (18 - 21 MMHG) ASSORTED SIZES (LYMPHEDEMA). | SUPPLEMENTARY REHAB,PHYSIOTHERAPY SUPPL.
1338 | 4214280227600 | STOCKING READY MADE MEDICAL GRADUATED COMPRESSION SEAMLESS THIGH WITH WAIST ATTACHMENT WITH CLOSE TOE POLYAMIDE ELASTANE LATEX FREE SKIN COLOR MEDICAL GRADUATED COMPRESSION SEAMLESS THIGH WITH WAIST ATTACHMENT WITH 1 (18 - 21 MMHG) ASSORTED SIZES (LYMPHEDEMA). | SUPPLEMENTARY REHAB,PHYSIOTHERAPY SUPPL.
1339 | 4214280227700 | STOCKING READY MADE MEDICAL GRADUATED COMPRESSION SEAMLESS THIGH WITH WAIST ATTACHMENT WIDE/PLUS WITH CLOSE TOE POLYAMIDE ELASTANE LATEX FREE SKIN COLOR CLASS 1 (18 - 21 MMHG) ASSORTED SIZES (LYMPHEDEMA). | SUPPLEMENTARY REHAB,PHYSIOTHERAPY SUPPL.
1340 | 4214280228800 | STOCKING, READY MADE, MEDICAL GRADUATED COMPRESSION, SEAMLESS, ABOVE KNEE, WITH CLOSE TOE, POLYAMIDE, ELASTANE, LATEX FREE, SILICONE TOP BAND, SKIN COLOR, CLASS 2 (20 - 32 MMHG), PAIR, ASSORTED SIZES (LYMPHEDEMA) | REHABILITATION,PHYSIOTHERAPY SUPPLIES
1341 | 4214280228900 | STOCKING, READY MADE, MEDICAL GRADUATED COMPRESSION, SEAMLESS, ABOVE KNEE, WIDE/PLUS, WITH CLOSE TOE, POLYAMIDE, ELASTANE, LATEX FREE, SILICONE TOP BAND, SKIN COLOR, CLASS 2 (20 - 32 MMHG), PAIR, ASSORTED SIZES (LYMPHEDEMA) | REHABILITATION,PHYSIOTHERAPY SUPPLIES
1342 | 4214280229400 | STOCKING, READY MADE, MEDICAL GRADUATED COMPRESSION, SEAMLESS, PANTY, WITH CLOSE TOE, POLYAMIDE, ELASTANE, LATEX FREE, SKIN COLOR, CLASS 2 (20 - 32 MMHG), ASSORTED SIZES (LYMPHEDEMA) | REHABILITATION,PHYSIOTHERAPY SUPPLIES
1343 | 4214280229500 | STOCKING READY MADE MEDICAL GRADUATED COMPRESSION SEAMLESS PANTY WIDE/PLUS WITH CLOSE TOE POLYAMIDE ELASTANE LATEX FREE SKIN COLOR CLASS 2 (20 - 32 MMHG) ASSORTED SIZES (LYMPHEDEMA). | SUPPLEMENTARY REHAB,PHYSIOTHERAPY SUPPL.
1344 | 4214280242000 | PRESSURE GARMENT READY MADE VEST LONG SLEEVES CHILDREN SIZES: 6: 25.6-26.8 IN (64-67 CM) (CHEST CIRCUMFERENCE UNDER AXILLA) . EASY F = ITTING SOFT AND SMOOTH HI-TECH YARN WITH PERMANENT ODOR NEUTRALITY BREATHABLE HIGH UV PROTECTION PRESSURE LEVEL 10-18 MMHG HYPOALLERGENIC AND LATEX-FREE ANTI-BACTERIAL WASHABLE FABRIC COMPOSITION 80%-90% POLYAMIDE 10%-20% ELASTANE THICKNESS 0.48MM-0.52MM (SCAR MAN = AGEMENT). | SUPPLEMENTARY REHAB,PHYSIOTHERAPY SUPPL.
1345 | 4214280242100 | PRESSURE GARMENT READY MADE VEST LONG SLEEVES CHILDREN SIZES: 5: 24-25.2 IN (60-63 CM) (CHEST CIRCUMFERENCE UNDER AXILLA) . EASY FITTING SOFT AND SMOOTH HI-TECH YARN WITH PERMANENT ODOR NEUTRALITY BREATHABLE HIGH UV PROTECTION PRESSURE LEVEL 10-18 MMHG HYPOALLERGENIC AND LATEX-FREE ANTI-BACTERIAL WASHABLE FABRIC COMPOSITION 80%-90% POLYAMIDE 10%-20% ELASTANE THICKNESS 0.48MM-0.52MM (SCAR MANAGEMENT). | SUPPLEMENTARY REHAB,PHYSIOTHERAPY SUPPL.
1346 | 4214280242200 | PRESSURE GARMENT READY MADE VEST LONG SLEEVES CHILDREN SIZES: 4: 22-23.6 IN (55-59 CM) (CHEST CIRCUMFERENCE UNDER AXILLA) . EASY FITTING SOFT AND SMOOTH HI-TECH YARN WITH PERMANENT ODOR NEUTRALITY BREATHABLE HIGH UV PROTECTION PRESSURE LEVEL 10-18 MMHG HYPOALLERGENIC AND LATEX-FREE ANTI-BACTERIAL WASHABLE FABRIC COMPOSITION 80%-90% POLYAMIDE 10%-20% ELASTANE THICKNESS 0.48MM-0.52MM (SCAR MANAGEMENT). | SUPPLEMENTARY REHAB,PHYSIOTHERAPY SUPPL.
1347 | 4214280242300 | PRESSURE GARMENT READY MADE VEST LONG SLEEVES CHILDREN SIZES: 7: 27.2-28.4 IN (68-71 CM) (CHEST CIRCUMFERENCE UNDER AXILLA) . EASY F = ITTING SOFT AND SMOOTH HI-TECH YARN WITH PERMANENT ODOR NEUTRALITY BREATHABLE HIGH UV PROTECTION PRESSURE LEVEL 10-18 MMHG HYPOALLERGENIC AND LATEX-FREE ANTI-BACTERIAL WASHABLE FABRIC COMPOSITION 80%-90% POLYAMIDE 10%-20% ELASTANE THICKNESS 0.48MM-0.52MM (SCAR MAN = AGEMENT). | SUPPLEMENTARY REHAB,PHYSIOTHERAPY SUPPL.
1348 | 4214280242400 | PRESSURE GARMENT READY MADE VEST LONG SLEEVES CHILDREN SIZES: 3: 20-21.6 IN (50-54 CM) (CHEST CIRCUMFERENCE UNDER AXILLA) . EASY FITTING SOFT AND SMOOTH HI-TECH YARN WITH PERMANENT ODOR NEUTRALITY BREATHABLE HIGH UV PROTECTION PRESSURE LEVEL 10-18 MMHG HYPOALLERGENIC AND LATEX-FREE ANTI-BACTERIAL WASHABLE FABRIC COMPOSITION 80%-90% POLYAMIDE 10%-20% ELASTANE THICKNESS 0.48MM-0.52MM (SCAR MANAGEMENT). | SUPPLEMENTARY REHAB,PHYSIOTHERAPY SUPPL.
1349 | 4214280242500 | PRESSURE GARMENT READY MADE VEST LONG SLEEVES CHILDREN SIZES: 8: 28.8-30 IN (72-75 CM) (CHEST CIRCUMFERENCE UNDER AXILLA) . EASY FITTING SOFT AND SMOOTH HI-TECH YARN WITH PERMANENT ODOR NEUTRALITY BREATHABLE HIGH UV PROTECTION PRESSURE LEVEL 10-18 MMHG HYPOALLERGENIC AND LATEX-FREE ANTI-BACTERIAL WASHABLE FABRIC COMPOSITION 80%-90% POLYAMIDE 10%-20% ELASTANE THICKNESS 0.48MM-0.52MM (SCAR MANAGEMENT). | SUPPLEMENTARY REHAB,PHYSIOTHERAPY SUPPL.
1350 | 4214280242600 | PRESSURE GARMENT READY MADE VEST LONG SLEEVES CHILDREN SIZES: 2: 18.4-19.6 IN (46-49 CM) (CHEST CIRCUMFERENCE UNDER AXILLA) . EASY F = ITTING SOFT AND SMOOTH HI-TECH YARN WITH PERMANENT ODOR NEUTRALITY BREATHABLE HIGH UV PROTECTION PRESSURE LEVEL 10-18 MMHG HYPOALLERGENIC AND LATEX-FREE ANTI-BACTERIAL WASHABLE FABRIC COMPOSITION 80%-90% POLYAMIDE 10%-20% ELASTANE THICKNESS 0.48MM-0.52MM (SCAR MAN = AGEMENT). | SUPPLEMENTARY REHAB,PHYSIOTHERAPY SUPPL.
1351 | 4214280242700 | PRESSURE GARMENT READY MADE VEST LONG SLEEVES CHILDREN SIZES: 9: 30.4-31.6 IN (76-79 CM) (CHEST CIRCUMFERENCE UNDER AXILLA) . EASY F = ITTING SOFT AND SMOOTH HI-TECH YARN WITH PERMANENT ODOR NEUTRALITY BREATHABLE HIGH UV PROTECTION PRESSURE LEVEL 10-18 MMHG HYPOALLERGENIC AND LATEX-FREE ANTI-BACTERIAL WASHABLE FABRIC COMPOSITION 80%-90% POLYAMIDE 10%-20% ELASTANE THICKNESS 0.48MM-0.52MM (SCAR MAN = AGEMENT). | SUPPLEMENTARY REHAB,PHYSIOTHERAPY SUPPL.
1352 | 4214280242800 | PRESSURE GARMENT READY MADE VEST LONG SLEEVES CHILDREN SIZES: 1: 17.2-18 IN (43-45 CM) (CHEST CIRCUMFERENCE UNDER AXILLA) . EASY FITTING SOFT AND SMOOTH HI-TECH YARN WITH PERMANENT ODOR NEUTRALITY BREATHABLE HIGH UV PROTECTION PRESSURE LEVEL 10-18 MMHG HYPOALLERGENIC AND LATEX-FREE ANTI-BACTERIAL WASHABLE FABRIC COMPOSITION 80%-90% POLYAMIDE 10%-20% ELASTANE THICKNESS 0.48MM-0.52MM (SCAR MANAGEMENT). | SUPPLEMENTARY REHAB,PHYSIOTHERAPY SUPPL.
1353 | 4214280242900 | PRESSURE GARMENT READY MADE VEST LONG SLEEVES CHILDREN SIZES: 10: 32-33.2 IN (80-83 CM) (CHEST CIRCUMFERENCE UNDER AXILLA) . EASY FITTING SOFT AND SMOOTH HI-TECH YARN WITH PERMANENT ODOR NEUTRALITY BREATHABLE HIGH UV PROTECTION PRESSURE LEVEL 10-18 MMHG HYPOALLERGENIC AND LATEX-FREE ANTI-BACTERIAL WASHABLE FABRIC COMPOSITION 80%-90% POLYAMIDE 10%-20% ELASTANE THICKNESS 0.48MM-0.52MM (SCAR MANAGEMENT). | SUPPLEMENTARY REHAB,PHYSIOTHERAPY SUPPL.
1354 | 4214280243000 | PRESSURE GARMENT READY MADE VEST MEN LONG SLEEVES SIZES: 6: 40.4-41.6 IN (101-104 CM) (CHEST CIRCUMFERENCE UNDER AXILLA) . EASY FITTING SOFT AND SMOOTH HI-TECH YARN WITH PERMANENT ODOR NEUTRALITY BREATHABLE HIGH UV PROTECTION PRESSURE LEVEL 10-18 MMHG HYPOALLERGENIC AND LATEX-FREE ANTI-BACTERIAL WASHABLE FABRIC COMPOSITION 80%-90% POLYAMIDE 10%-20% ELASTANE THICKNESS 0.48MM-0.52MM (SCAR MANAGEMENT). | SUPPLEMENTARY REHAB,PHYSIOTHERAPY SUPPL.
1355 | 4214280243100 | PRESSURE GARMENT READY MADE VEST MEN LONG SLEEVES SIZES: 5: 38.8-40 IN (97-100 CM) (CHEST CIRCUMFERENCE UNDER AXILLA) . EASY FITTING SOFT AND SMOOTH HI-TECH YARN WITH PERMANENT ODOR NEUTRALITY BREATHABLE HIGH UV PROTECTION PRESSURE LEVEL 10-18 MMHG HYPOALLERGENIC AND LATEX-FREE ANTI-BACTERIAL WASHABLE FABRIC COMPOSITION 80%-90% POLYAMIDE 10%-20% ELASTANE THICKNESS 0.48MM-0.52MM (SCAR MANAGEMENT). | SUPPLEMENTARY REHAB,PHYSIOTHERAPY SUPPL.
1356 | 4214280243200 | PRESSURE GARMENT READY MADE VEST MEN LONG SLEEVES SIZES: 4: 37.2-38.4 IN (93-96 CM) (CHEST CIRCUMFERENCE UNDER AXILLA) . EASY FITTING SOFT AND SMOOTH HI-TECH YARN WITH PERMANENT ODOR NEUTRALITY BREATHABLE HIGH UV PROTECTION PRESSURE LEVEL 10-18 MMHG HYPOALLERGENIC AND LATEX-FREE ANTI-BACTERIAL WASHABLE FABRIC COMPOSITION 80%-90% POLYAMIDE 10%-20% ELASTANE THICKNESS 0.48MM-0.52MM (SCAR MANAGEMENT). | SUPPLEMENTARY REHAB,PHYSIOTHERAPY SUPPL.
1357 | 4214280243300 | PRESSURE GARMENT READY MADE VEST MEN LONG SLEEVES SIZES: 7: 42-43.2 IN (105-108 CM) (CHEST CIRCUMFERENCE UNDER AXILLA) . EASY FITTING SOFT AND SMOOTH HI-TECH YARN WITH PERMANENT ODOR NEUTRALITY BREATHABLE HIGH UV PROTECTION PRESSURE LEVEL 10-18 MMHG HYPOALLERGENIC AND LATEX-FREE ANTI-BACTERIAL WASHABLE FABRIC COMPOSITION 80%-90% POLYAMIDE 10%-20% ELASTANE THICKNESS 0.48MM-0.52MM (SCAR MANAGEMENT). | SUPPLEMENTARY REHAB,PHYSIOTHERAPY SUPPL.
1358 | 4214280243400 | PRESSURE GARMENT READY MADE VEST MEN LONG SLEEVES SIZES: 3: 35.6-36.8 IN (89-92 CM) (CHEST CIRCUMFERENCE UNDER AXILLA) . EASY FITTING SOFT AND SMOOTH HI-TECH YARN WITH PERMANENT ODOR NEUTRALITY BREATHABLE HIGH UV PROTECTION PRESSURE LEVEL 10-18 MMHG HYPOALLERGENIC AND LATEX-FREE ANTI-BACTERIAL WASHABLE FABRIC COMPOSITION 80%-90% POLYAMIDE 10%-20% ELASTANE THICKNESS 0.48MM-0.52MM (SCAR MANAGEMENT). | SUPPLEMENTARY REHAB,PHYSIOTHERAPY SUPPL.
1359 | 4214280243500 | PRESSURE GARMENT READY MADE VEST MEN LONG SLEEVES SIZES: 8: 43.6-44.8 IN (109-112 CM) (CHEST CIRCUMFERENCE UNDER AXILLA) . EASY FITTING SOFT AND SMOOTH HI-TECH YARN WITH PERMANENT ODOR NEUTRALITY BREATHABLE HIGH UV PROTECTION PRESSURE LEVEL 10-18 MMHG HYPOALLERGENIC AND LATEX-FREE ANTI-BACTERIAL WASHABLE FABRIC COMPOSITION 80%-90% POLYAMIDE 10%-20% ELASTANE THICKNESS 0.48MM-0.52MM (SCAR MANAGEMENT). | SUPPLEMENTARY REHAB,PHYSIOTHERAPY SUPPL.
1360 | 4214280243600 | PRESSURE GARMENT READY MADE VEST MEN LONG SLEEVES SIZES: 2: 34-35.2 IN (85-88 CM) (CHEST CIRCUMFERENCE UNDER AXILLA) . EASY FITTING SOFT AND SMOOTH HI-TECH YARN WITH PERMANENT ODOR NEUTRALITY BREATHABLE HIGH UV PROTECTION PRESSURE LEVEL 10-18 MMHG HYPOALLERGENIC AND LATEX-FREE ANTI-BACTERIAL WASHABLE FABRIC COMPOSITION 80%-90% POLYAMIDE 10%-20% ELASTANE THICKNESS 0.48MM-0.52MM (SCAR MANAGEMENT). | SUPPLEMENTARY REHAB,PHYSIOTHERAPY SUPPL.
1361 | 4214280243700 | PRESSURE GARMENT READY MADE VEST MEN LONG SLEEVES SIZES: 9: 45.2-46.4 IN (113-116 CM) (CHEST CIRCUMFERENCE UNDER AXILLA) . EASY FITTING SOFT AND SMOOTH HI-TECH YARN WITH PERMANENT ODOR NEUTRALITY BREATHABLE HIGH UV PROTECTION PRESSURE LEVEL 10-18 MMHG HYPOALLERGENIC AND LATEX-FREE ANTI-BACTERIAL WASHABLE FABRIC COMPOSITION 80%-90% POLYAMIDE 10%-20% ELASTANE THICKNESS 0.48MM-0.52MM (SCAR MANAGEMENT). | SUPPLEMENTARY REHAB,PHYSIOTHERAPY SUPPL.
1362 | 4214280243800 | PRESSURE GARMENT READY MADE VEST MEN LONG SLEEVES SIZES: 1: 32.4-33.6 IN (81-84 CM) (CHEST CIRCUMFERENCE UNDER AXILLA) . EASY FITTING SOFT AND SMOOTH HI-TECH YARN WITH PERMANENT ODOR NEUTRALITY BREATHABLE HIGH UV PROTECTION PRESSURE LEVEL 10-18 MMHG HYPOALLERGENIC AND LATEX-FREE ANTI-BACTERIAL WASHABLE FABRIC COMPOSITION 80%-90% POLYAMIDE 10%-20% ELASTANE THICKNESS 0.48MM-0.52MM (SCAR MANAGEMENT). | SUPPLEMENTARY REHAB,PHYSIOTHERAPY SUPPL.
1363 | 4214280243900 | PRESSURE GARMENT READY MADE VEST MEN LONG SLEEVES SIZES: 10: 46.8-48 IN (117-120 CM) (CHEST CIRCUMFERENCE UNDER AXILLA) . EASY FITTING SOFT AND SMOOTH HI-TECH YARN WITH PERMANENT ODOR NEUTRALITY BREATHABLE HIGH UV PROTECTION PRESSURE LEVEL 10-18 MMHG HYPOALLERGENIC AND LATEX-FREE ANTI-BACTERIAL WASHABLE FABRIC COMPOSITION 80%-90% POLYAMIDE 10%-20% ELASTANE THICKNESS 0.48MM-0.52MM (SCAR MANAGEMENT). | SUPPLEMENTARY REHAB,PHYSIOTHERAPY SUPPL.
1364 | 4214280244000 | PRESSURE GARMENT READY MADE VEST MEN SHORT SLEEVES SIZES: 6: 40.4-41.6 IN (101-104 CM) (CHEST CIRCUMFERENCE UNDER AXILLA) . EASY FITTING SOFT AND SMOOTH HI-TECH YARN WITH PERMANENT ODOR NEUTRALITY BREATHABLE HIGH UV PROTECTION PRESSURE LEVEL 10-18 MMHG HYPOALLERGENIC AND LATEX-FREE ANTI-BACTERIAL WASHABLE FABRIC COMPOSITION 80%-90% POLYAMIDE 10%-20% ELASTANE THICKNESS 0.48MM-0.52MM (SCAR MANAGEMENT). | SUPPLEMENTARY REHAB,PHYSIOTHERAPY SUPPL.
1365 | 4214280244100 | PRESSURE GARMENT READY MADE VEST MEN SHORT SLEEVES SIZES: 5: 38.8-40 IN (97-100 CM) (CHEST CIRCUMFERENCE UNDER AXILLA) . EASY FITTING SOFT AND SMOOTH HI-TECH YARN WITH PERMANENT ODOR NEUTRALITY BREATHABLE HIGH UV PROTECTION PRESSURE LEVEL 10-18 MMHG HYPOALLERGENIC AND LATEX-FREE ANTI-BACTERIAL WASHABLE FABRIC COMPOSITION 80%-90% POLYAMIDE 10%-20% ELASTANE THICKNESS 0.48MM-0.52MM (SCAR MANAGEMENT). | SUPPLEMENTARY REHAB,PHYSIOTHERAPY SUPPL.
1366 | 4214280244200 | PRESSURE GARMENT READY MADE VEST MEN SHORT SLEEVES SIZES: 4: 37.2-38.4 IN (93-96 CM) (CHEST CIRCUMFERENCE UNDER AXILLA) . EASY FITTING SOFT AND SMOOTH HI-TECH YARN WITH PERMANENT ODOR NEUTRALITY BREATHABLE HIGH UV PROTECTION PRESSURE LEVEL 10-18 MMHG HYPOALLERGENIC AND LATEX-FREE ANTI-BACTERIAL WASHABLE FABRIC COMPOSITION 80%-90% POLYAMIDE 10%-20% ELASTANE THICKNESS 0.48MM-0.52MM (SCAR MANAGEMENT). | SUPPLEMENTARY REHAB,PHYSIOTHERAPY SUPPL.
1367 | 4214280244300 | PRESSURE GARMENT READY MADE VEST MEN SHORT SLEEVES SIZES: 7: 42-43.2 IN (105-108 CM) (CHEST CIRCUMFERENCE UNDER AXILLA) . EASY FITTING SOFT AND SMOOTH HI-TECH YARN WITH PERMANENT ODOR NEUTRALITY BREATHABLE HIGH UV PROTECTION PRESSURE LEVEL 10-18 MMHG HYPOALLERGENIC AND LATEX-FREE ANTI-BACTERIAL WASHABLE FABRIC COMPOSITION 80%-90% POLYAMIDE 10%-20% ELASTANE THICKNESS 0.48MM-0.52MM (SCAR MANAGEMENT). | SUPPLEMENTARY REHAB,PHYSIOTHERAPY SUPPL.
1368 | 4214280244400 | PRESSURE GARMENT READY MADE VEST MEN SHORT SLEEVES SIZES: 3: 35.6-36.8 IN (89-92 CM) (CHEST CIRCUMFERENCE UNDER AXILLA) . EASY FITTING SOFT AND SMOOTH HI-TECH YARN WITH PERMANENT ODOR NEUTRALITY BREATHABLE HIGH UV PROTECTION PRESSURE LEVEL 10-18 MMHG HYPOALLERGENIC AND LATEX-FREE ANTI-BACTERIAL WASHABLE FABRIC COMPOSITION 80%-90% POLYAMIDE 10%-20% ELASTANE THICKNESS 0.48MM-0.52MM (SCAR MANAGEMENT). | SUPPLEMENTARY REHAB,PHYSIOTHERAPY SUPPL.
1369 | 4214280244500 | PRESSURE GARMENT READY MADE VEST MEN SHORT SLEEVES SIZES: 8: 43.6-44.8 IN (109-112 CM) (CHEST CIRCUMFERENCE UNDER AXILLA) . EASY FITTING SOFT AND SMOOTH HI-TECH YARN WITH PERMANENT ODOR NEUTRALITY BREATHABLE HIGH UV PROTECTION PRESSURE LEVEL 10-18 MMHG HYPOALLERGENIC AND LATEX-FREE ANTI-BACTERIAL WASHABLE FABRIC COMPOSITION 80%-90% POLYAMIDE 10%-20% ELASTANE THICKNESS 0.48MM-0.52MM (SCAR MANAGEMENT). | SUPPLEMENTARY REHAB,PHYSIOTHERAPY SUPPL.
1370 | 4214280244600 | PRESSURE GARMENT READY MADE VEST MEN SHORT SLEEVES SIZES: 2: 34-35.2 IN (85-88 CM) (CHEST CIRCUMFERENCE UNDER AXILLA) . EASY FITTING SOFT AND SMOOTH HI-TECH YARN WITH PERMANENT ODOR NEUTRALITY BREATHABLE HIGH UV PROTECTION PRESSURE LEVEL 10-18 MMHG HYPOALLERGENIC AND LATEX-FREE ANTI-BACTERIAL WASHABLE FABRIC COMPOSITION 80%-90% POLYAMIDE 10%-20% ELASTANE THICKNESS 0.48MM-0.52MM (SCAR MANAGEMENT). | SUPPLEMENTARY REHAB,PHYSIOTHERAPY SUPPL.
1371 | 4214280244700 | PRESSURE GARMENT READY MADE VEST MEN SHORT SLEEVES SIZES: 9: 45.2-46.4 IN (113-116 CM) (CHEST CIRCUMFERENCE UNDER AXILLA) . EASY FITTING SOFT AND SMOOTH HI-TECH YARN WITH PERMANENT ODOR NEUTRALITY BREATHABLE HIGH UV PROTECTION PRESSURE LEVEL 10-18 MMHG HYPOALLERGENIC AND LATEX-FREE ANTI-BACTERIAL WASHABLE FABRIC COMPOSITION 80%-90% POLYAMIDE 10%-20% ELASTANE THICKNESS 0.48MM-0.52MM (SCAR MANAGEMENT). | SUPPLEMENTARY REHAB,PHYSIOTHERAPY SUPPL.
1372 | 4214280244800 | PRESSURE GARMENT READY MADE VEST MEN SHORT SLEEVES SIZES: 1: 32.4-33.6 IN (81-84 CM) (CHEST CIRCUMFERENCE UNDER AXILLA) . EASY FITTING SOFT AND SMOOTH HI-TECH YARN WITH PERMANENT ODOR NEUTRALITY BREATHABLE HIGH UV PROTECTION PRESSURE LEVEL 10-18 MMHG HYPOALLERGENIC AND LATEX-FREE ANTI-BACTERIAL WASHABLE FABRIC COMPOSITION 80%-90% POLYAMIDE 10%-20% ELASTANE THICKNESS 0.48MM-0.52MM (SCAR MANAGEMENT). | SUPPLEMENTARY REHAB,PHYSIOTHERAPY SUPPL.
1373 | 4214280244900 | PRESSURE GARMENT READY MADE VEST MEN SHORT SLEEVES SIZES: 10: 46.8-48 IN (117-120 CM) (CHEST CIRCUMFERENCE UNDER AXILLA) . EASY FITTING SOFT AND SMOOTH HI-TECH YARN WITH PERMANENT ODOR NEUTRALITY BREATHABLE HIGH UV PROTECTION PRESSURE LEVEL 10-18 MMHG HYPOALLERGENIC AND LATEX-FREE ANTI-BACTERIAL WASHABLE FABRIC COMPOSITION 80%-90% POLYAMIDE 10%-20% ELASTANE THICKNESS 0.48MM-0.52MM (SCAR MANAGEMENT). | SUPPLEMENTARY REHAB,PHYSIOTHERAPY SUPPL.
1374 | 4214280245000 | PRESSURE GARMENT READY MADE VEST SHORT SLEEVES CHILDREN SIZES: 6: 25.6-26.8 IN (64-67 CM) (CHEST CIRCUMFERENCE UNDER AXILLA) . EASY FITTING SOFT AND SMOOTH HI-TECH YARN WITH PERMANENT ODOR NEUTRALITY BREATHABLE HIGH UV PROTECTION PRESSURE LEVEL 10-18 MMHG HYPOALLERGENIC AND LATEX-FREE ANTI-BACTERIAL WASHABLE FABRIC COMPOSITION 80%-90% POLYAMIDE 10%-20% ELASTANE THICKNESS 0.48MM-0.52MM (SCAR MANAGEMENT). | SUPPLEMENTARY REHAB,PHYSIOTHERAPY SUPPL.
1375 | 4214280245100 | PRESSURE GARMENT READY MADE VEST SHORT SLEEVES CHILDREN SIZES: 5: 24-25.2 IN (60-63 CM) (CHEST CIRCUMFERENCE UNDER AXILLA) . EASY FITTING SOFT AND SMOOTH HI-TECH YARN WITH PERMANENT ODOR NEUTRALITY BREATHABLE HIGH UV PROTECTION PRESSURE LEVEL 10-18 MMHG HYPOALLERGENIC AND LATEX-FREE ANTI-BACTERIAL WASHABLE FABRIC COMPOSITION 80%-90% POLYAMIDE 10%-20% ELASTANE THICKNESS 0.48MM-0.52MM (SCAR MANAGEMENT). | SUPPLEMENTARY REHAB,PHYSIOTHERAPY SUPPL.
1376 | 4214280245200 | PRESSURE GARMENT READY MADE VEST SHORT SLEEVES CHILDREN SIZES: 4: 22-23.6 IN (55-59 CM) (CHEST CIRCUMFERENCE UNDER AXILLA) . EASY FITTING SOFT AND SMOOTH HI-TECH YARN WITH PERMANENT ODOR NEUTRALITY BREATHABLE HIGH UV PROTECTION PRESSURE LEVEL 10-18 MMHG HYPOALLERGENIC AND LATEX-FREE ANTI-BACTERIAL WASHABLE FABRIC COMPOSITION 80%-90% POLYAMIDE 10%-20% ELASTANE THICKNESS 0.48MM-0.52MM (SCAR MANAGEMENT). | SUPPLEMENTARY REHAB,PHYSIOTHERAPY SUPPL.
1377 | 4214280245300 | PRESSURE GARMENT READY MADE VEST SHORT SLEEVES CHILDREN SIZES: 7: 27.2-28.4 IN (68-71 CM) (CHEST CIRCUMFERENCE UNDER AXILLA) . EASY FITTING SOFT AND SMOOTH HI-TECH YARN WITH PERMANENT ODOR NEUTRALITY BREATHABLE HIGH UV PROTECTION PRESSURE LEVEL 10-18 MMHG HYPOALLERGENIC AND LATEX-FREE ANTI-BACTERIAL WASHABLE FABRIC COMPOSITION 80%-90% POLYAMIDE 10%-20% ELASTANE THICKNESS 0.48MM-0.52MM (SCAR MANAGEMENT). | SUPPLEMENTARY REHAB,PHYSIOTHERAPY SUPPL.
1378 | 4214280245400 | PRESSURE GARMENT READY MADE VEST SHORT SLEEVES CHILDREN SIZES: 3: 20-21.6 IN (50-54 CM) (CHEST CIRCUMFERENCE UNDER AXILLA) . EASY FITTING SOFT AND SMOOTH HI-TECH YARN WITH PERMANENT ODOR NEUTRALITY BREATHABLE HIGH UV PROTECTION PRESSURE LEVEL 10-18 MMHG HYPOALLERGENIC AND LATEX-FREE ANTI-BACTERIAL WASHABLE FABRIC COMPOSITION 80%-90% POLYAMIDE 10%-20% ELASTANE THICKNESS 0.48MM-0.52MM (SCAR MANAGEMENT). | SUPPLEMENTARY REHAB,PHYSIOTHERAPY SUPPL.
1379 | 4214280245500 | PRESSURE GARMENT READY MADE VEST SHORT SLEEVES CHILDREN SIZES: 8: 28.8-30 IN (72-75 CM) (CHEST CIRCUMFERENCE UNDER AXILLA) . EASY FITTING SOFT AND SMOOTH HI-TECH YARN WITH PERMANENT ODOR NEUTRALITY BREATHABLE HIGH UV PROTECTION PRESSURE LEVEL 10-18 MMHG HYPOALLERGENIC AND LATEX-FREE ANTI-BACTERIAL WASHABLE FABRIC COMPOSITION 80%-90% POLYAMIDE 10%-20% ELASTANE THICKNESS 0.48MM-0.52MM (SCAR MANAGEMENT). | SUPPLEMENTARY REHAB,PHYSIOTHERAPY SUPPL.
1380 | 4214280245600 | PRESSURE GARMENT READY MADE VEST SHORT SLEEVES CHILDREN SIZES: 2: 18.4-19.6 IN (46-49 CM) (CHEST CIRCUMFERENCE UNDER AXILLA) . EASY FITTING SOFT AND SMOOTH HI-TECH YARN WITH PERMANENT ODOR NEUTRALITY BREATHABLE HIGH UV PROTECTION PRESSURE LEVEL 10-18 MMHG HYPOALLERGENIC AND LATEX-FREE ANTI-BACTERIAL WASHABLE FABRIC COMPOSITION 80%-90% POLYAMIDE 10%-20% ELASTANE THICKNESS 0.48MM-0.52MM (SCAR MANAGEMENT). | SUPPLEMENTARY REHAB,PHYSIOTHERAPY SUPPL.
1381 | 4214280245700 | PRESSURE GARMENT READY MADE VEST SHORT SLEEVES CHILDREN SIZES: 9: 30.4-31.6 IN (76-79 CM) (CHEST CIRCUMFERENCE UNDER AXILLA) . EASY FITTING SOFT AND SMOOTH HI-TECH YARN WITH PERMANENT ODOR NEUTRALITY BREATHABLE HIGH UV PROTECTION PRESSURE LEVEL 10-18 MMHG HYPOALLERGENIC AND LATEX-FREE ANTI-BACTERIAL WASHABLE FABRIC COMPOSITION 80%-90% POLYAMIDE 10%-20% ELASTANE THICKNESS 0.48MM-0.52MM (SCAR MANAGEMENT). | SUPPLEMENTARY REHAB,PHYSIOTHERAPY SUPPL.
1382 | 4214280245800 | PRESSURE GARMENT READY MADE VEST SHORT SLEEVES CHILDREN SIZES: 1: 17.2-18 IN (43-45 CM) (CHEST CIRCUMFERENCE UNDER AXILLA) . EASY FITTING SOFT AND SMOOTH HI-TECH YARN WITH PERMANENT ODOR NEUTRALITY BREATHABLE HIGH UV PROTECTION PRESSURE LEVEL 10-18 MMHG HYPOALLERGENIC AND LATEX-FREE ANTI-BACTERIAL WASHABLE FABRIC COMPOSITION 80%-90% POLYAMIDE 10%-20% ELASTANE THICKNESS 0.48MM-0.52MM (SCAR MANAGEMENT). | SUPPLEMENTARY REHAB,PHYSIOTHERAPY SUPPL.
1383 | 4214280245900 | PRESSURE GARMENT READY MADE VEST SHORT SLEEVES CHILDREN SIZES: 10: 32-33.2 IN (80-83 CM) (CHEST CIRCUMFERENCE UNDER AXILLA) . EASY FITTING SOFT AND SMOOTH HI-TECH YARN WITH PERMANENT ODOR NEUTRALITY BREATHABLE HIGH UV PROTECTION PRESSURE LEVEL 10-18 MMHG HYPOALLERGENIC AND LATEX-FREE ANTI-BACTERIAL WASHABLE FABRIC COMPOSITION 80%-90% POLYAMIDE 10%-20% ELASTANE THICKNESS 0.48MM-0.52MM (SCAR MANAGEMENT). | SUPPLEMENTARY REHAB,PHYSIOTHERAPY SUPPL.
1384 | 4214280246000 | PRESSURE GARMENT READY MADE VEST WOMEN LONG SLEEVES SIZES: 6: 37.2-38.4 IN (97-100 CM) (CIRCUMFERENCE OF CHEST ABOVE BREASTS) . EASY FITTING SOFT AND SMOOTH HI-TECH YARN WITH PERMANENT ODOR NEUTRALITY BREATHABLE HIGH UV PROTECTION PRESSURE LEVEL 10-18 MMHG HYPOALLERGENIC AND LATEX-FREE ANTI-BACTERIAL WASHABLE FABRIC COMPOSITION 80%-90% POLYAMIDE 10%-20% ELASTANE THICKNESS 0.48MM-0.52MM (SCAR MANAGEMENT). | SUPPLEMENTARY REHAB,PHYSIOTHERAPY SUPPL.
1385 | 4214280246100 | PRESSURE GARMENT READY MADE VEST WOMEN LONG SLEEVES SIZES: 5: 35.6-36.8 IN (93-96 CM) (CIRCUMFERENCE OF CHEST ABOVE BREASTS) . EASY FITTING SOFT AND SMOOTH HI-TECH YARN WITH PERMANENT ODOR NEUTRALITY BREATHABLE HIGH UV PROTECTION PRESSURE LEVEL 10-18 MMHG HYPOALLERGENIC AND LATEX-FREE ANTI-BACTERIAL WASHABLE FABRIC COMPOSITION 80%-90% POLYAMIDE 10%-20% ELASTANE THICKNESS 0.48MM-0.52MM (SCAR MANAGEMENT). | SUPPLEMENTARY REHAB,PHYSIOTHERAPY SUPPL.
1386 | 4214280246200 | PRESSURE GARMENT READY MADE VEST WOMEN LONG SLEEVES SIZES: 4: 34-35.2 IN (89-92 CM) (CIRCUMFERENCE OF CHEST ABOVE BREASTS) . EASY FITTING SOFT AND SMOOTH HI-TECH YARN WITH PERMANENT ODOR NEUTRALITY BREATHABLE HIGH UV PROTECTION PRESSURE LEVEL 10-18 MMHG HYPOALLERGENIC AND LATEX-FREE ANTI-BACTERIAL WASHABLE FABRIC COMPOSITION 80%-90% POLYAMIDE 10%-20% ELASTANE THICKNESS 0.48MM-0.52MM (SCAR MANAGEMENT). | SUPPLEMENTARY REHAB,PHYSIOTHERAPY SUPPL.
1387 | 4214280246300 | PRESSURE GARMENT READY MADE VEST WOMEN LONG SLEEVES SIZES: 7: 38.8-40 IN (101-104 CM) (CIRCUMFERENCE OF CHEST ABOVE BREASTS) . EASY FITTING SOFT AND SMOOTH HI-TECH YARN WITH PERMANENT ODOR NEUTRALITY BREATHABLE HIGH UV PROTECTION PRESSURE LEVEL 10-18 MMHG HYPOALLERGENIC AND LATEX-FREE ANTI-BACTERIAL WASHABLE FABRIC COMPOSITION 80%-90% POLYAMIDE 10%-20% ELASTANE THICKNESS 0.48MM-0.52MM (SCAR MANAGEMENT). | SUPPLEMENTARY REHAB,PHYSIOTHERAPY SUPPL.
1388 | 4214280246400 | PRESSURE GARMENT READY MADE VEST WOMEN LONG SLEEVES SIZES: 3: 32.4-33.6 IN (85-88 CM) (CIRCUMFERENCE OF CHEST ABOVE BREASTS) . EASY FITTING SOFT AND SMOOTH HI-TECH YARN WITH PERMANENT ODOR NEUTRALITY BREATHABLE HIGH UV PROTECTION PRESSURE LEVEL 10-18 MMHG HYPOALLERGENIC AND LATEX-FREE ANTI-BACTERIAL WASHABLE FABRIC COMPOSITION 80%-90% POLYAMIDE 10%-20% ELASTANE THICKNESS 0.48MM-0.52MM (SCAR MANAGEMENT). | SUPPLEMENTARY REHAB,PHYSIOTHERAPY SUPPL.
1389 | 4214280246500 | PRESSURE GARMENT READY MADE VEST WOMEN LONG SLEEVES SIZES: 8: 40.4-41.6 IN (105-108 CM) (CIRCUMFERENCE OF CHEST ABOVE BREASTS) . EASY FITTING SOFT AND SMOOTH HI-TECH YARN WITH PERMANENT ODOR NEUTRALITY BREATHABLE HIGH UV PROTECTION PRESSURE LEVEL 10-18 MMHG HYPOALLERGENIC AND LATEX-FREE ANTI-BACTERIAL WASHABLE FABRIC COMPOSITION 80%-90% POLYAMIDE 10%-20% ELASTANE THICKNESS 0.48MM-0.52MM (SCAR MANAGEMENT). | SUPPLEMENTARY REHAB,PHYSIOTHERAPY SUPPL.
1390 | 4214280246600 | PRESSURE GARMENT READY MADE VEST WOMEN LONG SLEEVES SIZES: 2: 32.4-33.6 IN (81-84 CM) (CIRCUMFERENCE OF CHEST ABOVE BREASTS) . EASY FITTING SOFT AND SMOOTH HI-TECH YARN WITH PERMANENT ODOR NEUTRALITY BREATHABLE HIGH UV PROTECTION PRESSURE LEVEL 10-18 MMHG HYPOALLERGENIC AND LATEX-FREE ANTI-BACTERIAL WASHABLE FABRIC COMPOSITION 80%-90% POLYAMIDE 10%-20% ELASTANE THICKNESS 0.48MM-0.52MM (SCAR MANAGEMENT). | SUPPLEMENTARY REHAB,PHYSIOTHERAPY SUPPL.
1391 | 4214280246700 | PRESSURE GARMENT READY MADE VEST WOMEN LONG SLEEVES SIZES: 9: 42-43.2 IN (109-112 CM) (CIRCUMFERENCE OF CHEST ABOVE BREASTS) . EASY FITTING SOFT AND SMOOTH HI-TECH YARN WITH PERMANENT ODOR NEUTRALITY BREATHABLE HIGH UV PROTECTION PRESSURE LEVEL 10-18 MMHG HYPOALLERGENIC AND LATEX-FREE ANTI-BACTERIAL WASHABLE FABRIC COMPOSITION 80%-90% POLYAMIDE 10%-20% ELASTANE THICKNESS 0.48MM-0.52MM (SCAR MANAGEMENT). | SUPPLEMENTARY REHAB,PHYSIOTHERAPY SUPPL.
1392 | 4214280246800 | PRESSURE GARMENT READY MADE VEST WOMEN LONG SLEEVES SIZES: 1: 30.4-32 IN (76-80 CM) (CIRCUMFERENCE OF CHEST ABOVE BREASTS) . EASY FITTING SOFT AND SMOOTH HI-TECH YARN WITH PERMANENT ODOR NEUTRALITY BREATHABLE HIGH UV PROTECTION PRESSURE LEVEL 10-18 MMHG HYPOALLERGENIC AND LATEX-FREE ANTI-BACTERIAL WASHABLE FABRIC COMPOSITION 80%-90% POLYAMIDE 10%-20% ELASTANE THICKNESS 0.48MM-0.52MM (SCAR MANAGEMENT). | SUPPLEMENTARY REHAB,PHYSIOTHERAPY SUPPL.
1393 | 4214280246900 | PRESSURE GARMENT READY MADE VEST WOMEN LONG SLEEVES SIZES: 10: 43.6-44.8 IN (113-116 CM) (CIRCUMFERENCE OF CHEST ABOVE BREASTS) . EASY FITTING SOFT AND SMOOTH HI-TECH YARN WITH PERMANENT ODOR NEUTRALITY BREATHABLE HIGH UV PROTECTION PRESSURE LEVEL 10-18 MMHG HYPOALLERGENIC AND LATEX-FREE ANTI-BACTERIAL WASHABLE FABRIC COMPOSITION 80%-90% POLYAMIDE 10%-20% ELASTANE THICKNESS 0.48MM-0.52MM (SCAR MANAGEMENT). | SUPPLEMENTARY REHAB,PHYSIOTHERAPY SUPPL.
1394 | 4214280247000 | PRESSURE GARMENT READY MADE VEST WOMEN LONG SLEEVES SIZES: 11: 45.2-46.4 IN (117-119 CM) (CIRCUMFERENCE OF CHEST ABOVE BREASTS) . EASY FITTING SOFT AND SMOOTH HI-TECH YARN WITH PERMANENT ODOR NEUTRALITY BREATHABLE HIGH UV PROTECTION PRESSURE LEVEL 10-18 MMHG HYPOALLERGENIC AND LATEX-FREE ANTI-BACTERIAL WASHABLE FABRIC COMPOSITION 80%-90% POLYAMIDE 10%-20% ELASTANE THICKNESS 0.48MM-0.52MM (SCAR MANAGEMENT). | SUPPLEMENTARY REHAB,PHYSIOTHERAPY SUPPL.
1395 | 4214280247100 | PRESSURE GARMENT READY MADE VEST WOMEN SHORT SLEEVES SIZES: 5: 37.2-38.4 IN (93-96 CM) (CIRCUMFERENCE OF CHEST ABOVE BREASTS) . EASY FITTING SOFT AND SMOOTH HI-TECH YARN WITH PERMANENT ODOR NEUTRALITY BREATHABLE HIGH UV PROTECTION PRESSURE LEVEL 10-18 MMHG HYPOALLERGENIC AND LATEX-FREE ANTI-BACTERIAL WASHABLE FABRIC COMPOSITION 80%-90% POLYAMIDE 10%-20% ELASTANE THICKNESS 0.48MM-0.52MM (SCAR MANAGEMENT). | SUPPLEMENTARY REHAB,PHYSIOTHERAPY SUPPL.
1396 | 4214280247200 | PRESSURE GARMENT READY MADE VEST WOMEN SHORT SLEEVES SIZES: 4: 35.6-36.8 IN (89-92 CM) (CIRCUMFERENCE OF CHEST ABOVE BREASTS) . EASY FITTING SOFT AND SMOOTH HI-TECH YARN WITH PERMANENT ODOR NEUTRALITY BREATHABLE HIGH UV PROTECTION PRESSURE LEVEL 10-18 MMHG HYPOALLERGENIC AND LATEX-FREE ANTI-BACTERIAL WASHABLE FABRIC COMPOSITION 80%-90% POLYAMIDE 10%-20% ELASTANE THICKNESS 0.48MM-0.52MM (SCAR MANAGEMENT). | SUPPLEMENTARY REHAB,PHYSIOTHERAPY SUPPL.
1397 | 4214280247300 | PRESSURE GARMENT READY MADE VEST WOMEN SHORT SLEEVES SIZES: 7: 40.4-41.6 IN (101-104 CM) (CIRCUMFERENCE OF CHEST ABOVE BREASTS) . EASY FITTING SOFT AND SMOOTH HI-TECH YARN WITH PERMANENT ODOR NEUTRALITY BREATHABLE HIGH UV PROTECTION PRESSURE LEVEL 10-18 MMHG HYPOALLERGENIC AND LATEX-FREE ANTI-BACTERIAL WASHABLE FABRIC COMPOSITION 80%-90% POLYAMIDE 10%-20% ELASTANE THICKNESS 0.48MM-0.52MM (SCAR MANAGEMENT). | SUPPLEMENTARY REHAB,PHYSIOTHERAPY SUPPL.
1398 | 4214280247400 | PRESSURE GARMENT READY MADE VEST WOMEN SHORT SLEEVES SIZES: 3: 34-35.2 IN (85-88 CM) (CIRCUMFERENCE OF CHEST ABOVE BREASTS) . EASY FITTING SOFT AND SMOOTH HI-TECH YARN WITH PERMANENT ODOR NEUTRALITY BREATHABLE HIGH UV PROTECTION PRESSURE LEVEL 10-18 MMHG HYPOALLERGENIC AND LATEX-FREE ANTI-BACTERIAL WASHABLE FABRIC COMPOSITION 80%-90% POLYAMIDE 10%-20% ELASTANE THICKNESS 0.48MM-0.52MM (SCAR MANAGEMENT). | SUPPLEMENTARY REHAB,PHYSIOTHERAPY SUPPL.
1399 | 4214280247500 | PRESSURE GARMENT READY MADE VEST WOMEN SHORT SLEEVES SIZES: 8: 42-43.2 IN (105-108 CM) (CIRCUMFERENCE OF CHEST ABOVE BREASTS) . EASY FITTING SOFT AND SMOOTH HI-TECH YARN WITH PERMANENT ODOR NEUTRALITY BREATHABLE HIGH UV PROTECTION PRESSURE LEVEL 10-18 MMHG HYPOALLERGENIC AND LATEX-FREE ANTI-BACTERIAL WASHABLE FABRIC COMPOSITION 80%-90% POLYAMIDE 10%-20% ELASTANE THICKNESS 0.48MM-0.52MM (SCAR MANAGEMENT). | SUPPLEMENTARY REHAB,PHYSIOTHERAPY SUPPL.
1400 | 4214280247600 | PRESSURE GARMENT READY MADE VEST WOMEN SHORT SLEEVES SIZES: 2: 32.4-33.6 IN (81-84 CM) (CIRCUMFERENCE OF CHEST ABOVE BREASTS) . EASY FITTING SOFT AND SMOOTH HI-TECH YARN WITH PERMANENT ODOR NEUTRALITY BREATHABLE HIGH UV PROTECTION PRESSURE LEVEL 10-18 MMHG HYPOALLERGENIC AND LATEX-FREE ANTI-BACTERIAL WASHABLE FABRIC COMPOSITION 80%-90% POLYAMIDE 10%-20% ELASTANE THICKNESS 0.48MM-0.52MM (SCAR MANAGEMENT). | SUPPLEMENTARY REHAB,PHYSIOTHERAPY SUPPL.
1401 | 4214280247700 | PRESSURE GARMENT READY MADE VEST WOMEN SHORT SLEEVES SIZES: 9: 43.6-44.8 IN (109-112 CM) (CIRCUMFERENCE OF CHEST ABOVE BREASTS) . EASY FITTING SOFT AND SMOOTH HI-TECH YARN WITH PERMANENT ODOR NEUTRALITY BREATHABLE HIGH UV PROTECTION PRESSURE LEVEL 10-18 MMHG HYPOALLERGENIC AND LATEX-FREE ANTI-BACTERIAL WASHABLE FABRIC COMPOSITION 80%-90% POLYAMIDE 10%-20% ELASTANE THICKNESS 0.48MM-0.52MM (SCAR MANAGEMENT). | SUPPLEMENTARY REHAB,PHYSIOTHERAPY SUPPL.
1402 | 4214280247800 | PRESSURE GARMENT READY MADE VEST WOMEN SHORT SLEEVES SIZES: 1: 30.4-32 IN (76-80 CM) (CIRCUMFERENCE OF CHEST ABOVE BREASTS) . EASY FITTING SOFT AND SMOOTH HI-TECH YARN WITH PERMANENT ODOR NEUTRALITY BREATHABLE HIGH UV PROTECTION PRESSURE LEVEL 10-18 MMHG HYPOALLERGENIC AND LATEX-FREE ANTI-BACTERIAL WASHABLE FABRIC COMPOSITION 80%-90% POLYAMIDE 10%-20% ELASTANE THICKNESS 0.48MM-0.52MM (SCAR MANAGEMENT). | SUPPLEMENTARY REHAB,PHYSIOTHERAPY SUPPL.
1403 | 4214280247900 | PRESSURE GARMENT READY MADE VEST WOMEN SHORT SLEEVES SIZES: 10: 45.2-46.4 IN (113-116 CM) (CIRCUMFERENCE OF CHEST ABOVE BREASTS) . EASY FITTING SOFT AND SMOOTH HI-TECH YARN WITH PERMANENT ODOR NEUTRALITY BREATHABLE HIGH UV PROTECTION PRESSURE LEVEL 10-18 MMHG HYPOALLERGENIC AND LATEX-FREE ANTI-BACTERIAL WASHABLE FABRIC COMPOSITION 80%-90% POLYAMIDE 10%-20% ELASTANE THICKNESS 0.48MM-0.52MM (SCAR MANAGEMENT). | SUPPLEMENTARY REHAB,PHYSIOTHERAPY SUPPL.
1404 | 4214280248000 | PRESSURE GARMENT READY MADE VEST WOMEN SHORT SLEEVES SIZES: 11: 46.8-48 IN (117-119 CM) (CIRCUMFERENCE OF CHEST ABOVE BREASTS) . EASY FITTING SOFT AND SMOOTH HI-TECH YARN WITH PERMANENT ODOR NEUTRALITY BREATHABLE HIGH UV PROTECTION PRESSURE LEVEL 10-18 MMHG HYPOALLERGENIC AND LATEX-FREE ANTI-BACTERIAL WASHABLE FABRIC COMPOSITION 80%-90% POLYAMIDE 10%-20% ELASTANE THICKNESS 0.48MM-0.52MM (SCAR MANAGEMENT). | SUPPLEMENTARY REHAB,PHYSIOTHERAPY SUPPL.
1405 | 4214280257800 | INTERSTITIAL CYSTITIS THERAPEUTIC GLASS WAND FOR PAIN RELIEF MEDICAL GRADE GLASS INTERSTITIAL CYSTITIS AND PELVIC FLOOR DYSFUNCTION UNIVERSAL - HYPOALLERGENIC AND NON-POROUS DEVICE-CAN BE COOLED OR HEATED.. | SUPPLEMENTARY REHAB,PHYSIOTHERAPY SUPPL.
1406 | 4214280260100 | GARMENT ABOVE KNEE SELF-ADJUSTABLE MADE OF FOAM CUBES CONTAINS POLYURETHANE NORMAL LENGTH SIZE 1 OR SMALL (LYMPHEDEMA). | SUPPLEMENTARY REHAB,PHYSIOTHERAPY SUPPL.
1407 | 4214280260200 | GARMENT ABOVE KNEE SELF-ADJUSTABLE MADE OF FOAM CUBES CONTAINS POLYURETHANE NORMAL LENGTH SIZE 2 OR MEDIUM (LYMPHEDEMA). | SUPPLEMENTARY REHAB,PHYSIOTHERAPY SUPPL.
1408 | 4214280260300 | GARMENT ABOVE KNEE SELF-ADJUSTABLE MADE OF FOAM CUBES CONTAINS POLYURETHANE NORMAL LENGTH SIZE 3 OR LARGE (LYMPHEDEMA). | SUPPLEMENTARY REHAB,PHYSIOTHERAPY SUPPL.
1409 | 4214280260400 | GARMENT ABOVE KNEE SELF-ADJUSTABLE MADE OF FOAM CUBES CONTAINS POLYURETHANE NORMAL LENGTH SIZE 4 OR X-LARGE (LYMPHEDEMA). | SUPPLEMENTARY REHAB,PHYSIOTHERAPY SUPPL.
1410 | 4214280260500 | GARMENT ADJUSTABLE COMPRESSION CALF FOR LYMPHEDEMA VELCRO ADJUSTABLE BUILT-IN-TENSION SYSTEM WITH COMPRESSION LEVELS INDICATORS BREATHABLE LATEX FREE ODOR-INHIBITING MATERIAL WITH ANTI-BACTERIAL EFFECT LONG ASSORTED SIZE (LYMPHEDEMA). | SUPPLEMENTARY REHAB,PHYSIOTHERAPY SUPPL.
1411 | 4214280260600 | GARMENT, ADJUSTABLE COMPRESSION, CALF, FOR LYMPHEDEMA, VELCRO, ADJUSTABLE BUILT-IN-TENSION SYSTEM, WITH COMPRESSION LEVELS INDICATORS, BREATHABLE, LATEX FREE, ODOR-INHIBITING MATERIAL WITH ANTI-BACTERIAL EFFECT, LONG WIDE, ASSORTED SIZE (LYMPHEDEMA) | SUPPLEMENTARY REHAB,PHYSIOTHERAPY SUPPL.
1412 | 4214280260700 | GARMENT ADJUSTABLE COMPRESSION CALF FOR LYMPHEDEMA VELCRO ADJUSTABLE BUILT-IN-TENSION SYSTEM WITH COMPRESSION LEVELS INDICATORS BREATHABLE LATEX FREE ODOR-INHIBITING MATERIAL WITH ANTI-BACTERIAL EFFECT SHORT ASSORTED SIZE (LYMPHEDEMA). | SUPPLEMENTARY REHAB,PHYSIOTHERAPY SUPPL.
1413 | 4214280260800 | GARMENT, ADJUSTABLE COMPRESSION, CALF, FOR LYMPHEDEMA, VELCRO, ADJUSTABLE BUILT-IN-TENSION SYSTEM, WITH COMPRESSION LEVELS INDICATORS, BREATHABLE, LATEX FREE, ODOR-INHIBITING MATERIAL WITH ANTI-BACTERIAL EFFECT, SHORT-WIDE, ASSORTED SIZE (LYMPHEDEMA) | SUPPLEMENTARY REHAB,PHYSIOTHERAPY SUPPL.
1414 | 4214280261100 | GARMENT ADJUSTABLE COMPRESSION KNEE FOR LYMPHEDEMA VELCRO ADJUSTABLE BUILT-IN-TENSION SYSTEM BREATHABLE LATEX FREE ODOR-INHI = BITING MATERIAL WITH ANTI-BACTERIAL EFFECT ASSORTED SIZE (LYMPHEDEMA). | SUPPLEMENTARY REHAB,PHYSIOTHERAPY SUPPL.
1415 | 4214280261400 | GARMENT ADJUSTABLE COMPRESSION THIGH FOR LYMPHEDEMA VELCRO ADJUSTABLE BUILT-IN-TENSION SYSTEM WITH COMPRESSION LEVELS INDICATORS BREATHABLE LATEX FREE ODOR-INHIBITING MATERIAL WITH ANTI-BACTERIAL EFFECT LONG ASSORTED SIZE (LYMPHEDEMA). | SUPPLEMENTARY REHAB,PHYSIOTHERAPY SUPPL.
1416 | 4214280261500 | GARMENT, ADJUSTABLE COMPRESSION, THIGH, FOR LYMPHEDEMA, VELCRO, ADJUSTABLE BUILT-IN-TENSION SYSTEM, WITH COMPRESSION LEVELS INDICATORS, BREATHABLE, LATEX FREE, ODOR-INHIBITING MATERIAL WITH ANTI-BACTERIAL EFFECT, LONG-WIDE, ASSORTED SIZE (LYMPHEDEMA) | SUPPLEMENTARY REHAB,PHYSIOTHERAPY SUPPL.
1417 | 4214280261600 | GARMENT ADJUSTABLE COMPRESSION THIGH FOR LYMPHEDEMA VELCRO ADJUSTABLE BUILT-IN-TENSION SYSTEM WITH COMPRESSION LEVELS INDICATORS BREATHABLE LATEX FREE ODOR-INHIBITING MATERIAL WITH ANTI-BACTERIAL EFFECT SHORT ASSORTED SIZE (LYMPHEDEMA). | SUPPLEMENTARY REHAB,PHYSIOTHERAPY SUPPL.
1418 | 4214280261700 | GARMENT, ADJUSTABLE COMPRESSION, THIGH, FOR LYMPHEDEMA, VELCRO, ADJUSTABLE BUILT-IN-TENSION SYSTEM, WITH COMPRESSION LEVELS INDICATORS, BREATHABLE, LATEX FREE, ODOR-INHIBITING MATERIAL WITH ANTI-BACTERIAL EFFECT, SHORT WIDE, ASSORTED SIZE (LYMPHEDEMA) | REHABILITATION,PHYSIOTHERAPY SUPPLIES
1419 | 4214280264300 | ARM SLEEVE MADE OF FOAM CUBES CONTAINS POLYURETHANE 15MM X 15MM (BIG BLOCKS) NORMAL LENGTH SIZE +1 (LYMPHEDEMA).. | SUPPLEMENTARY REHAB,PHYSIOTHERAPY SUPPL.
1420 | 4214280264400 | ARM SLEEVE MADE OF FOAM CUBES CONTAINS POLYURETHANE 15MM X 15MM (BIG BLOCKS) NORMAL LENGTH SIZE +2 (LYMPHEDEMA).. | SUPPLEMENTARY REHAB,PHYSIOTHERAPY SUPPL.
1421 | 4214280264500 | ARM SLEEVE MADE OF FOAM CUBES CONTAINS POLYURETHANE 15MM X 15MM (BIG BLOCKS) NORMAL LENGTH SIZE +3 (LYMPHEDEMA).. | SUPPLEMENTARY REHAB,PHYSIOTHERAPY SUPPL.
1422 | 4214280264600 | ARM SLEEVE MADE OF FOAM CUBES CONTAINS POLYURETHANE 15MM X 15MM (BIG BLOCKS) NORMAL LENGTH SIZE +4 (LYMPHEDEMA).. | SUPPLEMENTARY REHAB,PHYSIOTHERAPY SUPPL.
1423 | 4214280264700 | ARM SLEEVE MADE OF FOAM CUBES CONTAINS POLYURETHANE 15MM X 15MM (BIG BLOCKS) NORMAL LENGTH SIZE +5 (LYMPHEDEMA).. | SUPPLEMENTARY REHAB,PHYSIOTHERAPY SUPPL.
1424 | 4214280264800 | ARM SLEEVE MADE OF FOAM CUBES CONTAINS POLYURETHANE 15MM X 15MM (BIG BLOCKS) NORMAL LENGTH SIZE 1 OR SMALL (LYMPHEDEMA).. | SUPPLEMENTARY REHAB,PHYSIOTHERAPY SUPPL.
1425 | 4214280264900 | ARM SLEEVE MADE OF FOAM CUBES CONTAINS POLYURETHANE 15MM X 15MM (BIG BLOCKS) NORMAL LENGTH SIZE 2 OR MEDIUM (LYMPHEDEMA).. | SUPPLEMENTARY REHAB,PHYSIOTHERAPY SUPPL.
1426 | 4214280265000 | ARM SLEEVE MADE OF FOAM CUBES CONTAINS POLYURETHANE 15MM X 15MM (BIG BLOCKS) NORMAL LENGTH SIZE 3 OR LARGE (LYMPHEDEMA).. | SUPPLEMENTARY REHAB,PHYSIOTHERAPY SUPPL.
1427 | 4214280265100 | ARM SLEEVE MADE OF FOAM CUBES CONTAINS POLYURETHANE 15MM X 15MM (BIG BLOCKS) NORMAL LENGTH SIZE 4 OR X-LARGE (LYMPHEDEMA).. | SUPPLEMENTARY REHAB,PHYSIOTHERAPY SUPPL.
1428 | 4214280265200 | ARM SLEEVE MADE OF FOAM CUBES CONTAINS POLYURETHANE 15MM X 15MM (BIG BLOCKS) NORMAL LENGTH SIZE 5 OR XX-LARGE (LYMPHEDEMA).. | SUPPLEMENTARY REHAB,PHYSIOTHERAPY SUPPL.
1429 | 4214280265400 | ARM SLEEVE SELF-ADJUSTABLE WITH MITTEN AND THUMB MADE OF FOAM CUBES SEMI-OPEN DESIGN WITH VELCRO CONTAINS POLYURETHANE LEFT NORMAL LENGTH SIZE 1 OR SMALL (LYMPHEDEMA). | SUPPLEMENTARY REHAB,PHYSIOTHERAPY SUPPL.
1430 | 4214280265500 | ARM SLEEVE SELF-ADJUSTABLE WITH MITTEN AND THUMB MADE OF FOAM CUBES SEMI-OPEN DESIGN WITH VELCRO CONTAINS POLYURETHANE LEFT NORMAL LENGTH SIZE 2 OR MEDIUM (LYMPHEDEMA). | SUPPLEMENTARY REHAB,PHYSIOTHERAPY SUPPL.
1431 | 4214280265600 | ARM SLEEVE SELF-ADJUSTABLE WITH MITTEN AND THUMB MADE OF FOAM CUBES SEMI-OPEN DESIGN WITH VELCRO CONTAINS POLYURETHANE LEFT NORMAL LENGTH SIZE 3 OR LARGE (LYMPHEDEMA). | SUPPLEMENTARY REHAB,PHYSIOTHERAPY SUPPL.
1432 | 4214280265700 | ARM SLEEVE SELF-ADJUSTABLE WITH MITTEN AND THUMB MADE OF FOAM CUBES SEMI-OPEN DESIGN WITH VELCRO CONTAINS POLYURETHANE LEFT NORMAL LENGTH SIZE 4 OR X-LARGE (LYMPHEDEMA). | SUPPLEMENTARY REHAB,PHYSIOTHERAPY SUPPL.
1433 | 4214280265800 | ARM SLEEVE SELF-ADJUSTABLE WITH MITTEN AND THUMB MADE OF FOAM CUBES SEMI-OPEN DESIGN WITH VELCRO CONTAINS POLYURETHANE LEFT NORMAL LENGTH SIZE 5 OR XX-LARGE (LYMPHEDEMA). | SUPPLEMENTARY REHAB,PHYSIOTHERAPY SUPPL.
1434 | 4214280265900 | ARM SLEEVE SELF-ADJUSTABLE WITH MITTEN AND THUMB MADE OF FOAM CUBES SEMI-OPEN DESIGN WITH VELCRO CONTAINS POLYURETHANE RIGHT NORMAL LENGTH SIZE 1 OR SMALL (LYMPHEDEMA). | SUPPLEMENTARY REHAB,PHYSIOTHERAPY SUPPL.
1435 | 4214280266000 | ARM SLEEVE SELF-ADJUSTABLE WITH MITTEN AND THUMB MADE OF FOAM CUBES SEMI-OPEN DESIGN WITH VELCRO CONTAINS POLYURETHANE RIGHT NORMAL LENGTH SIZE 2 OR MEDIUM (LYMPHEDEMA). | SUPPLEMENTARY REHAB,PHYSIOTHERAPY SUPPL.
1436 | 4214280266100 | ARM SLEEVE SELF-ADJUSTABLE WITH MITTEN AND THUMB MADE OF FOAM CUBES SEMI-OPEN DESIGN WITH VELCRO CONTAINS POLYURETHANE RIGHT NORMAL LENGTH SIZE 3 OR LARGE (LYMPHEDEMA). | SUPPLEMENTARY REHAB,PHYSIOTHERAPY SUPPL.
1437 | 4214280266200 | ARM SLEEVE SELF-ADJUSTABLE WITH MITTEN AND THUMB MADE OF FOAM CUBES SEMI-OPEN DESIGN WITH VELCRO CONTAINS POLYURETHANE RIGHT NORMAL LENGTH SIZE 4 OR X-LARGE (LYMPHEDEMA). | SUPPLEMENTARY REHAB,PHYSIOTHERAPY SUPPL.
1438 | 4214280266300 | ARM SLEEVE SELF-ADJUSTABLE WITH MITTEN AND THUMB MADE OF FOAM CUBES SEMI-OPEN DESIGN WITH VELCRO CONTAINS POLYURETHANE RIGHT NORMAL LENGTH SIZE 5 OR XX-LARGE (LYMPHEDEMA).. | SUPPLEMENTARY REHAB,PHYSIOTHERAPY SUPPL.
1439 | 4214280266500 | GARMENT BELOW KNEE SELF-ADJUSTABLE MADE OF FOAM CUBES CONTAINS POLYURETHANE NORMAL LENGTH SIZE 1 ( SMALL ) (LYMPHEDEMA). | SUPPLEMENTARY REHAB,PHYSIOTHERAPY SUPPL.
1440 | 4214280266600 | GARMENT BELOW KNEE SELF-ADJUSTABLE MADE OF FOAM CUBES CONTAINS POLYURETHANE NORMAL LENGTH SIZE 2 ( MEDIUM ) (LYMPHEDEMA). | SUPPLEMENTARY REHAB,PHYSIOTHERAPY SUPPL.
1441 | 4214280266700 | GARMENT BELOW KNEE SELF-ADJUSTABLE MADE OF FOAM CUBES CONTAINS POLYURETHANE NORMAL LENGTH SIZE 3 ( LARGE ) (LYMPHEDEMA). | SUPPLEMENTARY REHAB,PHYSIOTHERAPY SUPPL.
1442 | 4214280266800 | GARMENT BELOW KNEE SELF-ADJUSTABLE MADE OF FOAM CUBES CONTAINS POLYURETHANE NORMAL LENGTH SIZE 4 ( X-LARGE ) (LYMPHEDEMA). | SUPPLEMENTARY REHAB,PHYSIOTHERAPY SUPPL.
1443 | 4214280268100 | LYMPHEDEMA COMPRESSION GARMENT CUSTOM MADE CALF / BELOW KNEE STOCKING SKIN COLOR CLASS UPON REQUEST FABRIC: POLYAMIDE (50-80%) ELASTANE (20-35%) SKIN CONTACT AND LATEX FREE COMPRESSION INCLUDING ALL ACCESSORIES SIZE SIDE AND COLOR WILL BE SPECIFY WHEN ORDERED FOR EACH PATIENT INDIVIDUAL (LYMPHEDEMA). | SUPPLEMENTARY REHAB,PHYSIOTHERAPY SUPPL.
1444 | 4214280268200 | LYMPHEDEMA COMPRESSION GARMENT CUSTOM MADE FOOT GLOVE SKIN COLOR CLASS UPON REQUEST FABRIC: POLYAMIDE (50-80%) ELASTANE (20-35%) SKIN CONTACT AND LATEX FREE COMPRESSION INCLUDING ALL ACCESSORIES SIZE SIDE AND COLOR WILL BE SPECIFY WHEN ORDERED FOR EACH PATIENT INDIVIDUAL (LYMPHEDEMA). | SUPPLEMENTARY REHAB,PHYSIOTHERAPY SUPPL.
1445 | 4214280268300 | LYMPHEDEMA COMPRESSION GARMENT CUSTOM MADE FULL TROUSERS OF TWO SEPARATE STOCKINGS WITH WAIST ADJUSTABLE BANDS SKIN COLOR CLASS UPON REQUEST FABRIC: POLYAMIDE (50-80%) ELASTANE (20-35%) SKIN CONTACT AND LATEX FREE COMPRESSION INCLUDING SIZE SIDE COLOR AND ALL ACCESSORIES WILL BE SPECIFY WHEN ORDERED FOR EACH PATIENT INDIVIDUAL (LYMPHEDEMA). | SUPPLEMENTARY REHAB,PHYSIOTHERAPY SUPPL.
1446 | 4214280268400 | LYMPHEDEMA COMPRESSION GARMENT CUSTOM MADE GAUNTLET WITH THUMB SKIN COLOR CLASS UPON REQUEST FABRIC: POLYAMIDE (50-80%) ELASTANE (20-35%) SKIN CONTACT AND LATEX FREE COMPRESSION INCLUDING ALL ACCESSORIES SIZE SIDE AND COLOR WILL BE SPECIFY WHEN ORDERED FOR EACH PATIENT INDIVIDUAL (LYMPHEDEMA). | SUPPLEMENTARY REHAB,PHYSIOTHERAPY SUPPL.
1447 | 4214280268500 | LYMPHEDEMA COMPRESSION GARMENT CUSTOM MADE ONE-LEG STOCKING WITH HIP SUPPORT SKIN COLOR CLASS UPON REQUEST FABRIC: POLYAMIDE (50-80%) ELASTANE (20-35%) SKIN CONTACT AND LATEX FREE COMPRESSION INCLUDING ALL NECESSARY ACCESSORIES SIZE SIDE AND COLOR WILL BE SPECIFY WHEN ORDERED FOR EACH PATIENT INDIVIDUAL (LYMPHEDEMA). | SUPPLEMENTARY REHAB,PHYSIOTHERAPY SUPPL.
1448 | 4214280268600 | LYMPHEDEMA COMPRESSION GARMENT CUSTOM MADE PANTYHOSE SKIN COLOR CLASS UPON REQUEST FABRIC: POLYAMIDE (50-80%) ELASTANE (20-35%) SKIN CONTACT AND LATEX FREE COMPRESSION INCLUDING ALL NECESSARY ACCESSORIES SIZE SIDE AND COLOR WILL BE SPECIFY WHEN ORDERED FOR EACH PATIENT INDIVIDUAL (LYMPHEDEMA). | SUPPLEMENTARY REHAB,PHYSIOTHERAPY SUPPL.
1449 | 4214280268700 | LYMPHEDEMA COMPRESSION GARMENT CUSTOM MADE SLEEVE WITH SHOULDER SUPPORTING STRAP WITH GAUNTLET SKIN COLOR CLASS UPON REQUEST FABRIC: POLYAMIDE (50-80%) ELASTANE (20-35%) SKIN CONTACT AND LATEX FREE COMPRESSION INCLUDING ALL NECESSARY ACCESSORIES SIZE SIDE AND COLOR WILL BE SPECIFY WHEN ORDERED FOR EACH PATIENT INDIVIDUAL (LYMPHEDEMA). | SUPPLEMENTARY REHAB,PHYSIOTHERAPY SUPPL.
1450 | 4214280268800 | LYMPHEDEMA COMPRESSION GARMENT CUSTOM MADE THIGH LENGTH STOCKING SKIN COLOR CLASS UPON REQUEST FABRIC: POLYAMIDE (50-55%) ELASTANE (30-35%) SKIN CONTACT AND LATEX FREE COMPRESSION INCLUDING ALL NECESSARY ACCESSORIES SIZE SIDE AND COLOR WILL BE SPECIFY WHEN ORDERED FOR EACH PATIENT INDIVIDUAL (LYMPHEDEMA). | SUPPLEMENTARY REHAB,PHYSIOTHERAPY SUPPL.
1451 | 4214280273300 | ARMSLEEVE, READY MADE, MEDICAL GRADUATED COMPRESSION, SEAMLESS, MITTEN TO AXILLA, COVERED THUMB, WIDE/PLUS, SEAMLESS, SILICONE TOPBAND, SKIN COLOR, CLASS 2 (20 - 30 MMHG), ASSORTED SIZES (LYMPHEDEMA) | REHABILITATION,PHYSIOTHERAPY SUPPLIES
1452 | 4214280273400 | FOOT GLOVE READY MADE MEDICAL GRADUATED COMPRESSION SEAMLESS POLYAMIDE ELASTANE LATEX FREE SKIN COLOR CLASS 2 (20 - 30 MMHG) ASSORTED SIZES (LYMPHEDEMA). | SUPPLEMENTARY REHAB,PHYSIOTHERAPY SUPPL.
1453 | 4214280273500 | STOCKING, READY MADE, MEDICAL GRADUATED COMPRESSION, SEAMLESS, ABOVE KNEE, WIDE/PLUS, WITH CLOSE TOE, POLYAMIDE, ELASTANE, LATEX FREE, SILICONE TOP BAND, SKIN COLOR, CLASS 3 (34 - 46 MMHG), PAIR, ASSORTED SIZES (LYMPHEDEMA) | REHABILITATION,PHYSIOTHERAPY SUPPLIES
1454 | 4214280273600 | STOCKING, READY MADE, MEDICAL GRADUATED COMPRESSION, SEAMLESS, ABOVE KNEE, WIDE/PLUS, WITH OPEN TOE, POLYAMIDE, ELASTANE, LATEX FREE, SILICONE TOP BAND, SKIN COLOR, CLASS 1 (18 - 21 MMHG), PAIR, ASSORTED SIZES (LYMPHEDEMA) | REHABILITATION,PHYSIOTHERAPY SUPPLIES
1455 | 4214280273700 | STOCKING, READY MADE, MEDICAL GRADUATED COMPRESSION, SEAMLESS, ABOVE KNEE, WITH CLOSE TOE, POLYAMIDE, ELASTANE, LATEX FREE, SILICONE TOP BAND, SKIN COLOR, CLASS 1 (18 - 21 MMHG), PAIR, ASSORTED SIZES (LYMPHEDEMA) | REHABILITATION,PHYSIOTHERAPY SUPPLIES
1456 | 4214280273800 | STOCKING, READY MADE, MEDICAL GRADUATED COMPRESSION, SEAMLESS, ABOVE KNEE, WITH CLOSE TOE, POLYAMIDE, ELASTANE, LATEX FREE, SILICONE TOP BAND, SKIN COLOR, CLASS 3 (34 - 46 MMHG), PAIR, ASSORTED SIZES (LYMPHEDEMA) | REHABILITATION,PHYSIOTHERAPY SUPPLIES
1457 | 4214280273900 | STOCKING, READY MADE, MEDICAL GRADUATED COMPRESSION, SEAMLESS, ABOVE KNEE, WITH OPEN TOE, POLYAMIDE, ELASTANE, LATEX FREE, SILICONE TOP BAND, SKIN COLOR, CLASS 1 (18 - 21 MMHG), PAIR, ASSORTED SIZES (LYMPHEDEMA) | REHABILITATION,PHYSIOTHERAPY SUPPLIES
1458 | 4214280274000 | STOCKING READY MADE MEDICAL GRADUATED COMPRESSION SEAMLESS BELOW KNEE WIDE/PLUS WITH CLOSE TOE POLYAMIDE ELASTANE LATEX FREE SKIN COLOR CLASS 2 (20 - 32 MMHG) ASSORTED SIZES (LYMPHEDEMA). | SUPPLEMENTARY REHAB,PHYSIOTHERAPY SUPPL.
1459 | 4214280274100 | STOCKING READY MADE MEDICAL GRADUATED COMPRESSION SEAMLESS BELOW KNEE WIDE/PLUS WITH CLOSE TOE POLYAMIDE ELASTANE LATEX FREE SKIN COLOR CLASS 3 (34 - 46 MMHG) ASSORTED SIZES (LYMPHEDEMA). | SUPPLEMENTARY REHAB,PHYSIOTHERAPY SUPPL.
1460 | 4214280274200 | STOCKING READY MADE MEDICAL GRADUATED COMPRESSION SEAMLESS BELOW KNEE WIDE/PLUS WITH OPEN TOE POLYAMIDE ELASTANE LATEX FREE SKIN COLOR CLASS 1 (18 - 21 MMHG) ASSORTED SIZES (LYMPHEDEMA). | SUPPLEMENTARY REHAB,PHYSIOTHERAPY SUPPL.
1461 | 4214280274300 | STOCKING, READY MADE, MEDICAL GRADUATED COMPRESSION, SEAMLESS, BELOW KNEE, WITH CLOSE TOE, POLYAMIDE, ELASTANE, LATEX FREE, SKIN COLOR, CLASS 2 (20 - 32 MMHG), PAIR, ASSORTED SIZES (LYMPHEDEMA) | REHABILITATION,PHYSIOTHERAPY SUPPLIES
1462 | 4214280274400 | STOCKING, READY MADE, MEDICAL GRADUATED COMPRESSION, SEAMLESS, BELOW KNEE, WITH CLOSE TOE, POLYAMIDE, ELASTANE, LATEX FREE, SKIN COLOR, CLASS 3 (34 - 46 MMHG), PAIR, ASSORTED SIZES (LYMPHEDEMA) | REHABILITATION,PHYSIOTHERAPY SUPPLIES
1463 | 4214280274500 | STOCKING READY MADE MEDICAL GRADUATED COMPRESSION SEAMLESS THIGH WITH WAIST ATTACHMENT WIDE/PLUS WITH CLOSE TOE POLYAMIDE ELASTANE LATEX FREE SKIN COLOR CLASS 2 (20 - 32 MMHG) ASSORTED SIZES (LYMPHEDEMA). | SUPPLEMENTARY REHAB,PHYSIOTHERAPY SUPPL.
1464 | 4214280274600 | STOCKING READY MADE MEDICAL GRADUATED COMPRESSION SEAMLESS THIGH WITH WAIST ATTACHMENT WITH CLOSE TOE POLYAMIDE ELASTANE LATEX FREE SKIN COLOR CLASS 2 (20 - 32 MMHG) ASSORTED SIZES (LYMPHEDEMA). | SUPPLEMENTARY REHAB,PHYSIOTHERAPY SUPPL.
1465 | 4214280274700 | COMPRESSION BRA FOR LYMPHEDEMA FOR TRUNK CHEST AND THE UNDERARM CLASS II WITH HOOK FASTENERS BETWEEN THE BREASTS. WITH POCKETS FOR PROSTHESIS BOTH SIDE BLACK/WHITE OR NUDE COLOR ASSORTED SIZES. (LYMPHEDEMA). | SUPPLEMENTARY REHAB,PHYSIOTHERAPY SUPPL.
1466 | 4214280274800 | COMPRESSION BRA FOR TRUNK CHEST AND THE UNDERARM FOR LYMPHEDEMA CLASS II WITH HOOK FASTENERS BETWEEN THE BREASTS WITH TWO CUPS BLACK/WHITE OR NUDE COLOR ASSORTED SIZES (LYMPHEDEMA). | SUPPLEMENTARY REHAB,PHYSIOTHERAPY SUPPL.
1467 | 4214280275000 | COMPRESSION GARMENT , READY MADE, MEDICAL GRADUATED COMPRESSION,VEST SLEEVELESS , POLYAMIDE, ELASTANE, LATEX FREE, SKIN COLOR, ZIP F ASTENING, SHOULDER STRAPS WITH THREE ADJUSTABLE ROWS OF HOOK AND EYES, FOR GYNECOMASTIA , ASSORTED SIZE, (LYMPHEDEMA) | REHABILITATION,PHYSIOTHERAPY SUPPLIES
1468 | 4214280275100 | ARM SLEEVE, READY MADE, MEDICAL GRADUATED COMPRESSION, SEAMLESS, MITTEN TO AXILLA, COVERED THUMB, WITHOUT SILICONE TOP BAND, SKIN COLOR, CLASS 2 (20 - 25 MMHG), ASSORTED SIZES (LYMPHEDEMA) | REHABILITATION AND PHYSIOTHERAPY CONSUMA
1469 | 4214280275200 | ARM SLEEVE, READY MADE, MEDICAL GRADUATED COMPRESSION, SEAMLESS, WRIST TO AXILLA, WITHOUT SILICONE TOP BAND, SKIN COLOR, CLASS 2 (20 - 25 MMHG), ASSORTED SIZES (LYMPHEDEMA) | REHABILITATION AND PHYSIOTHERAPY CONSUMA
1470 | 4214280300000 | GLOVE, GARMENT COMPRESSION, ISOTONER OR EQUIVALENT, CLOSED FINGER, PROVIDE MODERATE COMPRESSION, ASSORTED SIZE | REHABILITATION AND PHYSIOTHERAPY CONSUMA
1471 | 4214280300100 | GLOVE, READY MADE, SEAMED MEDICAL GRADUATED COMPRESSION, HAND PIECE FOR LYMPHEDEMA, OPEN FINGERTIP, SKIN COLOR, CLASS 2 (20-25 MMHG), ASSORTED SIZES (LYMPHEDEMA) | REHABILITATION AND PHYSIOTHERAPY CONSUMA
1472 | 4214290100000 | GLASSES FOR READING, RELAXED BINOCULAR VISION WITH HIGH MAGNIFICATION. | OPHTHALMOLOGY SUPPLIES
1473 | 4214290100100 | GLASSES, MAXIMIZE THE SIZE OF DISTANT OBJECTS, EASY-TO-FIT, BINOCULAR, TELESCOPIC DISTANCE SYSTEM | OPHTHALMOLOGY SUPPLIES SUPPLEMENTARY
1474 | 4214291303100 | DIRECT IMAGE 1.5X MAGNIFYING VITRECTOMY LENS, FOR RETINAL SURGERY, DISPOSABLE, STERILE | OPHTHALMOLOGY SUPPLIES
1475 | 4214291800200 | FILTER CLIPS FOR LOW VISION AID POWER SCF540, REUSABLE | OPHTHALMOLOGY SUPPLIES SUPPLEMENTARY
1476 | 4214291800300 | FILTER CLIPS FOR LOW VISION AID POWER SCF560, REUSABLE | OPHTHALMOLOGY SUPPLIES SUPPLEMENTARY
1477 | 4214291800400 | FILTER CLIPS FOR LOW VISION AID POWER SCF580, REUSABLE | OPHTHALMOLOGY SUPPLIES SUPPLEMENTARY
1478 | 4214291800500 | FILTER CLIPS FOR LOW VISION AID POWER SCF60, REUSABLE | OPHTHALMOLOGY SUPPLIES SUPPLEMENTARY
1479 | 4214291800600 | FILTER CLIPS FOR LOW VISION AID POWER SCF80, REUSABLE | OPHTHALMOLOGY SUPPLIES SUPPLEMENTARY
1480 | 4214291800700 | FILTER CLIPS FOR LOW VISION AID POWER SCF90, REUSABLE | OPHTHALMOLOGY SUPPLIES SUPPLEMENTARY
1481 | 4214292400100 | MAGNIFIER, ILLUMINATED POCKET, POWER 15112, REUSABLE | OPHTHALMOLOGY SUPPLIES
1482 | 4214292400500 | MAGNIFIER, ILLUMINATED POCKET, POWER 15113, REUSABLE | OPHTHALMOLOGY SUPPLIES
1483 | 4214292400600 | MAGNIFIER, ILLUMINATED POCKET, POWER 15114, REUSABLE | OPHTHALMOLOGY SUPPLIES
1484 | 4214292400700 | MAGNIFIER, ILLUMINATED POCKET, POWER 15115, REUSABLE | OPHTHALMOLOGY SUPPLIES
1485 | 4214292900000 | ELECTRONIC VISION AIDS, REUSABLE | OPHTHALMOLOGY SUPPLIES
1486 | 4214292900100 | TELESCOPES MAX EVENT, REUSABLE | OPHTHALMOLOGY SUPPLIES
1487 | 4214292900200 | TELESCOPES MAX TV, REUSABLE | OPHTHALMOLOGY SUPPLIES
1488 | 4214292900300 | MONOCULAR HAND-HELD TELESCOPES, REUSABLE | OPHTHALMOLOGY SUPPLIES
1489 | 4214310000000 | GEL OBSTETRIC PHTHALATE FREE TO REDUCE LABOR TIME AND PAIN TUBE 15-20 GM STERILE DISPOSABLE.... | GENERAL MEDICAL CONSUMABLES
1490 | 4214310110000 | LAPAROSCOPIC BIPOLAR BLUNT COAGULATOR 5 MM SUCTION/IRRIGATION DEVICE, 32 T0 44 CM LONG ELECTRODE, WITH SIDE HOLES SUCTION AND HANDLE, PROVIDED WITH SUCTION/IRRIGATION TUBING, AND UNIVERSAL CABLE, DISPOSABLE, STERILE | OBESITY/ENDOSCOPIC SURGERY/SUTURING & ROBOTIC SURGERY
1491 | 4214310110700 | TIP STRAIGHT MACROTIP 23 KHZ SHOULD BE COMPATIBLE WITH HOSPITAL MACHINE. | SUPPLEMENTARY GENERAL CONSUMABLES
1492 | 4214310110800 | TIP CURVED EXTENDED MICROTIP LONG 36 KHZ SHOULD BE COMPATIBLE WITH HOSPITAL MACHINE. | SUPPLEMENTARY GENERAL CONSUMABLES
1493 | 4214310111000 | TIP CURVED EXTENDED PRECISION TIP 36 KHZ SHOULD BE COMPATIBLE WITH HOSPITAL MACHINE. | SUPPLEMENTARY GENERAL CONSUMABLES
1494 | 4214310111100 | BALLOON SILICONE FOR CERVICAL RIPENING WITH 18 FRENCH CATHETER 40-45 CM LENGTH DOUBLE BALLOON 80 ML VOLUME EACH DISPOSABLE STERILE.. | SUPPLEMENTARY GENERAL CONSUMABLES
1495 | 4214310111200 | CATHETER INTRA UTERINE INSEMINATION OUTSIDE DIAMETER 2-2.1 MM DISTAL 4.5 CM DIAMETER OF LENGTH EFFECTIVE LENGTH 16.8 - 17.4 CM INTERIOR VOLUME 0.34 CC - DUAL OPENING. | SUPPLEMENTARY GENERAL CONSUMABLES
1496 | 4214310200400 | ARCH CUP APPARATUS TO GUIDE COLPOTOMY DURING TOTAL LAPAROSCOPIC HYSTERECTOMY AND PREVENT LOSS OF PNEUMOPERITONEUM DURING AND AFTER C = OLPOTOMY AND USED AS RESERVOIR WITH FREE HANDLE ASSORTED SIZES STERILE DISPOSABLE. | SUPPLEMENTARY GEN.CONS SURG SUT,LAP,ROB
1497 | 4214310201200 | TUBE EVACUATOR TUBE STOMACH SALEM SUMP 12 FRENCH 90 - 120 CM LONG STERILE. | SUPPLEMENTARY GEN.SUPPLIES NURS,BURN
1498 | 4214310201300 | TUBE EVACUATOR TUBE STOMACH SALEM SUMP 14 FRENCH 100 - 130 CM LONG STERILE. | SUPPLEMENTARY GEN.SUPPLIES NURS,BURN
1499 | 4214310201400 | TUBE EVACUATOR TUBE STOMACH SALEM SUMP 16 FRENCH 100 - 130 CM LONG STERILE. | SUPPLEMENTARY GEN.SUPPLIES NURS,BURN
1500 | 4214310201500 | TUBE EVACUATOR TUBE STOMACH SALEM SUMP 18 FRENCH 100 - 130 CM LONG STERILE. | SUPPLEMENTARY GEN.SUPPLIES NURS,BURN
1501 | 4214310201900 | CATHETER THORACIC DRAINAGE WITHOUT TROCAR AND SENTINEL STRAIGHT TRANSPARENT ROUND SOFT TIP WITH 2 EYELETS OR MORE RADIO-OPAQUE 15-25CM LENGTH WITH PEEL OFF PACKING SIZE: FG 14 DISPOSABLE STERILE. | SUPPLEMENTARY GENERAL CONSUMABLES
1502 | 4214310300000 | UTERINE TAMPONADE BALLOON FOR CONTROL OF POST PARTUM HEMORRHAGE 500 ML OR MORE WITH DRAINAGE CATHETER LATEX FREE DISPOSABLE STERILE. | SUPPLEMENTARY GENERAL CONSUMABLES
1503 | 4214310300300 | DEVICE INTRAUTERINE CONTRACEPTIVE COPPER NON HORMONAL FOR LONG-TERM REVERSIBLE BIRTH CONTROL STERILE.... | SUPPLEMENTARY GENERAL CONSUMABLES
1504 | 4214310300600 | DEVICE INTRAUTERINE CONTRACEPTION NON HORMONAL STERILE.... | SUPPLEMENTARY GENERAL CONSUMABLES
1505 | 4214310600000 | PAD MATERNITY WITH LOOP HIGHT ABSORBENT.... | SUPPLEMENTARY GEN.SUPPLIES NURS,BURN
1506 | 4214310600400 | SUCTION COAGULATOR LENGTH 6 INCH 10 FR DISPOSABLE STERILE SHOULD BE COMPATIBLE WITH HOSPITAL MACHINE. | SUPPLEMENTARY GENERAL CONSUMABLES
1507 | 4214310600700 | MICROCLIMATE BODY PAD USED IN TURN AND POSITION SYSTEM ABSORPTION CAPABILITY NOT LESS THAN 2 L SIZE 90 X 140CM (+/- 10CM). | SUPPLEMENTARY GEN.SUPPLIES NURS,BURN
1508 | 4214310601000 | PAD PREP FOR ELECTRODE DISPOSABLE STERILE. | EAR, NOSE & THROAT SUPPLIES (ENT)
1509 | 4214310601100 | PAD SANITARY NON-STERILE. | SUPPLEMENTARY GEN.SUPPLIES NURS,BURN
1510 | 4214310800000 | ARTIFICIAL ANTERIOR CHAMBER, LKP/PKP, CONTROLLED PRESSURE, DISPOSABLE, STERILE | OPHTHALMOLOGY SUPPLIES
1511 | 4214311100100 | KIT CATHETER FOR PEDIATRIC CHEMOTHERAPY PRE - ATTACHED PLASTIC PORT 6.5 - 6.6 FR SILICONE TUBE STERILE.. | SUPPLEMENTARY GENERAL CONSUMABLES
1512 | 4214311100200 | KIT CATHETERIZATION SUPRAPUBIC 12 FR WITH SCALPEL TROCAR AND SHEATH 2 - WAY STANDARD LENGTH STERILE. | SUPPLEMENTARY GENERAL CONSUMABLES
1513 | 4214311100300 | KIT CATHETERIZATION SUPRAPUBIC 16 FR WITH SCALPEL TROCAR AND SHEATH 2 - WAY STANDARD LENGTH STERILE. | SUPPLEMENTARY GENERAL CONSUMABLES
1514 | 4214311100500 | KIT BLOOD SAMPLING FOR FETAL SCALP COMPLETE: FETAL BLOOD SAMPLING WAND WITH RETRACTABLE BLADE AND CAPILLARY TUBE HOLDER FOR ONE STEP OPERATION 6 LONG COTTON TIPPED BUDS 4 TO 5 HEPARINIZED CAPILLARY TUBE SODIUM HEPARINIZED CAPILLARY VOLUME MINIMUM 55 TO 130 MCL 8 TO 10 CAPILLARY CAPS 4 TO 5 MIXING WIRES 4 TO 5 UNIVERSAL BLOOD GAS ANALYZER ADAPTERS WITH CLOT BUSTER 1 STERILE SURGICAL DRAPE A RESTING SPACE FOR AMNIOSCOPE WITH AUTOMATIC ILLUMINATION FRONT DIAMETER AVERAGE 32 MM AVERAGE BACK DIAMETER 45 MM LENGTH AVERAGE 121.5 MM OVERALL LENGTH OF TUB E 195 TO 200 MM. | SUPPLEMENTARY GENERAL CONSUMABLES
1515 | 4214311500800 | MANOMETER CONNECTING TUBE 150 CM LONG DIAMETER 1 X 2 MM CAPACITY 1.30 ML DISPOSABLE STERILE. | SUPPLEMENTARY GEN.SUPPLIES NURS,BURN
1516 | 4214311500900 | MANIPULATOR TIP UTERINE WITH INJECTOR (IF REUSABLE PIECE THERE TO BE FREE OF CHARGE) ASSORTED SIZES STERILE DISPOSABLE. | SUPPLEMENTARY GEN.CONS SURG SUT,LAP,ROB
1517 | 4214311501000 | MANIPULATOR UTERINE WITH INJECTOR LATEX FREE O.D. SIZE: 4.5-5 MM 30 CM (+/- 5 CM) DISPOSABLE STERILE. | SUPPLEMENTARY GENERAL CONSUMABLES
1518 | 4214312100200 | ELECTRODE FOR ECG 4 MM SOCKET CONNECTOR PIN TYPE FOAM WET GEL SIZE 32 X 45 MM (+/- 5MM). | SUPPLEMENTARY GEN.SUPPLIES NURS,BURN
1519 | 4214312700700 | PAPER CTG COROMETRICS 250 AND 250CX SERIES SIZE APPROX 152 MM X 90 MMX150SH.... | SUPPLEMENTARY GEN.SUPPLIES NURS,BURN
1520 | 4214312704100 | PAPER CTG FOR BISTOS BT350 SIZE APPROX 151 MM X 90 MM.... | SUPPLEMENTARY GEN.SUPPLIES NURS,BURN
1521 | 4214312704200 | PAPER CTG FOR MEDGAN MACHINE NST FHR 240 SIZE APPROX 152 MM X 90MM.... | SUPPLEMENTARY GEN.SUPPLIES NURS,BURN
1522 | 4214312704300 | PAPER CTG FOR SONICAID 8400/8003 SIZE APPROX 142 MM X 150 MM.... | SUPPLEMENTARY GEN.SUPPLIES NURS,BURN
1523 | 4214312900000 | COROMETRICS NAUTILUS ULTRASOUND TRANSDUCER COMPATIBLE TOCO. | SUPPLEMENTARY GEN.SUPPLIES NURS,BURN
1524 | 4214312900200 | CUSTOMIZED EFFICIENCY TONSILLECTOMY KIT CONTAIN: 1 CREPE PAPER 60 X 60 CM 1 REINFORCED TABLE COVER 150 X 190 WRAPPING 1 REINFORCED SURGICAL GOWN L WITH 2 ABSORBABLE HAND TOWEL 1 REINFORCED SURGICAL GOWN XL WITH 2 ABSORBABLE HAND TOWEL 1 PLASTIC BAG 20 X 30 CM ZIPLOCK 1 SUCTION CATHETER 10 CH 1 SUCTION CATHETER 8 CH 10 GAUZE ROUND 20 X 20 CM XRD DBL STRING 5 GAUZE SWAB 2.5 X 15 CM 16P XRD 1 HR720-ENT MIRROR OR ANY OTHER EQUIVALENT 5 GAUZE ROUND SPONGE N#3 20TH XRD WHITE WRAPPED 5 PIECES 1 FORCEPS BIPOLAR BAYONET 1 SYRINGE 20 ML L/S 3 PARTS ECCENT. 10 GAUZE SWAB 10 X 10 CM 16PLY XRD 1 GALLIPOT 120 ML 1 SUCTION CONNECTING TUBING 30 CH X3-4 CM 1 BNS ADHESIVE APERTURE DRAPE 75 X 90 CM 3 OP TOWEL 90 X 72.5 CM STERILE... | SUPPLEMENTARY GENERAL CONSUMABLES
1525 | 4214320001400 | NEEDLE DOUBLE LUMEN FOR ASPIRATION AND FLUSHING OF OOCYTES FROM OVARIAN FOLLICLES SIZE: 17 G LENGTH 30 - 35 CM... | SUPPLEMENTARY GENERAL CONSUMABLES
1526 | 4214320300500 | CATHETER HYDROPHILIC SELF LUBRICATED READY TO USE MALE CONNECTED WITH URINE BAG DISPOSABLE STERILE. | SUPPLEMENTARY GEN.SUPPLIES NURS,BURN
1527 | 4214320300700 | CATHETER MALECOT 2 WINGS LATEX 12 FRENCH DISPOSABLE STERILE. | SUPPLEMENTARY GENERAL CONSUMABLES
1528 | 4214320300800 | CATHETER MALECOT 2 WINGS LATEX 16 FRENCH DISPOSABLE STERILE. | SUPPLEMENTARY GENERAL CONSUMABLES
1529 | 4214320300900 | BAG FOR ENTERAL FEEDING PUMP SET WITH ENFIT CONNECTOR FLEXIFLOW OR EQUIVALENT TUBE LENGTH 230- 270 CM 1000 ML. | SUPPLEMENTARY GEN.SUPPLIES NURS,BURN
1530 | 4214320400200 | SET EMBRYO TRANSFER CATHETER TIP DIAMETER 1-1.4 MM EFFECTIVE LENGTH 180-265 MM WITH INTRODUCER WITH MEASURING MARKS. | SUPPLEMENTARY GENERAL CONSUMABLES
1531 | 4214320900200 | NEEDLE ELECTRODE ELECTROSURGICAL PTFE COATED 7 CM (+/- 1 CM) STERILE. | SUPPLEMENTARY GENERAL CONSUMABLES
1532 | 4214320900300 | NEEDLE, EMG NEEDLE, MONOPOLAR, WITH LEAD WIRE ATTACHED, CONNECTION MUST BE UNIVERSAL TO FIT ALL NEUROPHYSIOLOGY MACHINES, DISPOSABLE, STERILE, ASSORTED SIZES | NEUROSCIENCES CONSUMABLES SUPPLEMENTARY
1533 | 4214330000600 | SET HIPEC CLOSED TECHNIQUE SET SHOULD INCLUDES: HIPEC SELF FILTERING INTEGRATED STRAINER 5 TEMPERATURE PROBES 6 PRESSURE SENSORS 4 P OLYETHYLENE TUBES IT SHOULD BE COMPATIBLE WITH HOSPITAL MACHINE STERILE DISPOSABLE. | SUPPLEMENTARY GENERAL CONSUMABLES
1534 | 4214330000700 | SET HIPEC OPEN TECHNIQUE SET SHOULD INCLUDES: HIPEC SELF FILTERING INTEGRATED STRAINER 5 TEMPERATURE PROBES 4 PRESSURE SENSORS 4 POL YETHYLENE TUBES IT SHOULD BE COMPATIBLE WITH HOSPITAL MACHINE STERILE DISPOSABLE. | SUPPLEMENTARY GENERAL CONSUMABLES
1535 | 4214330600500 | INFUSION PUMP HARD ELASTOMERIC CALIBRATED AMBULATORY FLOW RATE 10ML/ / HOURS VOLUME 240-350ML DISPOSABLE.... | SUPPLEMENTARY GEN.SUPPLIES NURS,BURN
1536 | 4214330600600 | INFUSION PUMP HARD ELASTOMERIC CALIBRATED AMBULATORY FLOW RATE 2ML/ HOURS VOLUME 240-350ML DISPOSABLE.... | SUPPLEMENTARY GEN.SUPPLIES NURS,BURN
1537 | 4214330600700 | INFUSION PUMP HARD ELASTOMERIC CALIBRATED AMBULATORY FLOW RATE 5ML/ HOURS VOLUME 240-350ML DISPOSABLE.... | SUPPLEMENTARY GEN.SUPPLIES NURS,BURN
1538 | 4214330600800 | PUMP ELASTOMERIC SOFT 100ML/HR (TOTAL VOLUME 100ML) INTEGRATED WITH FILTER WITH TUBE NOT LESS THAN 120 CM LENGTH OF INFUSION LINE COLOR CODED LIGHT RESISTANT TRANSPARENT DEHP AND LATEX FREE PROVIDED WITH COMPATIBLE HARD CASE TO PROTECT THE ELASTOMERIC PUMP FROM ANY INJURY OR EXTERNAL PRESSURE DISPOSABLE... | SUPPLEMENTARY GEN.SUPPLIES NURS,BURN
1539 | 4214330600900 | PUMP ELASTOMERIC SOFT 150ML/HR (TOTAL VOLUME 300ML) INTEGRATED WITH FILTER WITH TUBE NOT LESS THAN 120 CM LENGTH OF INFUSION LINE COLOR CODED LIGHT RESISTANT TRANSPARENT DEHP AND LATEX FREE PROVIDED WITH COMPATIBLE HARD CASE TO PROTECT THE ELASTOMERIC PUMP FROM ANY INJURY OR EXTERNAL PRESSURE DISPOSABLE... | SUPPLEMENTARY GEN.SUPPLIES NURS,BURN
1540 | 4214330601000 | PUMP ELASTOMERIC SOFT 15ML/HR (TOTAL VOLUME 300ML) INTEGRATED WITH FILTER WITH TUBE NOT LESS THAN 120 CM LENGTH OF INFUSION LINE COLOR CODED LIGHT RESISTANT TRANSPARENT DEHP AND LATEX FREE PROVIDED WITH COMPATIBLE HARD CASE TO PROTECT THE ELASTOMERIC PUMP FROM ANY INJURY OR / EXTERNAL PRESSURE DISPOSABLE.... | SUPPLEMENTARY GEN.SUPPLIES NURS,BURN
1541 | 4214330601100 | PUMP ELASTOMERIC SOFT 60ML/HR (TOTAL VOLUME 60ML) INTEGRATED WITH FILTER WITH TUBE NOT LESS THAN 120 CM LENGTH OF INFUSION LINE COLOR CODED LIGHT RESISTANT TRANSPARENT DEHP AND LATEX FREE PROVIDED WITH COMPATIBLE HARD CASE TO PROTECT THE ELASTOMERIC PUMP FROM ANY INJURY OR EXTERNAL PRESSURE DISPOSABLE... | SUPPLEMENTARY GEN.SUPPLIES NURS,BURN
1542 | 4214330601200 | PUMP DEFEROXAMINE ELASTOMERIC SOFT 60ML OVER 12 HRS (5ML/HR) INTEGRATED WITH FILTER WITH TUBE NOT LESS THAN 120 CM LENGTH OF IN = FUSION LINE COLOR CODED LIGHT RESISTANT TRANSPARENT DEHP AND LATEX FREE WITH PROVEN STABILITY TEST WITH DEFEROXAMINE PROVIDED WITH COMPATIBLE HARD CASE TO PROTECT THE ELASTOMERIC PUMP FROM ANY INJURY OR EXTERNAL PRESSURE DISPOSABLE.... | SUPPLEMENTARY GEN.SUPPLIES NURS,BURN
1543 | 4214350000200 | PACK, EAR PACK BIOABSORBABLE BIODEGRADABLE SOFT | EAR, NOSE & THROAT SUPPLIES (ENT)
1544 | 4214350000500 | PATCH, PRECUT SPHERICAL DISCS, HYALURONIC ACID FOR TYMPANOPLASTY | EAR, NOSE & THROAT SUPPLIES (ENT)
1545 | 4214350000600 | PATCH TYMPANIC MEMBRANE PATCH DISC | EAR, NOSE & THROAT SUPPLIES (ENT)
1546 | 4214350000800 | ADHESIVE, FOR LARYNGECTOMY PATIENTS USED FOR IRRITATED SKIN, TO PROMOTE HEALING AT NIGHT | EAR, NOSE & THROAT SUPPLIES (ENT)
1547 | 4214350001100 | SILICONE SHEATH TEP EXTRA FLANGE DESIGNED TO MINIMIZE LEAKAGE NEAR THE VOICE PROSTHESIS ASSORTED SIZES | EAR, NOSE & THROAT SUPPLIES (ENT)
1548 | 4214350001200 | SHOWER GUARD, COMPATIBLE WITH ADHESIVE USED FOR IRRITATED SKIN ADHESIVE TO PROMOTE HEALING AT NIGHT | EAR, NOSE & THROAT SUPPLIES (ENT)
1549 | 4214350001300 | TRACHEOSTOMY DRESSING, PERCUTANEOUS SPONGE, SOFT WICK, ASSORTED SIZES | EAR, NOSE & THROAT SUPPLIES (ENT)
1550 | 4214350001400 | TRACHEOSTOMY TUBE, ADULT, CUFFED, UNFENESTRATED, ID-IC 10MM, OD ( 11.5 - 13.8 MM ), TOTAL LENGTH ( 80 - 84 MM ), WITH REUSABLE INNER CANNULA, STERILE | EAR, NOSE & THROAT SUPPLIES (ENT)
1551 | 4214350001600 | MEASURING FLANGES, USED WITH TEP SIZER | EAR, NOSE & THROAT SUPPLIES (ENT)
1552 | 4214350001800 | BRUSH, FOR SOFT LARYNGECTOMY FLEXIBLE TUBE, SUFFICIENTLY RIGID SILICONE | EAR, NOSE & THROAT SUPPLIES (ENT)
1553 | 4214350002000 | CATHETER, BALLOON, FOR SIALENDOSCOPE, ASSORTED DIAMETERS | EAR, NOSE & THROAT SUPPLIES (ENT)
1554 | 4214350002100 | DILATOR, FOR SALIVARY DUCT, ASSORTED SIZES | EAR, NOSE & THROAT SUPPLIES (ENT)
1555 | 4214350002200 | FORCEPS, FOR SIALENDOSCOPE SURGERY ANGLED 1X2 TEETH 15 CM | EAR, NOSE & THROAT SUPPLIES (ENT)
1556 | 4214350002300 | FORCEPS, FOR SIALENDOSCOPE SURGERY, ANGLED SERRATED 15CM | EAR, NOSE & THROAT SUPPLIES (ENT)
1557 | 4214350002400 | FORCEPS, GRASPING, DOUBLE ACTION JAWS, FLEXIBLE, FOR SIALENDOSCOPE, ASSORTED DIAMETERS | EAR, NOSE & THROAT SUPPLIES (ENT)
1558 | 4214350002500 | GUIDE WIRE, FOR SIALENDOSCOPE, ASSORTED DIAMETERS | EAR, NOSE & THROAT SUPPLIES (ENT)
1559 | 4214350002700 | MINIATURE STRAIGHT FORWARD SIALENDOSCOPE TELESCOPE 0 DEGREE ASSORTED DIAMETERS | EAR, NOSE & THROAT SUPPLIES (ENT)
1560 | 4214350002800 | PACK, EAR PACK WICK, FENESTRATED, ASSORTED SIZES | EAR, NOSE & THROAT SUPPLIES (ENT)
1561 | 4214350003100 | PROBES, FOR SALIVARY DUCT, ASSORTED SIZES | EAR, NOSE & THROAT SUPPLIES (ENT)
1562 | 4214350003200 | RECEIVER CONNECTS WITH ALL HEARING AIDS COCHLEAR IMPLANT AUDIO DEVICES AND BONE ANCHORED DEVICES FOR WIRELESS DIRECT STREAMING RECEIVER TYPE AS REQUESTED BY END USER | EAR, NOSE & THROAT SUPPLIES (ENT)
1563 | 4214350003500 | SHEATH, FOR SIALENDOSCOPE SURGERY, ASSORTED SIZES | EAR, NOSE & THROAT SUPPLIES (ENT)
1564 | 4214350003600 | STONE EXTRACTOR, FOR SIALENDOSCOPE, ASSORTED TYPES AND DIAMETERS | EAR, NOSE & THROAT SUPPLIES (ENT)
1565 | 4214350004300 | TELESCOPE, HOPKINS STRAIGHT FORWARD TELESCOPE 0 DEGREE DIAMETER 3 MM LENGTH 14 CM, OR EQUIVALENT | EAR, NOSE & THROAT SUPPLIES (ENT)
1566 | 4214350004400 | TELESCOPE, HOPKINS STRAIGHT FORWARD TELESCOPE 30 DEGREE DIAMETER 3 MM LENGTH 14 CM, OR EQUIVALENT | EAR, NOSE & THROAT SUPPLIES (ENT)
1567 | 4214350004500 | TRACHEOSTOMY TUBE, ADULT, CUFFED, UNFENESTRATED, ID-IC 9.0 MM, OD ( 10.5 - 13.8 MM ), TOTAL LENGTH ( 78 - 82 MM), WITH REUSABLE INNER CANNULA, STERILE | EAR, NOSE & THROAT SUPPLIES (ENT)
1568 | 4214350004800 | BLADE, FLAT MYRINGOTOMY, STERILE, DISPOSABLE | EAR, NOSE & THROAT SUPPLIES (ENT)
1569 | 4214350004900 | BRUSH TEP (TRACHEOESOPHAGEAL PROSTHESIS) WITH ROUNDED TIP WITH SAFETY WINGS WITH THIN HANDLE USED FOR TEP PLUG INSERTION | EAR, NOSE & THROAT SUPPLIES (ENT)
1570 | 4214350005100 | CAPSULE FOR VOICE PROSTHESIS INSERTION 18FR | EAR, NOSE & THROAT SUPPLIES (ENT)
1571 | 4214350005200 | DOUBLE CLAMP, APPROXIMATOR WITHOUT FRAME, 11MM, FOR ARTERIES | EAR, NOSE & THROAT SUPPLIES (ENT)
1572 | 4214350005300 | DOUBLE CLAMP, APPROXIMATOR WITHOUT FRAME, 17MM, FOR ARTERIES | EAR, NOSE & THROAT SUPPLIES (ENT)
1573 | 4214350005400 | HEAT MOISTURE EXCHANGER (HME), FOR LARYNGECTOMY PATIENTS, COMPATIBLE WITH ADHESIVE USED FOR IRRITATED SKIN TO PROMOTE HEALING AT NIGHT | EAR, NOSE & THROAT SUPPLIES (ENT)
1574 | 4214350005500 | KIT, PERCUTANEOUS TRACHEOSTOMY, ADULT, CUFFED, FENESTRATED ID-IC 7MM | EAR, NOSE & THROAT SUPPLIES (ENT)
1575 | 4214350005600 | KIT, PERCUTANEOUS TRACHEOSTOMY, ADULT, CUFFED, FENESTRATED ID-IC 8MM | EAR, NOSE & THROAT SUPPLIES (ENT)
1576 | 4214350005900 | PACK, EAR PACK WICK, UNFENESTRATED, ASSORTED SIZES | EAR, NOSE & THROAT SUPPLIES (ENT)
1577 | 4214350006000 | SINGLE CLAMP, 36MM, VESSEL SIZE 2.0-5 MM, PAIR | EAR, NOSE & THROAT SUPPLIES (ENT)
1578 | 4214350006300 | TEATS LEVEL 3 FOR THE INTERNAL VENT SYSTEM BOTTLE THAT WORKS WITH ANY REGULAR BOTTLES AS WELL WITH READY-TO-USE NURSETTE BOTTLE | EAR, NOSE & THROAT SUPPLIES (ENT)
1579 | 4214350006700 | TUBE FENESTRATED SOFT LARYNGECTOMY FLEXIBLE SUFFICIENTLY RIGID SILICONE CAN HOLD A HME CASSETTE AND/ OR FREEHAND HME ASSORTED DIAMETERS AND LENGTHS | EAR, NOSE & THROAT SUPPLIES (ENT)
1580 | 4214350006800 | VESSEL CLAMP APPLIER | EAR, NOSE & THROAT SUPPLIES (ENT)
1581 | 4214350007100 | VOICE PROSTHESIS, USED FOR PERSISTENT AND EARLY LEAKAGE, RESISTANT TO CANDIDA, ASSORTED SIZES AND STRENGTHS | EAR, NOSE & THROAT SUPPLIES (ENT)
1582 | 4214350007200 | AUDITORY BRAINSTEM IMPLANT SYSTEM FOR PEDIATRICS AND ADULTS, MRI SAFE UP TO AT LEAST 1.5 TESLA WITHOUT MAGNET REMOVAL, LATEST TECHNOLOGY, PROCESSORS OPTIONS AND COLORS AT END USER REQUEST, WITH ACCESSORIES AND PARTS NEEDED FOR AT LEAST SIX MONTHS FOR PATIENTS. WIRELESS CONNECTIVITY PROVIDED WITH 2 ULTRA POWER WIRELESS BEHIND-THE-EAR HEARING AIDS, MORE THAN 8 CHANNELS, PEDIATRIC AND ADULT PLATFORMS, IP68 OR HIGHER, FREQUENCY RANGE OF 0.1-5.1 KHZ OR HIGHER, BATTERY SIZE 675, ONE FREE AUDITORY BRAINSTEM SYSTEM FOR EVERY 10 PURCHASED SYSTEMS | EAR, NOSE & THROAT SUPPLIES (ENT)
1583 | 4214350210100 | BALLOON, SINUS DILATION ASSORTED SIZES AND ADJUSTABLE ANGLE | EAR, NOSE & THROAT SUPPLIES (ENT)
1584 | 4214350300600 | SPLINT, INTRANASAL WITH AIRWAY, CAN BE SUTURED | EAR, NOSE & THROAT SUPPLIES (ENT)
1585 | 4214350300800 | BUTTON, SILICONE SEPTAL STANDARD 3 CM | EAR, NOSE & THROAT SUPPLIES (ENT)
1586 | 4214350304700 | NASAL PACK, WITH INFLATABLE BALLOON WITHOUT AIRWAY, ASSORTED SIZE | EAR, NOSE & THROAT SUPPLIES (ENT)
1587 | 4214350304800 | NASAL PACK, WITH INFLATABLE BALLOON WITH AIRWAY, ASSORTED SIZE | EAR, NOSE & THROAT SUPPLIES (ENT)
1588 | 4214350305000 | NASAL PACK/SPONGE WITH STRING, ASSORTED SIZES | EAR, NOSE & THROAT SUPPLIES (ENT)
1589 | 4214350305100 | NASAL PACKING, W/ AIRWAY TUBE, EXPANDABLE, ANATOMICAL WITH STRING, ASSORTED SIZES, STERILE | EAR, NOSE & THROAT SUPPLIES (ENT)
1590 | 4214350305200 | SEALER, BIPOLAR, RADIOFREQUENCY FOR TRANSSPHENOIDAL AND ENDONASAL APPROACH, WITH GENERATOR CONNECTOR, COMPATIBLE WITH END USER MACHINE, ASSORTED SIZES AND ANGLES | EAR, NOSE & THROAT SUPPLIES (ENT)
1591 | 4214350305300 | NASAL PACK/SPONGE WITHOUT STRING, ASSORTED SIZES | EAR, NOSE & THROAT SUPPLIES (ENT)
1592 | 4214350400000 | IMPRESSION, EARMOLD SILICONE BASED MATERIAL WITH ALL COMPONENTS AND DIFFERENT SHORE-A AS REQUESTED BY END USER | EAR, NOSE & THROAT SUPPLIES (ENT)
1593 | 4214350700000 | PACK, EAR PACK STRIPS ASSORTED SIZES | EAR, NOSE & THROAT SUPPLIES (ENT)
1594 | 4214350900100 | ADHESIVE, LOW VISCOSITY, FOR INSTANT FIXATION OF RUBBER AND PLASTIC, FOR EARMOLD TUBING | EAR, NOSE & THROAT SUPPLIES (ENT)
1595 | 4214351300100 | FORCEPS, WULLSTEIN EAR, EXTRA DELICATE, OVAL CUPPED JAWS, CURVED TO LEFT, OVAL, 0.9 MM, WORKING LENGTH 8 CM | EAR, NOSE & THROAT SUPPLIES (ENT)
1596 | 4214351300200 | FORCEPS, WULLSTEIN EAR, EXTRA DELICATE, OVAL CUPPED JAWS, 0.9 MM, WORKING LENGTH 8 CM | EAR, NOSE & THROAT SUPPLIES (ENT)
1597 | 4214351300300 | FORCEPS, WULLSTEIN EAR, EXTRA DELICATE, OVAL CUPPED JAWS, CURVED TO RIGHT, OVAL, 0.9 MM, WORKING LENGTH 8 CM | EAR, NOSE & THROAT SUPPLIES (ENT)
1598 | 4214351300400 | FORCEPS, LUCAE EAR, BAYONET SHAPED, LENGTH 14.5 CM | EAR, NOSE & THROAT SUPPLIES (ENT)
1599 | 4214351300500 | HOLDER, MASING NEEDLE, EAR FORCEPS SHAPE, INTRANASAL, SMOOTH JAWS, WORKING LENGTH 8 CM | EAR, NOSE & THROAT SUPPLIES (ENT)
1600 | 4214351300600 | FORCEPS, HARTMANN EAR DRESSING, SLENDER, WORKING LENGTH 6 CM | EAR, NOSE & THROAT SUPPLIES (ENT)
1601 | 4214351300700 | FORCEPS LIGHTED ALLIGATOR FOR CERUMEN MANAGEMENT DISPOSABLE | EAR, NOSE & THROAT SUPPLIES (ENT)
1602 | 4214351301100 | TIP-TRODES CABLES, COMPATIBLE WITH GOLD FOIL TIP-ELECTRODES | EAR, NOSE & THROAT SUPPLIES (ENT)
1603 | 4214351301200 | TIP-TRODES, GOLD FOIL ADULT, LARGE | EAR, NOSE & THROAT SUPPLIES (ENT)
1604 | 4214351301300 | TIP-TRODES, GOLD FOIL PEDIATRIC, SMALL | EAR, NOSE & THROAT SUPPLIES (ENT)
1605 | 4214351500600 | CRICOTHYROTOMY CATHETER SETS FOR EMERGENCY SIZE 6.0 MM ONE (1) EACHONE (1) SET | RESPIRATORY AND ANESTHESIA TENDER
1606 | 4214351600300 | TOWEL, FOR LARYNGECTOMY SITE CLEANING | EAR, NOSE & THROAT SUPPLIES (ENT)
1607 | 4214351600500 | STABILIBASE OPTIDERM ADHESIVE OR EQUIVALENT SUPPORT TO THE STOMA DURING SPEECH | EAR, NOSE & THROAT SUPPLIES (ENT)
1608 | 4214351601100 | FORCEPS, KUHN RHINOFORCE II FRONTAL SINUS, FLAT JAWS, THROUGH-CUTTING, SHEATH 60 DEGREE UPTURNED, BACKWARD OPENING WITH CLEANING CONNECTOR, WORKING LENGTH 12 - 13 CM, REUSABLE | SURGICAL INSTRUMENT TENDER
1609 | 4214351601300 | SEEKER KUHN FRONTAL OSTIUM DOUBLE ENDED NO. 5 BOTH SIDES CURVED 77 DEGREE TIPS BENT RIGHT AND LEFT LENGTH 22 CM | EAR, NOSE & THROAT SUPPLIES (ENT)
1610 | 4214351601400 | SEEKER KUHN FRONTAL SINUS DOUBLE-ENDED NO. 3 ONE SIZE CURVED 77 DEGREE OTHER SIDE CURVED 90 DEGREE FORWARD ANGLE LENGTH 22 CM | EAR, NOSE & THROAT SUPPLIES (ENT)
1611 | 4214351601500 | SPECULA, VIDEO OTOSCOPE SPECULA DIFFERENT SIZES COMPATIBLE WITH END USER EQUIPMENT | EAR, NOSE & THROAT SUPPLIES (ENT)
1612 | 4214351601600 | WHITE PLASTIC TIPS FOR INSERT EARPHONES, OR EQUIVALENT | EAR, NOSE & THROAT SUPPLIES (ENT)
1613 | 4214351700000 | ELECTRODES EAR SNAP DISPOSABLE OR EQUIVALENT. | EAR, NOSE & THROAT SUPPLIES (ENT)
1614 | 4214351700200 | ELECTRODES, SINGLE USE TYMPANIC MEMBRANE, FOR ECHOG COMPATIBLE WITH END USER EQUIPMENT | EAR, NOSE & THROAT SUPPLIES (ENT)
1615 | 4214351900000 | EAR HEAD BANDAGE, ASSORTED SIZES, STERILE | EAR, NOSE & THROAT SUPPLIES (ENT)
1616 | 4214352000200 | LIGHTED CURETTES, FOR EAR CERUMEN MANAGEMENT, PACK OF 50 | EAR, NOSE & THROAT SUPPLIES (ENT)
1617 | 4214352100200 | EAR HOOK RELATED TO 16 CHANNEL ELECTRODE COCHLEAR IMPLANT SIZES AT END USER REQUEST | EAR, NOSE & THROAT SUPPLIES (ENT)
1618 | 4214352100300 | EAR HOOK RELATED TO 22 CHANNEL ELECTRODE COCHLEAR IMPLANT ON EAR SPEECH PROCESSOR SIZES AT END USER REQUEST | EAR, NOSE & THROAT SUPPLIES (ENT)
1619 | 4214352100400 | WAGNER EAR HOOK, SIZE 1, LENGTH 15.5 | EAR, NOSE & THROAT SUPPLIES (ENT)
1620 | 4214352100500 | EAR HOOK, CURVED BACKWARDS, WORKING LENGTH 5.5 CM, TOTAL LENGTH 16 CM | EAR, NOSE & THROAT SUPPLIES (ENT)
1621 | 4214352100600 | EAR HOOK, CURVED TO LEFT, WORKING LENGTH 5.5 CM, TOTAL LENGTH 16 CM | EAR, NOSE & THROAT SUPPLIES (ENT)
1622 | 4214352100700 | EAR HOOK, CURVED TO RIGHT, WORKING LENGTH 5.5 CM, TOTAL LENGTH 16 CM | EAR, NOSE & THROAT SUPPLIES (ENT)
1623 | 4214352100800 | EAR HOOK, WITH BALL END, STAINLESS STEEL, ASSORTED LENGTHS AND SIZES | EAR, NOSE & THROAT SUPPLIES (ENT)
1624 | 4214352100900 | EAR HOOK, WITHOUT BALL END, STAINLESS STEEL, ASSORTED LENGTHS AND SIZES | EAR, NOSE & THROAT SUPPLIES (ENT)
1625 | 4214352600000 | MIRROR, LARYNGECTOMY LIGHTED EXTRA-LARGE 9 INCHES DIAMETER, HIGH POWERED MAGNIFYING, LIGHTED RING FOR EVENLY ILLUMINATED REFLECTION . | EAR, NOSE & THROAT SUPPLIES (ENT)
1626 | 4214352800500 | CANNULA, ANTRUM, LUER-LOCK, STRAIGHT, MALLEABLE, WITH SERRATED GRIP PLATE, OUTER DIAMETER 2.5 MM, WORKING LENGTH 15 - 16 CM, REUSABLE | SURGICAL INSTRUMENT TENDER
1627 | 4214352800600 | CANNULA, EICKEN ANTRUM, LUER-LOCK, LONG CURVED, MALLEABLE, SERRATED GRIP PLATE, OUTER DIAMETER 2.5 MM, LENGTH 12.5 CM | EAR, NOSE & THROAT SUPPLIES (ENT)
1628 | 4214352800700 | CANNULA, EICKEN-CASTELNUOVO ANTRUM, LUER-LOCK, S-SHAPED STRONGLY CURVED, MALLEABLE, SERRATED GRIP PLATE, OUTER DIAMETER 2.5 MM, LENGTH 12 - 13 CM, REUSABLE | SURGICAL INSTRUMENT TENDER
1629 | 4214352900100 | BUR, OTOLOGY CUTTING 2 FLUTE, SIZE 1.5MM OR EQUIVALENT | EAR, NOSE & THROAT SUPPLIES (ENT)
1630 | 4214352900200 | BUR, OTOLOGY CUTTING 2 FLUTE, SIZE 1MM OR EQUIVALENT | EAR, NOSE & THROAT SUPPLIES (ENT)
1631 | 4214352900300 | BUR, OTOLOGY CUTTING 2 FLUTE, SIZE 2.5MM OR EQUIVALENT | EAR, NOSE & THROAT SUPPLIES (ENT)
1632 | 4214352900400 | BUR, OTOLOGY CUTTING 2 FLUTE, SIZE 2MM OR EQUIVALENT | EAR, NOSE & THROAT SUPPLIES (ENT)
1633 | 4214352900500 | BUR, OTOLOGY CUTTING 2 FLUTE, SIZE 3MM OR EQUIVALENT | EAR, NOSE & THROAT SUPPLIES (ENT)
1634 | 4214352900600 | BUR, OTOLOGY CUTTING 2 FLUTE, SIZE 4MM OR EQUIVALENT | EAR, NOSE & THROAT SUPPLIES (ENT)
1635 | 4214352900700 | BUR, OTOLOGY CUTTING 2 FLUTE, SIZE 5MM OR EQUIVALENT | EAR, NOSE & THROAT SUPPLIES (ENT)
1636 | 4214352900800 | BUR, OTOLOGY CUTTING 2 FLUTE, SIZE 6MM OR EQUIVALENT | EAR, NOSE & THROAT SUPPLIES (ENT)
1637 | 4214352900900 | BUR, OTOLOGY CUTTING MULTI FLUTE, SIZE 7MM OR EQUIVALENT | EAR, NOSE & THROAT SUPPLIES (ENT)
1638 | 4214352901000 | BUR, OTOLOGY SKEETER OR EQUIVALENT, 0.6MM BLUE/ WHITE | EAR, NOSE & THROAT SUPPLIES (ENT)
1639 | 4214352901100 | BUR, OTOLOGY SKEETER OR EQUIVALENT, 1.4MM GRAY/ WHITE | EAR, NOSE & THROAT SUPPLIES (ENT)
1640 | 4214352901200 | BUR, OTOLOGY SKEETER OR EQUIVALENT, 1.8MM BROWN/ WHITE | EAR, NOSE & THROAT SUPPLIES (ENT)
1641 | 4214352901300 | MEASURING DEVICE, TO MEASURE THE DISTANCE BETWEEN THE INCUS AND STAPES FOOTPLATE | EAR, NOSE & THROAT SUPPLIES (ENT)
1642 | 4214352901400 | BUR, OTOLOGY COARSE DIAMOND, SIZE 2MM OR EQUIVALENT | EAR, NOSE & THROAT SUPPLIES (ENT)
1643 | 4214352901600 | HOUSE CUTTING BLOCK | EAR, NOSE & THROAT SUPPLIES (ENT)
1644 | 4214352901700 | KIT, EUSTACHIAN TUBOPLASTY BALLOON DILATION, WITH ANGLED GUIDED CATHETER AND DUAL LAYERED BALLOON THAT GIVE ATRAUMATIC UNIFORM EXPANSION WITH INFLATOR | EAR, NOSE & THROAT SUPPLIES (ENT)
1645 | 4214353000100 | COTTON EAR DAMS FOR EARMOLD IMPRESSIONS ASSORTED SIZE, AS REQUESTED BY END USER | EAR, NOSE & THROAT SUPPLIES (ENT)
1646 | 4214353000200 | DISPENSER EAR IMPRESSION MATERIAL WITH MIXING CANNULAS DISPENSER | EAR, NOSE & THROAT SUPPLIES (ENT)
1647 | 4214353000300 | OTO-FORM A, FLEX IMPRESSION MATERIAL CARTRIDGES, OR EQUIVALENT | EAR, NOSE & THROAT SUPPLIES (ENT)
1648 | 4214353000400 | SIDE CUTTING NIPPER (FOR CUTTING EARMOLD TUBING), OR EQUIVALENT | EAR, NOSE & THROAT SUPPLIES (ENT)
1649 | 4214353000500 | SYRINGE, INJECTOR FOR EARMOLD IMPRESSION, OR EQUIVALENT | EAR, NOSE & THROAT SUPPLIES (ENT)
1650 | 4214353000600 | TUBING PULLER TOOL, OR EQUIVALENT | EAR, NOSE & THROAT SUPPLIES (ENT)
1651 | 4214353300000 | ATTACHMENT, STRAIGHT, IRRIGATION | EAR, NOSE & THROAT SUPPLIES (ENT)
1652 | 4214353300100 | CASSETTE, CORE, IRRIGATION | EAR, NOSE & THROAT SUPPLIES (ENT)
1653 | 4214353300300 | SUCTION TIP USED FOR NAVIGATION MALLEABLE ASSORTED TYPES AND SIZES | EAR, NOSE & THROAT SUPPLIES (ENT)
1654 | 4214353300400 | TUBE, SUCTION, FOR NASAL SURGERY DISPOSABLE, ASSORTED SIZES AND ANGLES, STERILE | EAR, NOSE & THROAT SUPPLIES (ENT)
1655 | 4214353300500 | TUBE ANGLED MICRO SUCTION FOR OTOLOGY SURGERIES ASSORTED DIAMETERS | EAR, NOSE & THROAT SUPPLIES (ENT)
1656 | 4214353300600 | BLADE, SKIMMER TIP WITH SUCTION IRRIGATION TUBE, ASSORTED SIZES AND ANGLES, COMPATIBLE WITH END USER EQUIPMENT | EAR, NOSE & THROAT SUPPLIES (ENT)
1657 | 4214353300700 | SUCTION, HOUSE SUCTION IRRIGATOR ASSORTED SIZES | EAR, NOSE & THROAT SUPPLIES (ENT)
1658 | 4214353300800 | FISCH SUCTION HANDLE, WITH CUT-OFF HOLE, LUER CONE, WITH SUCTION TUBES | EAR, NOSE & THROAT SUPPLIES (ENT)
1659 | 4214353300900 | KIT, SPRAY BOTTLE IRRIGATION FOR WAX MANAGEMENT, OR EQUIVALENT | EAR, NOSE & THROAT SUPPLIES (ENT)
1660 | 4214353301100 | LARYNGEAL MICRO-SUCTION, LENGTH OF 22CM, SIZE 3FR | EAR, NOSE & THROAT SUPPLIES (ENT)
1661 | 4214353301200 | LARYNGEAL MICRO-SUCTION, LENGTH OF 22CM, SIZE 5FR | EAR, NOSE & THROAT SUPPLIES (ENT)
1662 | 4214353301300 | LARYNGEAL MICRO-SUCTION, LENGTH OF 22CM, SIZE 7FR | EAR, NOSE & THROAT SUPPLIES (ENT)
1663 | 4214353301500 | SUCTION TUBE, RIGID 2 MM, 35 CM, OR EQUIVALENT | EAR, NOSE & THROAT SUPPLIES (ENT)
1664 | 4214353301600 | SUCTION TUBE, RIGID 3 MM, 35 CM, OR EQUIVALENT | EAR, NOSE & THROAT SUPPLIES (ENT)
1665 | 4214353301700 | SUCTION TUBE, RIGID 4 MM, 35 CM, OR EQUIVALENT | EAR, NOSE & THROAT SUPPLIES (ENT)
1666 | 4214353301900 | SUCTION TUBE, WITH CUT-OFF HOLE AND STYLET, ASSORTED SIZES | EAR, NOSE & THROAT SUPPLIES (ENT)
1667 | 4214353302000 | SUCTION, EICKEN ANTRUM CANNULA, WITH CUT-OFF HOLE, LONG CURVED, 2.5 MM, 12.5 CM LENGTH | EAR, NOSE & THROAT SUPPLIES (ENT)
1668 | 4214353302100 | SUCTION, EICKEN ANTRUM CANNULA, WITH CUT-OFF HOLE, SHORT CURVED, 2.5 MM, 12.5 CM LENGTH | EAR, NOSE & THROAT SUPPLIES (ENT)
1669 | 4214353302200 | SUCTION, EICKEN ANTRUM CANNULA, WITH CUT-OFF HOLE, SHORT CURVED, 4 MM, 12.5 CM LENGTH | EAR, NOSE & THROAT SUPPLIES (ENT)
1670 | 4214353302600 | SUCTION, FISCH SUCTION IRRIGATOR ASSORTED SIZES | EAR, NOSE & THROAT SUPPLIES (ENT)
1671 | 4214353302700 | SUCTION, FRANK-PASQUINI TUBE, ANGULAR, TIP CURVED DOWNWARDS, BALL END, WITH GRIP PLATE AND CUT-OFF HOLE, LUER, DIAMETER 3 MM, WORKING LENGTH 13 CM | EAR, NOSE & THROAT SUPPLIES (ENT)
1672 | 4214353302800 | SUCTION FRANK-PASQUINI TUBE ANGULAR TIP CURVED UPWARDS BALL END WITH GRIP PLATE AND CUT-OFF HOLE LUER DIAMETER 2.4 MM WORKING LENGTH 13 CM | EAR, NOSE & THROAT SUPPLIES (ENT)
1673 | 4214353303000 | TIPS, IRRIGATION FOR EAR CERUMEN MANAGEMENT PROVIDED WITH SPRAY BOTTLE IRRIGATION | EAR, NOSE & THROAT SUPPLIES (ENT)
1674 | 4214353303100 | TIPS, WATER IRRIGATOR, DISPOSABLE, OR EQUIVALENT | EAR, NOSE & THROAT SUPPLIES (ENT)
1675 | 4214360300000 | MITTEN MADE OF SOFT FABRIC SECURE ALL FINGER CONTROL AIR-COOLED LATEX-FREE ADULT CONTROL MITT RESTRAINT. | SUPPLEMENTARY GEN.SUPPLIES NURS,BURN
1676 | 4214360300100 | SPLINT, MITTS WITH FINGER SEPARATORS SECURE HAND MITTS WITH MESH BACK AND FINGER SEPARATORS WITH POSEY RESTRAINING STRAPS IDEAL FOR PATIENTS WHO DISRUPT MEDICAL TREATMENT BY PULLING AT THEIR IV LINE, CATHETER OR ARE PRONE TO SELF-INJURY, MACHINE WASHABLE, ONE SIZE THAT FITS MOST ADULTS | REHABILITATION,PHYSIOTHERAPY SUPPLIES
1677 | 4214360500000 | STRAP RESTRAINT BODY DISPOSABLE. | SUPPLEMENTARY GEN.SUPPLIES NURS,BURN
1678 | 4214360500100 | STRAP RESTRAINT FOR CHEST DISPOSABLE. | SUPPLEMENTARY GEN.SUPPLIES NURS,BURN
1679 | 4214360500800 | T - STRAP, STANDARD DESIGN, LEATHER, LINED WITH COWHIDE, BLACK, LARGE | PROSTHETICS & ORTHOSIS SUPPLIES
1680 | 4214360500900 | T - STRAP, STANDARD DESIGN, LEATHER, LINED WITH COWHIDE, BLACK, MEDIUM | PROSTHETICS & ORTHOSIS SUPPLIES
1681 | 4214360501000 | T - STRAP, STANDARD DESIGN, LEATHER, LINED WITH COWHIDE, BLACK, EXTRA LARGE | PROSTHETICS & ORTHOSIS SUPPLIES
1682 | 4214360501100 | T - STRAP, STANDARD DESIGN, LEATHER, LINED WITH COWHIDE, BROWN, LARGE | PROSTHETICS & ORTHOSIS SUPPLIES
1683 | 4214360501200 | T - STRAP, STANDARD DESIGN, LEATHER, LINED WITH COWHIDE, BROWN, MEDIUM | PROSTHETICS & ORTHOSIS SUPPLIES
1684 | 4214360501300 | T - STRAP, STANDARD DESIGN, LEATHER, LINED WITH COWHIDE, BROWN, EXTRA LARGE | PROSTHETICS & ORTHOSIS SUPPLIES
1685 | 4214360501600 | SPLINTING ACCESSORIES, STRAP, VELCRO OR EQUIVALENT , LOOP, SELF-ADHESIVE, NON-ELASTIC, ROLL, 2.5 CM X 9 M APPROXIMATELY, ASSORTED COLOR | PROSTHETICS & ORTHOSIS SUPPLIES
1686 | 4214360700000 | WEARABLE WIRELESS SENSOR TO TRACK PATIENT POSITION, ORIENTATION, ACTIVITY CONNECTED THROUGH BLUETOOTH | RESPIRATORY AND ANESTHESIA TENDER
1687 | 4214360800000 | MITTEN, MADE OF SOFT FABRIC, SECURE ALL FINGER CONTROL, AIR-COOLED, LATEX-FREE, INFANT, CONTROL MITT RESTRAINT | GENERAL MEDICAL CONSUMABLES
1688 | 4214361200000 | CARDBOARD SPLINT OFFER A LIGHTWEIGHT OPTION TO IMMOBILIZE INJURIES DURING AN EMERGENCY, FOR FOREARM, ADULT | GENERAL MEDICAL CONSUMABLES
1689 | 4214361200100 | CARDBOARD SPLINT OFFER A LIGHTWEIGHT OPTION TO IMMOBILIZE INJURIES DURING AN EMERGENCY, FOR FOREARM, PEDIATRIC | GENERAL MEDICAL CONSUMABLES
1690 | 4214361200200 | CARDBOARD SPLINT OFFER A LIGHTWEIGHT OPTION TO IMMOBILIZE INJURIES DURING AN EMERGENCY, FOR LEG, ADULT | GENERAL MEDICAL CONSUMABLES
1691 | 4214361200300 | CARDBOARD SPLINT OFFER A LIGHTWEIGHT OPTION TO IMMOBILIZE INJURIES DURING AN EMERGENCY, FOR LEG, PEDIATRIC | GENERAL MEDICAL CONSUMABLES
1692 | 4214361200400 | GEL PAD LATERAL COMFORT POSITIONER.. | SUPPLEMENTARY GEN.SUPPLIES NURS,BURN
1693 | 4214361200500 | GEL PAD POSITIONER FLAT BOTTOMED CHEST ROLL SIZE APPROX. 12 IN L X 4 IN W (+/-1).. | SUPPLEMENTARY GEN.SUPPLIES NURS,BURN
1694 | 4214361200600 | GEL PAD POSITIONER FLAT BOTTOMED CHEST ROLL SIZE APPROX. 16 IN L X 4 IN W (+/-1).. | SUPPLEMENTARY GEN.SUPPLIES NURS,BURN
1695 | 4214361200700 | GEL PAD POSITIONER FLAT BOTTOMED CHEST ROLL SIZE APPROX. 20 IN L X 4 IN W (+/-1).. | SUPPLEMENTARY GEN.SUPPLIES NURS,BURN
1696 | 4214361200800 | GEL PAD POSITIONER DOME SHAPED POSITIONER SIZE APPROX. 14 IN L X 6 IN W (+/-1).. | SUPPLEMENTARY GEN.SUPPLIES NURS,BURN
1697 | 4214361200900 | GEL POSITIONER CONTOURED ARM BOARD PAD SMALL.. | SUPPLEMENTARY GEN.SUPPLIES NURS,BURN
1698 | 4214361201000 | GEL POSITIONER CLOSED HEAD RING INFANT.. | SUPPLEMENTARY GEN.SUPPLIES NURS,BURN
1699 | 4214370500000 | PROTECTOR, EYE, NEONATAL PHOTOTHERAPY, (SMALL), KEEPER STRAP, MADE OF A VERY SOFT FOAM FABRIC, INFANTS LESS THAN 1500 GRAMS, LATEX AND DEHP FREE | SUPPLEMENTARY GEN.SUPPLIES NURS,BURN
1700 | 4214370500100 | PROTECTOR, FOR EYE, NEONATAL PHOTOTHERAPY, (MEDIUM), KEEPER STRAP, MADE OF A VERY SOFT FOAM FABRIC, INFANTS MORE THAN 1500 GRAMS, LATEX AND DEHP FREE | SUPPLEMENTARY GEN.SUPPLIES NURS,BURN
1701 | 4214370500200 | PROTECTOR HEEL COTTON STRAP WITH HOOK AND LOOP CLOSURE UNIVERSAL SIZE (WOUND AND OSTOMY CARE). | SUPPLEMENTARY GEN.SUPPLIES NURS,BURN
1702 | 4214370500400 | PUMP BREAST MANUAL WASHABLE WITHOUT TUBE BOTTLES FOR MILK STORAGE SHOULD BE PROVIDED AND COMPATIBLE WITH NIPPLES INDIVIDUALLY PACKAGED DISPOSABLE STERILE. | SUPPLEMENTARY GEN.SUPPLIES NURS,BURN
1703 | 4214380500000 | ELECTRODE BALL COATED PTFE FOR COAGULATION ROUND TIP SIZE 2 INCH DISPOSABLE STERILE.... | SUPPLEMENTARY GENERAL CONSUMABLES
1704 | 4214380500100 | NEEDLE ELECTRODE PTFE COATED SHARP TIP HEAD MICRO CUTTING FOR SPECIFIC USE MODIFIED WITH INSULATED COVER SIZE 15 CM - 17 CM DI = SPOSABLE STERILE... | SUPPLEMENTARY GENERAL CONSUMABLES
1705 | 4214380600100 | TUBE FOR PUMP INFUSION LINE MEDICAL GRADE PVC/SILICONE SIZE 350-400 CM LENGTH FOR URODYNAMIC DISPOSABLE. | GENERAL MEDICAL CONSUMABLES
1706 | 4214390101000 | BOWEL IRRIGATION SYSTEM FOR FECAL INCONTINENCE AND CONSTIPATION INCLUDING A PUMP CONTROL WATER BAG 2 RECTAL CATHETERS TUBING 2 STRAPS. | SUPPLEMENTARY GEN.SUPPLIES NURS,BURN
1707 | 4214390200100 | ANAL IRRIGATION SYSTEM, ACCESSORY SET, CONSISTING OF 15 SELF-LUBRICATED CATHETERS AND WATER BAG, DESIGNED FOR TRANSANAL BOWEL IRRIGATION TO FACILITATE CONTROLLED COLON EMPTYING, DISPOSABLE, STERIL | SUPPLEMENTARY GENERAL CONSUMABLES
1708 | 4214390200300 | FECAL INCONTINENCE SYSTEM WITH SILICONE CATHETER AND DRAINAGE BAG MEDICATION AND SAMPLING AND IRRIGATION PORTS ODOR CONTROL FOR LIQUID AND SEMI LIQUID STOOL.... | SUPPLEMENTARY GEN.SUPPLIES NURS,BURN
1709 | 4214390200500 | CATHETER URETERAL BALLOON DILATION HIGH PRESSURE ULTRAMAX OR EQUIVALENT 15 FR LENGTH 4 CM DISPOSABLE STERILE. | SUPPLEMENTARY GENERAL CONSUMABLES
1710 | 4214390200600 | CATHETER BALLOON NEPHROSTOMY KIT ULTRA XX OR EQUIVALENT 24 FR 8-10 MM LENGTH 15-20 CM. | SUPPLEMENTARY GENERAL CONSUMABLES
1711 | 4214390200700 | CATHETER BALLOON NEPHROSTOMY KIT ULTRA XX OR EQUIVALENT 30 FR 8-10 MM LENGTH 15-20 CM. | SUPPLEMENTARY GENERAL CONSUMABLES
1712 | 4214390201300 | CATHETER, PICC, SINGLE LUMEN, POLYURETHANE, PERIPHERALLY INSERTED VENOUS ACCESS, FOR PREMATURE BABY AND NEONATE, 1 FR, LENGTH 20-25 CM, W/SPLITTING NEEDLE SET, RADIOPAQUE LINE, 28 GA, PEEL PACK, DISPOSABLE, STERILE | SUPPLEMENTARY GEN.SUPPLIES NURS,BURN
1713 | 4214390201800 | MOISTURE MANAGEMENT KIT CONTAINS : (40-45) DIAPER UNDERWEAR STYLE WITH STRETCHABLE WAIST BAND SIZE ADULT LARGE / ( 80 - 100 ) MOISTURIZER WIPE WITH CLEANSING LOTION ALCOHOL FREE PH 5.5 / (1) WATERLESS CLEANSING FOAM NO RAINSING WATER ENRICHED WITH CREATINE TO SUPPORT AND REINFORCED THE SKIN'S PROTECTIVE BARRIRR.... | SUPPLEMENTARY GEN.SUPPLIES NURS,WOUND
1714 | 4214390201900 | MOISTURE MANAGEMENT KIT CONTAINS : (40-45) DIAPER UNDERWEAR STYLE WITH STRETCHABLE WAIST BAND SIZE ADULT X-LARGE / ( 80 - 100 ) MOISTURIZER WIPE WITH CLEANSING LOTION ALCOHOL FREE PH 5.5 / (1) WATERLESS CLEANSING FOAM NO RAINSING WATER ENRICHED WITH CREATINE TO SUPPORT AND REINFORCED THE SKIN'S PROTECTIVE BARRIRR.... | SUPPLEMENTARY GEN.SUPPLIES NURS,WOUND
1715 | 4214390202000 | MOISTURE MANAGEMENT KIT CONTAINS : (40-45) DIAPER UNDERWEAR STYLE WITH STRETCHABLE WAIST BAND SIZE ADULT XX-LARGE / ( 80 - 100 ) MOISTURIZER WIPE WITH CLEANSING LOTION ALCOHOL FREE PH 5.5 / (1) WATERLESS CLEANSING FOAM NO RAINSING WATER ENRICHED WITH CREATINE TO SUPPORT AND REINFORCED THE SKIN'S PROTECTIVE BARRIRR.... | SUPPLEMENTARY GEN.SUPPLIES NURS,WOUND
1716 | 4214390202100 | DIAPER, WRAP AROUND, WAIST SIZE: APPROXIMATELY 64 INCH X 70 INCH, ADULT, XX- LARGE, HIGHLY ABSORBENT, ASSURES DRY SURFACE, READJUSTABLE ADHESIVE TAPE, PACKING, WRAPPED IN A PLASTIC PACK | GENERAL MEDICAL CONSUMABLES
1717 | 4214390300000 | CATHETER RECTAL SMOOTH THE LANGE LATERAL EYE AND ROUNDED TIP ENSURE THE CATHETERS AND NOT OCCLUDED BY FECAL MATTER WITH RADIOPAQUE LINE FOR VISUALIZATION SIZE: 18 TO 22 SIZE TO BE SELECTED... | SUPPLEMENTARY GEN.SUPPLIES NURS,BURN
1718 | 4214390300600 | TUBE RECTAL / FLATUS PLASTIC SIZE: FG 26 40 - 60 CM LONG DISPOSABLE STERILE. | SUPPLEMENTARY GEN.SUPPLIES NURS,BURN
1719 | 4214390300700 | TUBE RECTAL / FLATUS PLASTIC SIZE: FG 28 40 - 60 CM LONG DISPOSABLE STERILE. | SUPPLEMENTARY GEN.SUPPLIES NURS,BURN
1720 | 4214390300900 | CATHETER RECTAL SMOOTH THE LANGE LATERAL EYE AND ROUNDED TIP ENSURE THE CATHETERS AND NOT OCCLUDED BY FECAL MATTER WITH RADIOPAQUE LINE FOR VISUALIZATION SIZE: 24 TO 28 SIZE TO BE SELECTED... | SUPPLEMENTARY GEN.SUPPLIES NURS,BURN
1721 | 4214390301300 | CATHETER, MANOMETRY ANORECTAL, HIGH RESOLUTION, REUSABLE | ENDOSCOPY CONSUMABLES SUPPLIES
1722 | 4214390301400 | SHEATH FOR ANORECTAL MANOMETRY CATHETER, SINGLE USE" | ENDOSCOPY CONSUMABLES SUPPLIES
1723 | 4214400000200 | HEARING AID, BEHIND-THE-EAR, 12 FITTING CHANNEL OR MORE FOR MILD TO SEVERE HEARING LOSS, TINNITUS OPTION, SUPPORTS WIRELESS DIRECT C ONNECTIVITY TO SMART DEVICES, MAXIMUM GAIN/OUTPUT OF 73/136 DB SPL IN EAR SIMULATOR OR HIGHER AND FREQUENCY RANGE OF 100-7000 HZ OR HIGHER, BATTERY SIZE 13 OR RECHARGEABLE, TO BE ORDERED BASED ON END USER REQUEST/NEED. | EAR, NOSE & THROAT SUPPLIES (ENT)
1724 | 4214400000300 | HEARING AID, BEHIND-THE-EAR, 16 FITTING CHANNEL OR MORE FOR SEVERE TO PROFOUND HEARING LOSS, TINNITUS OPTION, SUPPORTS WIRELESS DIRECT CONNECTIVITY TO SMART DEVICES, MAXIMUM GAIN/OUTPUT OF 82/143 DB SPL IN EAR SIMULATOR OR HIGHER AND FREQUENCY RANGE OF 100-6400 HZ OR HIGHER, BATTERY SIZE 13 OR RECHARGEABLE, TO BE ORDERED BASED ON END USER REQUEST/NEED. | EAR, NOSE & THROAT SUPPLIES (ENT)
1725 | 4214400000400 | HEARING AID, CROS BEHIND-THE-EAR OR RECEIVER-IN-THE-CANAL, COMPATIBLE WITH BATTERY SIZE 312 OR 13 OR RECHARGEABLE, TO BE ORDERED BASED ON END USER REQUEST/NEED, SUPPORTS WIRELESS DIRECT CONNECTIVITY TO SMART DEVICES, CAN BE REQUESTED AS BICROS IF NEEDED, COMPATIBLE WITH MILD TO SEVERE HEARING AIDS. | EAR, NOSE & THROAT SUPPLIES (ENT)
1726 | 4214400000500 | HEARING AID, CUSTOM-MADE (IN-THE-EAR, IN-THE-CANAL, COMPLETELY-IN-CANAL), 12 FITTING CHANNELS OR MORE FOR MILD TO PROFOUND HEARING LOSS, TINNITUS OPTIONS, FREQUENCY RANGE OF 100-6700 HZ OR HIGHER, BATTERY SIZE, SHELL TYPE AND RECIEVER POWER TO BE ORDERED BASED ON END USER REQUEST/NEED. | EAR, NOSE & THROAT SUPPLIES (ENT)
1727 | 4214400000600 | HEARING AID, RECEIVER-IN-THE-CANAL/EAR, 15 FITTING CHANNELS OR MORE FOR MILD TO SEVERE HEARING LOSS, FREQUENCY RANGE OF 100-7500 HZ OR HIGHER, MAXIMUM GAIN/OUTPUT OF 75/136 DB SPL IN EAR SIMULATOR (AS A MINIMUM), SUPPORTS WIRELESS DIRECT CONNECTIVITY TO SMART DEVICES, TINNITUS OPTIONS, BATTERY SIZE 10, 312, 13 OR RECHARGEABLE, DIFFERENT RECEIVER POWERS TO BE ORDERED BASED ON END USER REQUEST/NEED | EAR, NOSE & THROAT SUPPLIES (ENT)
1728 | 4214400100500 | ACCESSORY, BONE ANCHORED HEARING AID, DRILL GUIDE, OTOLOGIC, 3 + 4 MM, CONICAL, REMOVABLE SPACER, DRILL DIFFERENT DEPTHS, FOR BAHA ATTRACT SYSTEM SURGERY, COCHLEAR | EAR, NOSE & THROAT SUPPLIES (ENT)
1729 | 4214400101900 | SOUND PROCESSOR, FOR IMPLANTED MIDDLE EAR HEARING DEVICES | EAR, NOSE & THROAT SUPPLIES (ENT)
1730 | 4214400102000 | SOUND PROCESSOR, BONE ANCHORED EXTERNAL KIT INDICATED FOR CONDUCTIVE HEARING LOSS, MIXED HEARING LOSS AND SINGLE-SIDED SENSORINEURAL DEAFNESS WITH GAIN OF UP 45, 55 AND/OR 65 dB SNHL PROVIDING WIRELESS CONNECTIVITY | EAR, NOSE & THROAT SUPPLIES (ENT)
1731 | 4214400102200 | PROCESSOR, BEHIND THE EAR EXTERNAL PROCESSOR RELATED TO 12 CHANNEL ELECTRODE COCHLEAR IMPLANT, COLOR AS REQUESTED BY END USER | EAR, NOSE & THROAT SUPPLIES (ENT)
1732 | 4214400102300 | PROCESSOR, BEHIND THE EAR EXTERNAL PROCESSOR RELATED TO 16 CHANNEL ELECTRODE COCHLEAR IMPLANT, COLOR AS REQUESTED BY END USER | EAR, NOSE & THROAT SUPPLIES (ENT)
1733 | 4214400102400 | PROCESSOR, BEHIND THE EAR EXTERNAL RELATED TO 22 CHANNEL ELECTRODE COCHLEAR IMPLANT, COLOR AS REQUESTED BY END USER | EAR, NOSE & THROAT SUPPLIES (ENT)
1734 | 4214400102500 | PROCESSOR, SINGLE UNIT EXTERNAL PROCESSOR RELATED TO 12 CHANNEL ELECTRODE COCHLEAR IMPLANT, COLOR AS REQUESTED BY END USER | EAR, NOSE & THROAT SUPPLIES (ENT)
1735 | 4214400102600 | PROCESSOR, SINGLE UNIT EXTERNAL RELATED TO 22 CHANNEL ELECTRODE COCHLEAR IMPLANT, COLOR AS REQUESTED BY END USER | EAR, NOSE & THROAT SUPPLIES (ENT)
1736 | 4214400102700 | SOUND PROCESSOR, FOR COMPLETELY IMPLANTED INTERNAL BONE CONDUCTION HEARING DEVICES WITH INTERNAL VIBRATOR, AS REQUESTED BY END USER | EAR, NOSE & THROAT SUPPLIES (ENT)
1737 | 4214400200200 | CHARGER CABLES, RELATED TO 12 CHANNEL ELECTRODE COCHLEAR IMPLANT ON EAR PROCESSOR BATTERY PACK | EAR, NOSE & THROAT SUPPLIES (ENT)
1738 | 4214400200300 | COIL AND CABLE RELATED TO 22 CHANNEL ELECTRODE COCHLEAR IMPLANT ON EAR SPEECH PROCESSOR, LENGTH, AT END USER REQUEST | EAR, NOSE & THROAT SUPPLIES (ENT)
1739 | 4214400200400 | COIL CABLE RELATED TO 16 CHANNEL ELECTRODE COCHLEAR IMPLANT, LENGTHS AT END USER REQUEST | EAR, NOSE & THROAT SUPPLIES (ENT)
1740 | 4214400200500 | CHARGER CABLES FOR BATTERIES RELATED TO 16 CHANNEL ELECTRODE COCHLEAR IMPLANT | EAR, NOSE & THROAT SUPPLIES (ENT)
1741 | 4214400200700 | CHARGER CABLES, RELATED TO 12 CHANNEL ELECTRODE COCHLEAR IMPLANT OFF EAR PROCESSOR | EAR, NOSE & THROAT SUPPLIES (ENT)
1742 | 4214400200800 | CHARGER CABLES, RELATED TO 22 CHANNEL ELECTRODE COCHLEAR IMPLANT OFF EAR PROCESSOR | EAR, NOSE & THROAT SUPPLIES (ENT)
1743 | 4214400300000 | HEADBAND, FOR SOUND PROCESSOR RETENTION, RELATED TO 12 AND 22 CHANNEL ELECTRODE COCHLEAR IMPLANT, ASSORTED SIZES, COLOR AND TYPE AS REQUESTED BY END USER | EAR, NOSE & THROAT SUPPLIES (ENT)
1744 | 4214400300100 | CUSHION, EARPHONE, RED AND BLUE, DIFFERENT TYPE AND MODEL AS REQUESTED BY END USER | EAR, NOSE & THROAT SUPPLIES (ENT)
1745 | 4214400400000 | DL COIL MAGNET, RELATED TO 12 CHANNEL ELECTRODE COCHLEAR IMPLANT ON EAR PROCESSOR (STRENGTH AND TYPE AS REQUESTED BY END USER) | EAR, NOSE & THROAT SUPPLIES (ENT)
1746 | 4214400400100 | MAGNET FOR EXTERNAL PROCESSOR RELATED TO 16 CHANNEL ELECTRODE COCHLEAR IMPLANT (STRENGTH AND TYPE AS REQUESTED BY END USER) | EAR, NOSE & THROAT SUPPLIES (ENT)
1747 | 4214400400200 | MAGNET, FOR 12 CHANNEL ELECTRODE COCHLEAR IMPLANT OFF EAR PROCESSOR, STRENGTH AND TYPE AS REQUESTED BY END USER | EAR, NOSE & THROAT SUPPLIES (ENT)
1748 | 4214400400300 | MAGNET, FOR 22 CHANNEL ELECTRODE COCHLEAR IMPLANT OFF EAR PROCESSOR (STRENGTH AND TYPE AS REQUESTED BY END USER) | EAR, NOSE & THROAT SUPPLIES (ENT)
1749 | 4214400500000 | MICROPHONE, WIRELESS DIRECT STREAMING CONNECTS WITH ALL HEARING AIDS, COCHLEAR IMPLANT, AUDIO DEVICES AND BONE ANCHORED DEVICES, MICROPHONE TYPE AS REQUESTED BY END USER. | EAR, NOSE & THROAT SUPPLIES (ENT)
1750 | 4214400500100 | T-MIC COVER, OR EQUIVALENT, RELATED TO 16 CHANNEL ELECTRODE COCHLEAR IMPLANT | EAR, NOSE & THROAT SUPPLIES (ENT)
1751 | 4214400500200 | T-MIC OR EQUIVALENT, RELATED TO 16 CHANNEL ELECTRODE COCHLEAR IMPLANT, SIZES AS REQUESTED | EAR, NOSE & THROAT SUPPLIES (ENT)
1752 | 4214400500300 | T-MIC PIN, OR EQUIVALENT, RELATED TO 16 CHANNEL ELECTRODE COCHLEAR IMPLANT | EAR, NOSE & THROAT SUPPLIES (ENT)
1753 | 4214400600800 | CHARGING UNIT, WIRELESS RELATED TO 12 CHANNEL ELECTRODE COCHLEAR IMPLANT OFF EAR PROCESSOR | EAR, NOSE & THROAT SUPPLIES (ENT)
1754 | 4214400601000 | BATTERY PACK COVER RELATED TO 22 CHANNEL ELECTRODE COCHLEAR IMPLANT ON EAR SPEECH PROCESSOR | EAR, NOSE & THROAT SUPPLIES (ENT)
1755 | 4214400601100 | BATTERY PACK HOLDER RELATED TO 22 CHANNEL ELECTRODE COCHLEAR IMPLANT ON EAR SPEECH PROCESSOR | EAR, NOSE & THROAT SUPPLIES (ENT)
1756 | 4214400601200 | BATTERY PACK, FOR CHILDREN RELATED TO 16 CHANNEL ELECTRODE COCHLEAR IMPLANT | EAR, NOSE & THROAT SUPPLIES (ENT)
1757 | 4214400601300 | BATTERY, RECHARGEABLE STANDARD RELATED TO 12 CHANNEL ELECTRODE COCHLEAR IMPLANT ON EAR PROCESSOR | EAR, NOSE & THROAT SUPPLIES (ENT)
1758 | 4214400601400 | BATTERY, RECHARGEABLE STANDARD RELATED TO 16 CHANNEL ELECTRODE COCHLEAR IMPLANT | EAR, NOSE & THROAT SUPPLIES (ENT)
1759 | 4214400601500 | RECHARGEABLE BATTERY STANDARD RELATED TO 22 CHANNEL ELECTRODE COCHLEAR IMPLANT ON EAR SPEECH PROCESSOR | EAR, NOSE & THROAT SUPPLIES (ENT)
1760 | 4214400601600 | BATTERY, ZINC AIR HEARING AID, SIZE 675 | EAR, NOSE & THROAT SUPPLIES (ENT)
1761 | 4214400601700 | ADHESIVE PAD, FOR RETENTION, GRIP WEAR OR EQUIVALENT RELATED TO 12 CHANNEL ELECTRODE COCHLEAR IMPLANT OFF EAR PROCESSOR, REUSABLE | EAR, NOSE & THROAT SUPPLIES (ENT)
1762 | 4214400601800 | ADHESIVE PAD, FOR RETENTION, RELATED TO 22 CHANNEL ELECTRODE COCHLEAR IMPLANT OFF EAR PROCESSOR, REUSABLE | EAR, NOSE & THROAT SUPPLIES (ENT)
1763 | 4214400601900 | CHARGING UNIT RELATED TO 16 CHANNEL ELECTRODE COCHLEAR IMPLANT | EAR, NOSE & THROAT SUPPLIES (ENT)
1764 | 4214400602000 | CHARGING UNIT RELATED TO 22 CHANNEL ELECTRODE COCHLEAR IMPLANT ON EAR SPEECH PROCESSOR | EAR, NOSE & THROAT SUPPLIES (ENT)
1765 | 4214400602100 | CHARGING UNIT WIRELESS, RELATED TO 22 CHANNEL ELECTRODE COCHLEAR IMPLANT OFF EAR PROCESSOR | EAR, NOSE & THROAT SUPPLIES (ENT)
1766 | 4214400602200 | COIL COVER RELATED TO 16 CHANNEL ELECTRODE COCHLEAR IMPLANT (STANDARD OR HIGH PROFILE AS REQUESTED BY END USER) | EAR, NOSE & THROAT SUPPLIES (ENT)
1767 | 4214400602300 | DL COIL COVER, RELATED TO 12 CHANNEL ELECTRODE COCHLEAR IMPLANT ON EAR PROCESSOR (LOW OR HIGH PROFILE AS REQUESTED BY END USER) | EAR, NOSE & THROAT SUPPLIES (ENT)
1768 | 4214400602400 | KIT, FASTENER FOR IP30 INSERTS WITH NECK-STRAP AND CLIP, DISPOSABLE, OR EQUIVALENT | EAR, NOSE & THROAT SUPPLIES (ENT)
1769 | 4214400602500 | KIT, MICROPHONE NATURAL PLACEMENT INCLUDING COVERS RELATED TO 16 CHANNEL ELECTRODE COCHLEAR IMPLANT ASSORTED SIZE BY END USER REQUEST | EAR, NOSE & THROAT SUPPLIES (ENT)
1770 | 4214400602600 | MICROPHONE COVER RELATED TO 22 CHANNEL ELECTRODE COCHLEAR IMPLANT ON EAR SPEECH PROCESSOR | EAR, NOSE & THROAT SUPPLIES (ENT)
1771 | 4214400602700 | MICROPHONE COVER, RELATED TO 22 CHANNEL ELECTRODE COCHLEAR IMPLANT OFF EAR PROCESSOR | EAR, NOSE & THROAT SUPPLIES (ENT)
1772 | 4214400602800 | REMOTE CONTROL FOR 22 CHANNEL ELECTRODE COCHLEAR IMPLANT ON EAR SPEECH PROCESSOR, LATEST | EAR, NOSE & THROAT SUPPLIES (ENT)
1773 | 4214400603000 | REMOTE CONTROL, FOR COCHLEAR IMPLANT 12 COMPATIBLE WITH SPEECH PROCESSOR, LATEST | EAR, NOSE & THROAT SUPPLIES (ENT)
1774 | 4214400603100 | REPLACEMENT FASTENER CLIP - COLLAR CLIPS VELCRO BACKED, OR EQUIVALENT | EAR, NOSE & THROAT SUPPLIES (ENT)
1775 | 4214400603200 | RETENTION OPTIONS, RELATED TO 12 CHANNEL ELECTRODE COCHLEAR IMPLANT OFF EAR PROCESSOR TYPE AND LENGTH AS REQUESTED BY END USER | EAR, NOSE & THROAT SUPPLIES (ENT)
1776 | 4214400603300 | RETENTION OPTIONS, RELATED TO 22 CHANNEL ELECTRODE COCHLEAR IMPLANT OFF EAR PROCESSOR TYPE AND LENGTH, AS REQUESTED BY END USER | EAR, NOSE & THROAT SUPPLIES (ENT)
1777 | 4214400603400 | RETENTION OPTIONS, RELATED TO 22 CHANNEL ELECTRODE COCHLEAR IMPLANT ON EAR SPEECH PROCESSOR TYPES AND SIZES AS REQUESTED | EAR, NOSE & THROAT SUPPLIES (ENT)
1778 | 4214400603500 | SAFETY CLIP, SOUND PROCESSOR RELATED TO 22 CHANNEL ELECTRODE COCHLEAR IMPLANT ASSORTED TYPES BY END USER REQUEST | EAR, NOSE & THROAT SUPPLIES (ENT)
1779 | 4214400603600 | SAFETY LINE, SOUND PROCESSOR RELATED TO 22 CHANNEL ELECTRODE COCHLEAR IMPLANT | EAR, NOSE & THROAT SUPPLIES (ENT)
1780 | 4214400603700 | SOCKET COVER, RELATED TO 12 CHANNEL ELECTRODE COCHLEAR IMPLANT OFF EAR PROCESSOR | EAR, NOSE & THROAT SUPPLIES (ENT)
1781 | 4214400603800 | TOP MICROPHONE COVER RELATED TO 16 CHANNEL ELECTRODE COCHLEAR IMPLANT | EAR, NOSE & THROAT SUPPLIES (ENT)
1782 | 4214400604700 | WEARABLE BAND, COMPATIBLE WITH BONE ANCHORED EXTERNAL SOUND PROCESSOR, AS REQUESTED BY END USER | EAR, NOSE & THROAT SUPPLIES (ENT)
1783 | 4214400605000 | UV DRYER BOX, UV CLEAN AND DRY BOX FOR ALL TYPES OF HEARING AIDS AND COCHLEAR IMPLANT | EAR, NOSE & THROAT SUPPLIES (ENT)
1784 | 4214410000000 | VALVE CHEST DRAIN VALVE HEIMLICH PLASTIC CHAMBER/RUBBER TUBING STERILE DISPOSABLE. | SUPPLEMENTARY GENERAL CONSUMABLES
1785 | 4214410000200 | TROCAR ADVANCED ACCESS SYSTEM WITH HOLE IN THE TIP DIRECT INSUFFLATION UNDER VISION 5MM X150MM STERILE.. | SUPPLEMENTARY GEN.CONS SURG SUT,LAP,ROB
1786 | 4214410101400 | DRAINAGE CHEST WATER SEAL SYSTEM 1000 - 2000 CC CLOSED SYSTEM SINGLE CHAMBER SILICONE CONNECTION TUBES DISPOSABLE STERILE.. | SUPPLEMENTARY GENERAL CONSUMABLES
1787 | 4214410200700 | DRAINAGE CHEST WATER SEAL SYSTEM 1500 - 2000 CC ( +/- 100 CC ) CLOSED SYSTEM TWO CHAMBERS DISPOSABLE STERILE. | SUPPLEMENTARY GENERAL CONSUMABLES
1788 | 4214410300200 | KIT CHOLECYSTECTOMY: 1 TROCAR BLADELESS 10MM - 12MM AND TWO CANNULAS 10MM - 12MM 1 TROCAR BLADELESS 5MM AND TWO CANNULAS 5MM 1 VERRES NEEDLE 120 MM 1 ENDOSCOPIC CLIP ML 10MM MULTIPLE CLIP APPLIER DISPOSABLE STERILE. | SUPPLEMENTARY GEN.CONS SURG SUT,LAP,ROB
1789 | 4214410300300 | ULTRASOUND TRANSDUCER COVER, COMPATIBLE WITH QUANTEL MEDICAL UBM AND B-SCAN, DISPOSABLE, STERILE | OPHTHALMOLOGY SUPPLIES
1790 | 4214410300400 | KIT CHEST TUBECONTENTS: 1 SURGICAL GOWN XL WITH 2 ABSORBABALE HAND TOWEL 1 CHEST TUBE INTRODUCER 20 ML AMPOULE LIDOCAINE HCL 1% 25 GA X 1/2-1 INCH 1 NEEDLE HOLDER MAYO-HEGAR 20CM CURVED KELLY CLAMP 17-20 CM = 1 SCISSOR METZENBAUM 145CM CURVED 1 SILK SUTURE ROUND SIZE 0 5 GAUZE PADS 10X10 CM 1 SPLIT GAUZE PADS 10X10 CM SURGICAL TAPE NEEDLE COUNTER FOAM 10-COUNT SKIN MARKING WITH RULLER PETROLATUM GAUZE SMALL CURVED KELLY CLAMP14-16 RETRACTABLE SCALPEL # 11 BLADE 10 ML SYRINGE WITH 22 GA X 1/2-1 INCH NEEDLE 2 FENESTRATED DRAPE WITH ADHESIVE TAPE 75X90 CM STERILE... | SUPPLEMENTARY GENERAL CONSUMABLES
1791 | 4214420100000 | NEEDLE ACUPUNCTURE / DRY 14.5-15 X 0.16-0.22 MM IN INTRODUCER TUBE DISPOSABLE STERILE INDIVIDUAL PACK. | SUPPLEMENTARY REHAB,PHYSIOTHERAPY SUPPL.
1792 | 4214420100100 | NEEDLE ACUPUNCTURE / DRY 30-35 X 0.20-0.25 MM IN INTRODUCER TUBE DISPOSABLE STERILE INDIVIDUAL PACK. | SUPPLEMENTARY REHAB,PHYSIOTHERAPY SUPPL.
1793 | 4214420100200 | NEEDLE ACUPUNCTURE / DRY 40-45 X 0.25 - 0.30 MM IN INTRODUCER TUBE DISPOSABLE STERILE INDIVIDUAL PACK. | SUPPLEMENTARY REHAB,PHYSIOTHERAPY SUPPL.
1794 | 4214420101000 | NEEDLE, ACUPUNCTURE / DRY, 100 X 0.35-0.45 MM, IN INTRODUCER TUBE, DISPOSABLE, STERILE, INDIVIDUAL PACK | SUPPLEMENTARY REHAB,PHYSIOTHERAPY SUPPL.
1795 | 4214420101100 | NEEDLE, ACUPUNCTURE / DRY, 20-25 X 0.20-0.25 MM, IN INTRODUCER TUBE, DISPOSABLE, STERILE, INDIVIDUAL PACK | SUPPLEMENTARY REHAB,PHYSIOTHERAPY SUPPL.
1796 | 4214420101200 | NEEDLE ACUPUNCTURE / DRY 50-55 X 0.30 - 0.35 MM IN INTRODUCER TUBE DISPOSABLE STERILE INDIVIDUAL PACK. | SUPPLEMENTARY REHAB,PHYSIOTHERAPY SUPPL.
1797 | 4214420101300 | NEEDLE ACUPUNCTURE / DRY 70-75 X 0.30 - 0.35 MM IN INTRODUCER TUBE DISPOSABLE STERILE INDIVIDUAL PACK. | SUPPLEMENTARY REHAB,PHYSIOTHERAPY SUPPL.
1798 | 4214420101400 | NEEDLE ACUPUNCTURE / DRY 90-95 X 0.30 - 0.40 MM IN INTRODUCER TUBE DISPOSABLE STERILE INDIVIDUAL PACK. | SUPPLEMENTARY REHAB,PHYSIOTHERAPY SUPPL.
1799 | 4214420101500 | NEEDLE, ACUPUNCTURE / DRY, 13-13.5 X 0.16-0.22 MM, IN INTRODUCER TUBE, DISPOSABLE, STERILE, INDIVIDUAL PACK | SUPPLEMENTARY REHAB,PHYSIOTHERAPY SUPPL.
1800 | 4214420102100 | NEEDLE ACUPUNCTURE / DRY 60-65 X 0.30 - 0.35 MM IN INTRODUCER TUBE DISPOSABLE STERILE INDIVIDUAL PACK... | SUPPLEMENTARY REHAB,PHYSIOTHERAPY SUPPL.
1801 | 4214420102200 | NEEDLE, ACUPUNCTURE / DRY, 80-85 X 0.30 - 0.40 MM, IN INTRODUCER TUBE, DISPOSABLE, STERILE, INDIVIDUAL PACK | SUPPLEMENTARY REHAB,PHYSIOTHERAPY SUPPL.
1802 | 4214440000000 | SUCTION DEVICE FOR REMOVING LARGE AMOUNT OF FLUIDS FROM THE FLOOR CAN EASILY BE MOVED AROUND SIZE: 2.5 - 3 M NON-STERILE DISPOSABLE.... | SUPPLEMENTARY GENERAL CONSUMABLES
1803 | 4214440300100 | SUCTION CATHETER, MADE OF POLYMER MATERIAL, SIZE 14 FR. STERILE, DISPOSABLE | ANESTHESIA AND RESPIRATORY SUPPLEMENTARY
1804 | 4214440300200 | SUCTION CATHETER, MADE OF POLYMER MATERIAL, SIZE 12 FR. STERILE, DISPOSABLE | ANESTHESIA AND RESPIRATORY SUPPLEMENTARY
1805 | 4214440300300 | SUCTION CATHETER, MADE OF POLYMER MATERIAL, SIZE 10 FR. STERILE, DISPOSABLE | ANESTHESIA AND RESPIRATORY SUPPLEMENTARY
1806 | 4214440600100 | CLOSE SUCTION SYSTEM, 24 HRS, WITH ELBOW CONNECTOR, DISPOSABLE, 8FR, GRADUATED, WITHOUT MDI PORT, LENGTH 30-40CM, STERILE | ANESTHESIA AND RESPIRATORY SUPPLEMENTARY
1807 | 4214440600500 | CLOSE SUCTION SYSTEM, 24 HRS, WITH ELBOW CONNECTOR, DISPOSABLE, 10FR, GRADUATED, WITHOUT MDI PORT, LENGTH 35-45CM, STERILE | ANESTHESIA AND RESPIRATORY SUPPLEMENTARY
1808 | 4215150000600 | DIAMOND FRICTION GRIP (FG) NEEDLE TAPERED EXTRA FINE BUR 859 C 150 NO: 806 314 166 504 016 | DENTAL GENERAL SUPPLIES
1809 | 4215150000700 | DIAMOND FRICTION GRIP (FG) FINE NEEDLE MEDIUM BUR 859 L 150 NO : 806-314-167-524-014 | DENTAL GENERAL SUPPLIES
1810 | 4215150000800 | DIAMOND NEEDLE FINE BUR 890 F 150 NO : 806-314-160-514-012 | DENTAL GENERAL SUPPLIES
1811 | 4215150001900 | BUR, TUNGSTEN CARBIDE, FG, ROUND, EXCAVATING #2, ISO 500 - 314 - 001 - 003 - 010 | DENTAL GENERAL SUPPLIES
1812 | 4215150002000 | BUR CARBIDE HP ROUND EXCAVATING #1 ISO 500 - 104 - 001 - 001- 008 | DENTAL GENERAL SUPPLIES
1813 | 4215150002100 | BUR CARBIDE HP ROUND EXCAVATING #2 ISO 500 - 104 - 001 - 001 - 010 | DENTAL GENERAL SUPPLIES
1814 | 4215150002200 | BUR CARBIDDE HP ROUND EXCAVATING #3 ISO 500 - 104 - 001 - 001 - 012 | DENTAL GENERAL SUPPLIES
1815 | 4215150002300 | BUR CARBIDE HP ROUND EXCAVATING #4 ISO 500 - 104 - 001 - 001 - 014 | DENTAL GENERAL SUPPLIES
1816 | 4215150002400 | BUR, CARBIDE, HP, ROUND, EXCAVATING #5, ISO 500 - 104 - 001 - 001 - 016 | DENTAL GENERAL SUPPLIES
1817 | 4215150002500 | BUR CARBIDE HP ROUND EXCAVATING #6 ISO 500 - 104 - 001 - 001 - 018 | DENTAL GENERAL SUPPLIES
1818 | 4215150002600 | BUR CARBIDE HP ROUND EXCAVATING #7 ISO 500 - 104 - 001 - 001 - 021 | DENTAL GENERAL SUPPLIES
1819 | 4215150002700 | BUR CARBIDE HP ROUND EXCAVATING #8 ISO 500 - 104 - 001 - 001 - 023 | DENTAL GENERAL SUPPLIES
1820 | 4215150003000 | BUR CARBIDE FG FINISHING EXTRA LONG TAPER #7642 ISO 500 - 314 - 198 - 072 - 010 | DENTAL GENERAL SUPPLIES
1821 | 4215150003100 | BUR GUARD HOLDER, 22 HOLES, SHADE BLUE | DENTAL GENERAL SUPPLIES
1822 | 4215150003200 | BUR GUARD HOLDER, 22 HOLES, SHADE PLUM | DENTAL GENERAL SUPPLIES
1823 | 4215150003300 | BUR GUARD HOLDER, 22 HOLES, SHADE RED | DENTAL GENERAL SUPPLIES
1824 | 4215150003400 | BUR GUARD HOLDER, 22 HOLES, SHADE TEAL | DENTAL GENERAL SUPPLIES
1825 | 4215150003500 | BUR INVERTED CONE FG (FRICTION GRIP) # 37 L, ISO 500 - 314 - 010 - 001 - 014 | DENTAL GENERAL SUPPLIES
1826 | 4215150003600 | BUR INVERTED CONE RA # 37 L, ISO 500 - 204 - 010 - 001 - 014 | DENTAL GENERAL SUPPLIES
1827 | 4215150004900 | SYRINGE FOR FREE FLOW IMPRESSION | DENTAL GENERAL SUPPLIES
1828 | 4215150005000 | KIT PLASTIC WEDGES, ASSORTED SIZE | DENTAL GENERAL SUPPLIES
1829 | 4215150005100 | WEDGE PLASTIC MEDIUM SIZE | DENTAL GENERAL SUPPLIES
1830 | 4215150005200 | WEDGE PLASTIC SMALL SIZE | DENTAL GENERAL SUPPLIES
1831 | 4215150005300 | FILM PERIAPICAL FOR DENTAL X - RAY SIZE 0 | DENTAL GENERAL SUPPLIES
1832 | 4215150005600 | LINDEMANN BUR FOR BONE CUTTING LATCH TYPE MEDIUM SIZE. | SUPPLEMENTARY DENTAL SUPPLIES
1833 | 4215150005700 | BURS DRILLS AND TREPHINE 2 MM ONE EACH (EA)=ONE (1) PACK | DENTAL GENERAL SUPPLIES
1834 | 4215150005800 | BURS DRILLS AND TREPHINE 6 MM ONE EACH (EA)=ONE (1) PACK | DENTAL GENERAL SUPPLIES
1835 | 4215150005900 | BURS DRILLS AND TREPHINE 7 MM ONE EACH (EA)=ONE (1) PACK | DENTAL GENERAL SUPPLIES
1836 | 4215150006000 | BURS DRILLS AND TREPHINE 4 MM ONE EACH (EA)=ONE (1) PACK | DENTAL GENERAL SUPPLIES
1837 | 4215150006100 | BURS DRILLS AND TREPHINE 5 MM ONE EACH (EA)=ONE (1) PACK | DENTAL GENERAL SUPPLIES
1838 | 4215150006200 | DIAMOND BUR, ISO 807 - 104 - 141 - 534 - 029 | DENTAL GENERAL SUPPLIES
1839 | 4215150006300 | DIAMOND BUR, ISO 807 - 104 - 174 - 524 - 029 | DENTAL GENERAL SUPPLIES
1840 | 4215150007300 | BUR DIAMOND HP INVERTED CONE #805 ISO 806 - 104 - 014 - 524 - 060 | DENTAL GENERAL SUPPLIES
1841 | 4215150007500 | BUR DIAMOND HP NEEDLE SHAPED #858 ISO 806 - 104 - 165 - 524 - 014 | DENTAL GENERAL SUPPLIES
1842 | 4215150007600 | BUR DIAMOND HP TAPERED FLAT END #848 ISO 806 - 104 - 173 - 524 - 012 | DENTAL GENERAL SUPPLIES
1843 | 4215150007700 | BUR DIAMOND HP TAPERED FLAT END #848 ISO 806 - 104 - 173 - 524 - 023 | DENTAL GENERAL SUPPLIES
1844 | 4215150011600 | BUR WHITE POLISHING STONE ISO# 635 - 204 - 160 - 505 - 025 | DENTAL GENERAL SUPPLIES
1845 | 4215150013700 | HOOK FOR APEX LOCATOR | DENTAL GENERAL SUPPLIES
1846 | 4215150013800 | SURGICAL ASPIRATOR TIPS, PLASTIC, DIAMETER 3/8 INCHES | DENTAL GENERAL SUPPLIES
1847 | 4215150013900 | KIM TRACK RETRACTOR | DENTAL GENERAL SUPPLIES
1848 | 4215150014000 | MICRO SURGICAL PLUGGER 0.25 MM | DENTAL GENERAL SUPPLIES
1849 | 4215150014100 | MICRO SURGICAL PLUGGER 0.50 MM | DENTAL GENERAL SUPPLIES
1850 | 4215150014200 | MICRO SURGICAL PLUGGER 0.75 MM | DENTAL GENERAL SUPPLIES
1851 | 4215150014300 | MICRO SURGICAL RECTANGULAR MIRROR 2 MM | DENTAL GENERAL SUPPLIES
1852 | 4215150014400 | MICRO SURGICAL RECTANGULAR MIRROR 3 MM | DENTAL GENERAL SUPPLIES
1853 | 4215150014500 | MICRO SURGICAL RECTANGULAR MIRROR 4 MM | DENTAL GENERAL SUPPLIES
1854 | 4215150014600 | MICRO - SURGICAL NEEDLE HOLDER | DENTAL GENERAL SUPPLIES
1855 | 4215150014700 | MINI ENDODONTIC CURETTE | DENTAL GENERAL SUPPLIES
1856 | 4215150014800 | MTA BLOCK | DENTAL GENERAL SUPPLIES
1857 | 4215150015100 | REFILL TIPS FOR CORDLESS OBTURATION SYSTEM GAUGE 23 MULTIPLE LENGTHS COMPATABLE WITH HOSPITAL SYSTEM | DENTAL GENERAL SUPPLIES
1858 | 4215150015200 | REFILL TIPS FOR CORDLESS OBTURATION SYSTEM GAUGE 25 MULTIPLE LENGTHS COMPATABLE WITH HOSPITAL SYSTEM | DENTAL GENERAL SUPPLIES
1859 | 4215150015700 | ENDODONTIC ROTARY RETREATMENT FILE ASSORTED SIZE ONE EACH (EA)=ONE (1) PACK | DENTAL GENERAL SUPPLIES
1860 | 4215150016000 | BARRIER ENVELOPES FOR INTRAORAL IMAGING PLATE PHOTO-STIMULABLE PHOSPHOR SIZE 1 COMPATIBLE WITH DURR SCANNER OR EQUIVALENT | DENTAL GENERAL SUPPLIES
1861 | 4215150016100 | BARRIER ENVELOPES FOR INTRAORAL IMAGING PLATE PHOTO-STIMULABLE PHOSPHOR SIZE 2 COMPATIBLE WITH DURR SCANNER OR EQUIVALENT | DENTAL GENERAL SUPPLIES
1862 | 4215150017500 | AMALGAM CARRIER RIGHT ANGLE | DENTAL GENERAL SUPPLIES
1863 | 4215150017600 | AMALGAM CARRIER RIGHT ANGLE MINI | DENTAL GENERAL SUPPLIES
1864 | 4215150017700 | AMALGAM CARRIER S. STEEL SINGLE ENDED | DENTAL GENERAL SUPPLIES
1865 | 4215150017800 | AMALGAM CARRIER STAINLESS DOUBLE ENDED | DENTAL GENERAL SUPPLIES
1866 | 4215150017900 | AMALGAM CARRIER STRAIGHT #AC3 | DENTAL GENERAL SUPPLIES
1867 | 4215150018000 | AMALGAM CARVER HOLLENBACK #3 S | DENTAL GENERAL SUPPLIES
1868 | 4215150018100 | AMALGAM FILLING INSTRUMENT LADMORE | DENTAL GENERAL SUPPLIES
1869 | 4215150018200 | AMALGAM PLUGGER (CONDENSER) DOUBLE END HOLLENBACK #1/2 | DENTAL GENERAL SUPPLIES
1870 | 4215150018300 | AMALGAM MICRO CONDENSER/PLUGGER, STAINLESS STEEL, DOUBLE ENDED, SMOOTH, WORKING END DIAMETER APPROX. 0.5 mm | DENTAL GENERAL SUPPLIES
1871 | 4215150018400 | AMALGAM PLUGGER (CONDENSER) DOUBLE END MARKLEY #3 DE | DENTAL GENERAL SUPPLIES
1872 | 4215150018500 | AMALGAM PLUGGER (CONDENSER) DOUBLE END MARKLEY #5 DE | DENTAL GENERAL SUPPLIES
1873 | 4215150018600 | AMALGAM PLUGGER (CONDENSER) DOUBLE ENDED #0.7 - 1.1 MM | DENTAL GENERAL SUPPLIES
1874 | 4215150018700 | AMALGAM PLUGGER (CONDENSER) DOUBLE ENDED #2 DE | DENTAL GENERAL SUPPLIES
1875 | 4215150018800 | AMALGAM PLUGGER (CONDENSER) DOUBLE ENDED #4 DE | DENTAL GENERAL SUPPLIES
1876 | 4215150018900 | AMALGAM PLUGGER (CONDENSER) DOUBLE ENDED BIG SIZE | DENTAL GENERAL SUPPLIES
1877 | 4215150019000 | AMALGAM PLUGGER (CONDENSER) DOUBLE ENDED REG.SIZE | DENTAL GENERAL SUPPLIES
1878 | 4215150019100 | AMALGAM PLUGGER (CONDENSER) DOUBLE ENDED SMALL | DENTAL GENERAL SUPPLIES
1879 | 4215150019200 | AMALGAM PLUGGER (CONDENSER) HOLLENBACK #4 | DENTAL GENERAL SUPPLIES
1880 | 4215150019300 | AMALGAM PLUGGER (CONDENSER) HOLLENBACK #3 | DENTAL GENERAL SUPPLIES
1881 | 4215150019400 | AMALGAM WELL | DENTAL GENERAL SUPPLIES
1882 | 4215150019500 | MICROTIP, COTTON, AND BRUSH APPLICATORS, SUPER FINE SIZE | DENTAL GENERAL SUPPLIES
1883 | 4215150019600 | BRUSH TIP DISPOSABLE | DENTAL GENERAL SUPPLIES
1884 | 4215150019700 | BUTANE GAS REFILL 250 ML OR 200 ML.. | SUPPLEMENTARY DENTAL SUPPLIES
1885 | 4215150020500 | INTERDENTAL HANDLE WITH BRUSHES | DENTAL GENERAL SUPPLIES
1886 | 4215150020800 | MOUTHWASH TABLET EFFERVESCENT | DENTAL GENERAL SUPPLIES
1887 | 4215150021400 | TOOTHBRUSH ADULT TYPE SOFT 4 ROW | DENTAL GENERAL SUPPLIES
1888 | 4215150021500 | TOOTHBRUSH CHILD SOFT 3 ROW | DENTAL GENERAL SUPPLIES
1889 | 4215150022700 | COTTON ABSORBENT DENTAL ROLL SIZE: 4 (36-40 MM LONG X 14 MM DIAMETER).. | DENTAL GENERAL SUPPLIES
1890 | 4215150022900 | ARCHWIRE AUSTRALIAN 0.016 | DENTAL GENERAL SUPPLIES
1891 | 4215150023000 | ARCHWIRE AUSTRALIAN 0.018 | DENTAL GENERAL SUPPLIES
1892 | 4215150023100 | DIAMOND DISC SIZE 14 MM THICKNESS 0.10 MM | DENTAL GENERAL SUPPLIES
1893 | 4215150023200 | DIAMOND DISC SIZE 14 MM THICKNESS 0.15 MM | DENTAL GENERAL SUPPLIES
1894 | 4215150023300 | DIAMOND DISC SIZE 14 MM THICKNESS 0.20 MM | DENTAL GENERAL SUPPLIES
1895 | 4215150023400 | DIAMOND DISC SIZE 18 MM THICKNESS 0.10 MM | DENTAL GENERAL SUPPLIES
1896 | 4215150023500 | DIAMOND DISC SIZE 18 MM THICKNESS 0.15 MM | DENTAL GENERAL SUPPLIES
1897 | 4215150023600 | DIAMOND DISC SIZE 22 MM THICKNESS 0.15 MM | DENTAL GENERAL SUPPLIES
1898 | 4215150023700 | DIAMOND DISC SIZE 22 MM THICKNESS 0.20 MM | DENTAL GENERAL SUPPLIES
1899 | 4215150023800 | DIAMOND DISC SIZE 18 MM THICKNESS 0.20 MM | DENTAL GENERAL SUPPLIES
1900 | 4215150023900 | MICROTIP, COTTON, AND BRUSH APPLICATORS, REGULAR SIZE | DENTAL GENERAL SUPPLIES
1901 | 4215150028100 | ORTHO ARCHWIRE T - LOOP 16 X 22 SS 28 MM | DENTAL GENERAL SUPPLIES
1902 | 4215150028200 | ORTHO ARCHWIRE T - LOOP 16 X 22 SS 30 MM | DENTAL GENERAL SUPPLIES
1903 | 4215150028300 | ORTHO ARCHWIRE T - LOOP 16 X 22 SS 32 MM | DENTAL GENERAL SUPPLIES
1904 | 4215150028400 | ORTHO ARCHWIRE T - LOOP 16 X 22 SS 34 MM | DENTAL GENERAL SUPPLIES
1905 | 4215150028500 | ORTHO ARCHWIRE T - LOOP 16 X 22 SS 36 MM | DENTAL GENERAL SUPPLIES
1906 | 4215150028600 | ORTHO ARCHWIRE T - LOOP 16 X 22 SS 38 MM | DENTAL GENERAL SUPPLIES
1907 | 4215150028700 | ORTHO ARCHWIRE T - LOOP 16 X 22 SS 40 MM | DENTAL GENERAL SUPPLIES
1908 | 4215150028800 | ORTHO ARCHWIRE T - LOOP 16 X 22 SS 42 MM | DENTAL GENERAL SUPPLIES
1909 | 4215150028900 | ORTHO ARCHWIRE T - LOOP 16 X 22 SS 44 MM | DENTAL GENERAL SUPPLIES
1910 | 4215150029000 | ORTHO ARCHWIRE T - LOOP 17 X 25 SS 28 MM | DENTAL GENERAL SUPPLIES
1911 | 4215150029100 | ORTHO ARCHWIRE T - LOOP 17 X 25 SS 30 MM | DENTAL GENERAL SUPPLIES
1912 | 4215150029200 | ORTHO ARCHWIRE T - LOOP 17 X 25 SS 32 MM | DENTAL GENERAL SUPPLIES
1913 | 4215150029300 | ORTHO ARCHWIRE T - LOOP 17 X 25 SS 34 MM | DENTAL GENERAL SUPPLIES
1914 | 4215150029400 | ORTHO ARCHWIRE T - LOOP 17 X 25 SS 36 MM | DENTAL GENERAL SUPPLIES
1915 | 4215150029500 | ORTHO ARCHWIRE T - LOOP 17 X 25 SS 38 MM | DENTAL GENERAL SUPPLIES
1916 | 4215150029600 | ORTHO ARCHWIRE T-LOOP 17 X 25 SS 40 MM | DENTAL GENERAL SUPPLIES
1917 | 4215150029700 | ORTHO ARCHWIRE T - LOOP 17 X 25 SS 42 MM | DENTAL GENERAL SUPPLIES
1918 | 4215150029800 | ORTHO ARCHWIRE T - LOOP 17 X 25 SS 44 MM | DENTAL GENERAL SUPPLIES
1919 | 4215150030200 | ORTHO ARCHWIRE T - LOOP 19 X 25 SS 34 MM | DENTAL GENERAL SUPPLIES
1920 | 4215150030300 | ORTHO ARCHWIRE T - LOOP 19 X 25 SS 36 MM | DENTAL GENERAL SUPPLIES
1921 | 4215150030400 | ORTHO ARCHWIRE T - LOOP 19 X 25 SS 38 MM | DENTAL GENERAL SUPPLIES
1922 | 4215150030500 | ORTHO ARCHWIRE T-LOOP 19 X 25 SS 40 MM | DENTAL GENERAL SUPPLIES
1923 | 4215150030600 | ORTHO ARCHWIRE T - LOOP 19 X 25 SS 42 MM | DENTAL GENERAL SUPPLIES
1924 | 4215150030700 | ORTHO ARCHWIRE T - LOOP 19 X 25 SS 44 MM | DENTAL GENERAL SUPPLIES
1925 | 4215150030800 | REAMER WITH ALTERNATING CUTTING EDGES NITI ROTARY FILE WITH EXCLUSIVE ROUNDED SAFETY TIP WITH TRIANGULAR CROSS SECTION ASSORTED (R0 - R 5) LENGTH 21 MM | DENTAL GENERAL SUPPLIES
1926 | 4215150030900 | REAMER WITH ALTERNATING CUTTING EDGES NITI ROTARY FILE WITH EXCLUSIVE ROUNDED SAFETY TIP WITH TRIANGULAR CROSS SECTION ASSORTED (R0 - R 5) LENGTH 25 MM | DENTAL GENERAL SUPPLIES
1927 | 4215150031000 | REAMER WITH ALTERNATING CUTTING EDGES NITI ROTARY FILE WITH EXCLUSIVE ROUNDED SAFETY TIP WITH TRIANGULAR CROSS SECTION ASSORTED (R0 - R 5) LENGTH 31 MM | DENTAL GENERAL SUPPLIES
1928 | 4215150031100 | REAMER WITH ALTERNATING CUTTING EDGES NITI ROTARY FILE WITH EXCLUSIVE ROUNDED SAFETY TIP WITH TRIANGULAR CROSS SECTION ASSORTED (R1 - R 3) LENGTH 21 MM | DENTAL GENERAL SUPPLIES
1929 | 4215150031200 | REAMER WITH ALTERNATING CUTTING EDGES NITI ROTARY FILE WITH EXCLUSIVE ROUNDED SAFETY TIP WITH TRIANGULAR CROSS SECTION ASSORTED (R1 - R 3) LENGTH 25 MM | DENTAL GENERAL SUPPLIES
1930 | 4215150031300 | REAMER WITH ALTERNATING CUTTING EDGES NITI ROTARY FILE WITH EXCLUSIVE ROUNDED SAFETY TIP WITH TRIANGULAR CROSS SECTION ASSORTED (R1 - R 3) LENGTH 31 MM | DENTAL GENERAL SUPPLIES
1931 | 4215150031700 | K - FILE STAINLESS STEEL PRE - INSERTED SILICONE STOPS LENGTH 31 MM SIZE 90 ONE EACH (EA)=ONE (1) PACK | DENTAL GENERAL SUPPLIES
1932 | 4215150031800 | REAMER WITH ALTERNATING CUTTING EDGES NITI ROTARY FILE WITH EXCLUSIVE ROUNDED SAFETY TIP WITH TRIANGULAR CROSS SECTION ASSORTED (R1 A - R 1 B) LENGTH 21 MM | DENTAL GENERAL SUPPLIES
1933 | 4215150031900 | REAMER WITH ALTERNATING CUTTING EDGES NITI ROTARY FILE WITH EXCLUSIVE ROUNDED SAFETY TIP WITH TRIANGULAR CROSS SECTION ASSORTED (R1 A - R 1 B) LENGTH 25 MM | DENTAL GENERAL SUPPLIES
1934 | 4215150032000 | REAMER WITH ALTERNATING CUTTING EDGES NITI ROTARY FILE WITH EXCLUSIVE ROUNDED SAFETY TIP WITH TRIANGULAR CROSS SECTION ASSORTED (R1 A - R 1 B) LENGTH 31 MM | DENTAL GENERAL SUPPLIES
1935 | 4215150032500 | REAMER WITH ALTERNATING CUTTING EDGES NITI ROTARY FILE WITH EXCLUSIVE ROUNDED SAFETY TIP WITH TRIANGULAR CROSS SECTION BR4350.04 TAPER LENGTH 25 MM | DENTAL GENERAL SUPPLIES
1936 | 4215150032600 | FILE C+ ENDODONTIC STAINLESS STEEL WITH PRE - INSERTED SILICONE STOPS SIZE 10 LENGTH 25 MM ONE EACH (EA)=ONE (1) PACK | DENTAL GENERAL SUPPLIES
1937 | 4215150032700 | H-FILE ENDODONTIC STAINLESS STEEL WITH PRE - INSERTED SILICONE STOPS SIZE 06 LENGTH 21 MM ONE EACH (EA)=ONE (1) PACK | DENTAL GENERAL SUPPLIES
1938 | 4215150032800 | H-FILE ENDODONTIC STAINLESS STEEL WITH PRE - INSERTED SILICONE STOPS SIZE 08 LENGTH 21 MM ONE EACH (EA)=ONE (1) PACK | DENTAL GENERAL SUPPLIES
1939 | 4215150032900 | H-FILE ENDODONTIC STAINLESS STEEL WITH PRE - INSERTED SILICONE STOPS SIZE 10 LENGTH 21 MM ONE EACH (EA)=ONE (1) PACK | DENTAL GENERAL SUPPLIES
1940 | 4215150033000 | H-FILE ENDODONTIC STAINLESS STEEL WITH PRE - INSERTED SILICONE STOPS SIZE 45 LENGTH 21 MM ONE EACH (EA)=ONE (1) PACK | DENTAL GENERAL SUPPLIES
1941 | 4215150033100 | H-FILE ENDODONTIC STAINLESS STEEL WITH PRE - INSERTED SILICONE STOPS SIZE 50 LENGTH 21 MM ONE EACH (EA)=ONE (1) PACK | DENTAL GENERAL SUPPLIES
1942 | 4215150033200 | H-FILE ENDODONTIC STAINLESS STEEL WITH PRE - INSERTED SILICONE STOPS SIZE 55 LENGTH 21 MM ONE EACH (EA)=ONE (1) PACK | DENTAL GENERAL SUPPLIES
1943 | 4215150033300 | H-FILE ENDODONTIC STAINLESS STEEL WITH PRE - INSERTED SILICONE STOPS SIZE 70 LENGTH 21 MM ONE EACH (EA)=ONE (1) PACK | DENTAL GENERAL SUPPLIES
1944 | 4215150033400 | H-FILE ENDODONTIC STAINLESS STEEL WITH PRE - INSERTED SILICONE STOPS SIZE 80 LENGTH 21 MM ONE EACH (EA)=ONE (1) PACK | DENTAL GENERAL SUPPLIES
1945 | 4215150033500 | H-FILE ENDODONTIC STAINLESS STEEL WITH PRE - INSERTED SILICONE STOPS SIZE 90 LENGTH 21 MM ONE EACH (EA)=ONE (1) PACK | DENTAL GENERAL SUPPLIES
1946 | 4215150033600 | H-FILE ENDODONTIC STAINLESS STEEL WITH PRE - INSERTED SILICONE STOPS SIZE 06 LENGTH 25 MM ONE EACH (EA)=ONE (1) PACK | DENTAL GENERAL SUPPLIES
1947 | 4215150033700 | H-FILE ENDODONTIC STAINLESS STEEL WITH PRE - INSERTED SILICONE STOPS SIZE 45 LENGTH 31 MM ONE EACH (EA)=ONE (1) PACK | DENTAL GENERAL SUPPLIES
1948 | 4215150033800 | H-FILE ENDODONTIC STAINLESS STEEL WITH PRE - INSERTED SILICONE STOPS SIZE 50 LENGTH 31 MM ONE EACH (EA)=ONE (1) PACK | DENTAL GENERAL SUPPLIES
1949 | 4215150033900 | H-FILE ENDODONTIC STAINLESS STEEL WITH PRE - INSERTED SILICONE STOPS SIZE 60 LENGTH 31 MM ONE EACH (EA)=ONE (1) PACK | DENTAL GENERAL SUPPLIES
1950 | 4215150034000 | H-FILE ENDODONTIC STAINLESS STEEL WITH PRE - INSERTED SILICONE STOPS SIZE 70 LENGTH 31 MM ONE EACH (EA)=ONE (1) PACK | DENTAL GENERAL SUPPLIES
1951 | 4215150034100 | H-FILE ENDODONTIC STAINLESS STEEL WITH PRE - INSERTED SILICONE STOPS SIZE 80 LENGTH 31 MM ONE EACH (EA)=ONE (1) PACK | DENTAL GENERAL SUPPLIES
1952 | 4215150034200 | FILE H ENDODONTIC STAINLESS STEEL WITH PRE - INSERTED SILICONE STOPS SIZE 90 LENGTH 31 MM ONE EACH (EA)=ONE (1) PACK | DENTAL GENERAL SUPPLIES
1953 | 4215150034300 | K-FILE ENDODONTIC STAINLESS STEEL WITH PRE - INSERTED SILICONE STOPS SIZE 45 LENGTH 21 MM ONE EACH (EA)=ONE (1) PACK | DENTAL GENERAL SUPPLIES
1954 | 4215150034400 | K-FILE ENDODONTIC STAINLESS STEEL WITH PRE - INSERTED SILICONE STOPS SIZE 50 LENGTH 21 MM ONE EACH (EA)=ONE (1) PACK | DENTAL GENERAL SUPPLIES
1955 | 4215150034500 | K-FILE ENDODONTIC STAINLESS STEEL WITH PRE - INSERTED SILICONE STOPS SIZE 55 LENGTH 21 MM ONE EACH (EA)=ONE (1) PACK | DENTAL GENERAL SUPPLIES
1956 | 4215150034600 | K-FILE ENDODONTIC STAINLESS STEEL WITH PRE - INSERTED SILICONE STOPS SIZE 60 LENGTH 21 MM ONE EACH (EA)=ONE (1) PACK | DENTAL GENERAL SUPPLIES
1957 | 4215150034700 | K-FILE ENDODONTIC STAINLESS STEEL WITH PRE - INSERTED SILICONE STOPS SIZE 70 LENGTH 21 MM ONE EACH (EA)=ONE (1) PACK | DENTAL GENERAL SUPPLIES
1958 | 4215150034800 | K-FILE ENDODONTIC STAINLESS STEEL WITH PRE - INSERTED SILICONE STOPS SIZE 80 LENGTH 21 MM ONE EACH (EA)=ONE (1) PACK | DENTAL GENERAL SUPPLIES
1959 | 4215150034900 | K-FILE ENDODONTIC STAINLESS STEEL WITH PRE - INSERTED SILICONE STOPS SIZE 90 LENGTH 21 MM ONE EACH (EA)=ONE (1) PACK | DENTAL GENERAL SUPPLIES
1960 | 4215150035000 | K-FILE ENDODONTIC STAINLESS STEEL WITH PRE - INSERTED SILICONE STOPS SIZE 55 LENGTH 25 MM ONE EACH (EA)=ONE (1) PACK | DENTAL GENERAL SUPPLIES
1961 | 4215150035100 | K-FILE ENDODONTIC STAINLESS STEEL WITH PRE - INSERTED SILICONE STOPS SIZE 70 LENGTH 25 MM ONE EACH (EA)=ONE (1) PACK | DENTAL GENERAL SUPPLIES
1962 | 4215150035200 | K-FILE ENDODONTIC STAINLESS STEEL WITH PRE - INSERTED SILICONE STOPS SIZE 80 LENGTH 25 MM ONE EACH (EA)=ONE (1) PACK | DENTAL GENERAL SUPPLIES
1963 | 4215150035300 | K-FILE ENDODONTIC STAINLESS STEEL WITH PRE - INSERTED SILICONE STOPS SIZE 90 LENGTH 25 MM ONE EACH (EA)=ONE (1) PACK | DENTAL GENERAL SUPPLIES
1964 | 4215150035700 | BUR SURGICAL STEEL RA MUELLER ROUND ISO NO: 310 - 204 - 698 - 001 - 090 | DENTAL GENERAL SUPPLIES
1965 | 4215150035800 | BUR SURGICAL STEEL RA MUELLER ROUND ISO NO: 310-204-698-001-100 | DENTAL GENERAL SUPPLIES
1966 | 4215150035900 | BUR SURGICAL STEEL RA MUELLER ROUND ISO NO: 310 - 204 - 698 - 001 - 120 | DENTAL GENERAL SUPPLIES
1967 | 4215150036000 | BUR TUNGSTEN CARBIDE FG FINISHING BULLET SHAPE #7801 ISO 500 - 314 - 195 - 071 - 009 | DENTAL GENERAL SUPPLIES
1968 | 4215150036100 | BUR TUNGSTEN CARBIDE FG FINISHING BULLET SHAPE #7802 ISO 500 - 314 - 195 - 071 - 010 | DENTAL GENERAL SUPPLIES
1969 | 4215150036200 | BUR TUNGSTEN CARBIDE FG FINISHING BULLET SHAPE #7803 ISO 500 - 314 - 195 - 071 - 012 | DENTAL GENERAL SUPPLIES
1970 | 4215150036300 | FILE C+ ENDODONTIC STAINLESS STEEL WITH PRE - INSERTED SILICONE STOPS SIZE 15 LENGTH 21 MM ONE EACH (EA)=ONE (1) PACK | DENTAL GENERAL SUPPLIES
1971 | 4215150036400 | FILE C+ ENDODONTIC STAINLESS STEEL WITH PRE - INSERTED SILICONE STOPS SIZE 15 LENGTH 25 MM ONE EACH (EA)=ONE (1) PACK | DENTAL GENERAL SUPPLIES
1972 | 4215150036500 | H-FILE ENDODONTIC STAINLESS STEEL WITH PRE - INSERTED SILICONE STOPS SIZE 100 LENGTH 25 MM ONE EACH (EA)=ONE (1) PACK | DENTAL GENERAL SUPPLIES
1973 | 4215150036600 | H-FILE ENDODONTIC STAINLESS STEEL WITH PRE - INSERTED SILICONE STOPS SIZE 55 LENGTH 31 MM ONE EACH (EA)=ONE (1) PACK | DENTAL GENERAL SUPPLIES
1974 | 4215150036700 | H-FILE ENDODONTIC STAINLESS STEEL WITH PRE - INSERTED SILICONE STOPS SIZE 100 LENGTH 31 MM ONE EACH (EA)=ONE (1) PACK | DENTAL GENERAL SUPPLIES
1975 | 4215150036800 | K-FILE ENDODONTIC STAINLESS STEEL WITH PRE - INSERTED SILICONE STOPS SIZE 100 LENGTH 21 MM ONE EACH (EA)=ONE (1) PACK | DENTAL GENERAL SUPPLIES
1976 | 4215150036900 | K-FILE ENDODONTIC STAINLESS STEEL WITH PRE - INSERTED SILICONE STOPS SIZE 110 LENGTH 21 MM ONE EACH (EA)=ONE (1) PACK | DENTAL GENERAL SUPPLIES
1977 | 4215150037000 | K-FILE ENDODONTIC STAINLESS STEEL WITH PRE - INSERTED SILICONE STOPS SIZE 120 LENGTH 21 MM ONE EACH (EA)=ONE (1) PACK | DENTAL GENERAL SUPPLIES
1978 | 4215150037100 | K-FILE ENDODONTIC STAINLESS STEEL WITH PRE - INSERTED SILICONE STOPS SIZE 100 LENGTH 25 MM ONE EACH (EA)=ONE (1) PACK | DENTAL GENERAL SUPPLIES
1979 | 4215150037200 | K-FILE ENDODONTIC STAINLESS STEEL WITH PRE - INSERTED SILICONE STOPS SIZE 110 LENGTH 25 MM ONE EACH (EA)=ONE (1) PACK | DENTAL GENERAL SUPPLIES
1980 | 4215150037300 | K-FILE ENDODONTIC STAINLESS STEEL WITH PRE - INSERTED SILICONE STOPS SIZE 120 LENGTH 25 MM ONE EACH (EA)=ONE (1) PACK | DENTAL GENERAL SUPPLIES
1981 | 4215150037400 | K-FILE ENDODONTIC STAINLESS STEEL WITH PRE - INSERTED SILICONE STOPS SIZE 100 LENGTH 31 MM ONE EACH (EA)=ONE (1) PACK | DENTAL GENERAL SUPPLIES
1982 | 4215150037500 | K-FILE ENDODONTIC STAINLESS STEEL WITH PRE - INSERTED SILICONE STOPS SIZE 110 LENGTH 31 MM ONE EACH (EA)=ONE (1) PACK | DENTAL GENERAL SUPPLIES
1983 | 4215150037600 | K-FILE ENDODONTIC STAINLESS STEEL WITH PRE - INSERTED SILICONE STOPS SIZE 120 LENGTH 31 MM ONE EACH (EA)=ONE (1) PACK | DENTAL GENERAL SUPPLIES
1984 | 4215150037700 | BUR TUNGSTEN CARBIDE FG FINISHING EGG SHAPE #7406 ISO 500 - 314 - 277 - 072 - 018 | DENTAL GENERAL SUPPLIES
1985 | 4215150037800 | BUR TUNGSTEN CARBIDE FG FINISHING EGG SHAPE #7408 ISO 500 - 314 - 277 - 072 - 023 | DENTAL GENERAL SUPPLIES
1986 | 4215150037900 | BUR CARBIDE FG FINISHING INVERTED TAPER #7303 ISO 500 - 314 - 234 - 072 - 012 | DENTAL GENERAL SUPPLIES
1987 | 4215150038000 | BUR CARBIDE FG (FRICTION GRIP) FINISHING INVERTED TAPER #ISO, 500 - 314 - 234 - 072 - 014 | DENTAL GENERAL SUPPLIES
1988 | 4215150038300 | NICKEL TITANIUM ROTARY FILE, CONVEX TRIANGLE CROSS - SECTION AND SYMMETRIC ROTATION, PROGRESSIVELY CHANGING HELICAL ANGLE AND PITCH, VARIABLE TIP DIAMETERS, MODIFIED GUIDING TIP, NO RADIAL LANDS, MORE EFFICIENT CUTTING ANGLE, ENHANCED FLEXIBILITY, SHORT HANDLES. SIZE F1, LENGTH 31 MM | DENTAL GENERAL SUPPLIES
1989 | 4215150038400 | NICKEL TITANIUM ROTARY FILE, CONVEX TRIANGLE CROSS - SECTION AND SYMMETRIC ROTATION, PROGRESSIVELY CHANGING HELICAL ANGLE AND PITCH, VARIABLE TIP DIAMETERS, MODIFIED GUIDING TIP, NO RADIAL LANDS, MORE EFFICIENT CUTTING ANGLE, ENHANCED FLEXIBILITY, SHORT HANDLES. SIZE F3, LENGTH 31 MM | DENTAL GENERAL SUPPLIES
1990 | 4215150038500 | NICKEL TITANIUM ROTARY FILE, CONVEX TRIANGLE CROSS - SECTION AND SYMMETRIC ROTATION, PROGRESSIVELY CHANGING HELICAL ANGLE AND PITCH, VARIABLE TIP DIAMETERS, MODIFIED GUIDING TIP, NO RADIAL LANDS, MORE EFFICIENT CUTTING ANGLE, ENHANCED FLEXIBILITY, SHORT HANDLES. SIZE F4, LENGTH 31 MM | DENTAL GENERAL SUPPLIES
1991 | 4215150038600 | NICKEL TITANIUM ROTARY FILE, CONVEX TRIANGLE CROSS - SECTION AND SYMMETRIC ROTATION, PROGRESSIVELY CHANGING HELICAL ANGLE AND PITCH, VARIABLE TIP DIAMETERS, MODIFIED GUIDING TIP, NO RADIAL LANDS, MORE EFFICIENT CUTTING ANGLE, ENHANCED FLEXIBILITY, SHORT HANDLES. SIZE F5, LENGTH 31 MM | DENTAL GENERAL SUPPLIES
1992 | 4215150038700 | NICKEL TITANIUM ROTARY FILE, CONVEX TRIANGLE CROSS-SECTION AND SYMMETRIC ROTATION, PROGRESSIVELY CHANGING HELICAL ANGLE AND PITCH, VARIABLE TIP DIAMETERS, MODIFIED GUIDING TIP, NO RADIAL LANDS, MORE EFFICIENT CUTTING ANGLE, ENHANCED FLEXIBILITY, SHORT HANDLES. SIZE S2, LENGTH 21MM | DENTAL GENERAL SUPPLIES
1993 | 4215150038800 | NICKEL TITANIUM ROTARY FILE, CONVEX TRIANGLE CROSS - SECTION AND SYMMETRIC ROTATION, PROGRESSIVELY CHANGING HELICAL ANGLE AND PITCH, VARIABLE TIP DIAMETERS, MODIFIED GUIDING TIP, NO RADIAL LANDS, MORE EFFICIENT CUTTING ANGLE, ENHANCED FLEXIBILITY, SHORT HANDLES. SIZE F2, LENGTH 31 MM | DENTAL GENERAL SUPPLIES
1994 | 4215150038900 | K-FILE ENDODONTIC STAINLESS STEEL WITH PRE - INSERTED SILICONE STOPS SIZE 15 - 40 LENGTH 21 MM ONE EACH (EA)=ONE (1) PACK | DENTAL GENERAL SUPPLIES
1995 | 4215150039000 | K-FILE ENDODONTIC STAINLESS STEEL WITH PRE - INSERTED SILICONE STOPS SIZE 15 - 40 LENGTH 31 MM ONE EACH (EA)=ONE (1) PACK | DENTAL GENERAL SUPPLIES
1996 | 4215150039100 | NICKEL TITANIUM ROTARY FILE, CONVEX TRIANGLE CROSS - SECTION AND SYMMETRIC ROTATION, PROGRESSIVELY CHANGING HELICAL ANGLE AND PITCH, VARIABLE TIP DIAMETERS, MODIFIED GUIDING TIP, NO RADIAL LANDS, MORE EFFICIENT CUTTING ANGLE, ENHANCED FLEXIBILITY, SHORT HANDLES. SIZE F5, LENGTH 21 MM | DENTAL GENERAL SUPPLIES
1997 | 4215150039200 | NICKEL TITANIUM ROTARY FILE, CONVEX TRIANGLE CROSS-SECTION AND SYMMETRIC ROTATION, PROGRESSIVELY CHANGING HELICAL ANGLE AND PITCH, VARIABLE TIP DIAMETERS, MODIFIED GUIDING TIP, NO RADIAL LANDS, MORE EFFICIENT CUTTING ANGLE, ENHANCED FLEXIBILITY, SHORT HANDLES. SIZE S1, LENGTH 31MM | DENTAL GENERAL SUPPLIES
1998 | 4215150039300 | NICKEL TITANIUM ROTARY FILE, CONVEX TRIANGLE CROSS-SECTION AND SYMMETRIC ROTATION, PROGRESSIVELY CHANGING HELICAL ANGLE AND PITCH, VARIABLE TIP DIAMETERS, MODIFIED GUIDING TIP, NO RADIAL LANDS, MORE EFFICIENT CUTTING ANGLE, ENHANCED FLEXIBILITY, SHORT HANDLES. SIZE S2, LENGTH 31MM | DENTAL GENERAL SUPPLIES
1999 | 4215150039400 | BUR CARBIDE RA EXCAVATING CROSSCUT FISSURE TAPER #698 ISO 500 - 204 - 168 - 007 - 008 | DENTAL GENERAL SUPPLIES
2000 | 4215150039500 | BUR CARBIDE RA EXCAVATING CROSSCUT FISSURE TAPER #700 ISO 500 - 204 - 168 - 007 - 010 | DENTAL GENERAL SUPPLIES
2001 | 4215150039600 | BUR CARBIDE RA EXCAVATING CROSSCUT FISSURE TAPER #702 ISO 500 - 204 - 168 - 007 - 014 | DENTAL GENERAL SUPPLIES
2002 | 4215150039700 | BUR CARBIDE RA EXCAVATING CROSSCUT FISSURE TAPER #703 ISO 500 - 204 - 168 - 007 - 016 | DENTAL GENERAL SUPPLIES
2003 | 4215150039800 | BUR CARBIDE RA EXCAVATING CROSSCUT FISSURE TAPER #704 ISO 500 - 204 - 168 - 007 - 018 | DENTAL GENERAL SUPPLIES
2004 | 4215150039900 | BUR CARBIDE RA EXCAVATING CROSSCUT FISSURE TAPER #705 ISO 500 - 204 - 168 - 007 - 021 | DENTAL GENERAL SUPPLIES
2005 | 4215150040000 | BUR CARBIDE RA EXCAVATING CROSSCUT FISSURE TAPER #706 ISO 500 - 204 - 168 - 007 - 023 | DENTAL GENERAL SUPPLIES
2006 | 4215150040200 | REAMER WITH ALTERNATING CUTTING EDGES NITI ROTARY FILE WITH EXCLUSIVE ROUNDED SAFETY TIP WITH TRIANGULAR CROSS SECTION BR5400.04 TAPER LENGTH 21 MM | DENTAL GENERAL SUPPLIES
2007 | 4215150040300 | REAMER WITH ALTERNATING CUTTING EDGES NITI ROTARY FILE WITH EXCLUSIVE ROUNDED SAFETY TIP WITH TRIANGULAR CROSS SECTION BR5400.04 TAPER LENGTH 25 MM | DENTAL GENERAL SUPPLIES
2008 | 4215150040400 | REAMER WITH ALTERNATING CUTTING EDGES NITI ROTARY FILE WITH EXCLUSIVE ROUNDED SAFETY TIP WITH TRIANGULAR CROSS SECTION BR5400.04 TAPER LENGTH 31 MM | DENTAL GENERAL SUPPLIES
2009 | 4215150040500 | ROTARY FILE M - WIRE NICKEL TITANIUM OFF CENTERED RECTANGULAR CROSS - SECTION WITH VARIABLE TAPER. LENGTH 21 MM SIZE X 1 ONE EACH (EA)=ONE (1) PACK | DENTAL GENERAL SUPPLIES
2010 | 4215150040600 | ROTARY FILE M - WIRE NICKEL TITANIUM OFF CENTERED RECTANGULAR CROSS - SECTION WITH VARIABLE TAPER. LENGTH 21 MM SIZE X 2 ONE EACH (EA)=ONE (1) PACK | DENTAL GENERAL SUPPLIES
2011 | 4215150040700 | ROTARY FILE M - WIRE NICKEL TITANIUM OFF CENTERED RECTANGULAR CROSS - SECTION WITH VARIABLE TAPER. LENGTH 21 MM SIZE X 3 ONE EACH (EA)=ONE (1) PACK | DENTAL GENERAL SUPPLIES
2012 | 4215150040800 | ROTARY FILE M - WIRE NICKEL TITANIUM OFF CENTERED RECTANGULAR CROSS - SECTION WITH VARIABLE TAPER. LENGTH 21 MM SIZE X 5 ONE EACH (EA)=ONE (1) PACK | DENTAL GENERAL SUPPLIES
2013 | 4215150040900 | ROTARY FILE M - WIRE NICKEL TITANIUM OFF CENTERED RECTANGULAR CROSS - SECTION WITH VARIABLE TAPER. LENGTH 25 MM SIZE X 1 ONE EACH (EA)=ONE (1) PACK | DENTAL GENERAL SUPPLIES
2014 | 4215150041000 | ROTARY FILE M - WIRE NICKEL TITANIUM OFF CENTERED RECTANGULAR CROSS - SECTION WITH VARIABLE TAPER. LENGTH 25 MM SIZE X 2 ONE EACH (EA)=ONE (1) PACK | DENTAL GENERAL SUPPLIES
2015 | 4215150041100 | ROTARY FILE M - WIRE NICKEL TITANIUM OFF CENTERED RECTANGULAR CROSS - SECTION WITH VARIABLE TAPER. LENGTH 25 MM SIZE X 3 ONE EACH (EA)=ONE (1) PACK | DENTAL GENERAL SUPPLIES
2016 | 4215150041200 | ROTARY FILE M - WIRE NICKEL TITANIUM OFF CENTERED RECTANGULAR CROSS - SECTION WITH VARIABLE TAPER. LENGTH 25 MM SIZE X 5 ONE EACH (EA)=ONE (1) PACK | DENTAL GENERAL SUPPLIES
2017 | 4215150041300 | ROTARY FILE M - WIRE NICKEL TITANIUM OFF CENTERED RECTANGULAR CROSS - SECTION WITH VARIABLE TAPER. LENGTH 31 MM SIZE X 1 ONE EACH (EA)=ONE (1) PACK | DENTAL GENERAL SUPPLIES
2018 | 4215150041400 | ROTARY FILE M - WIRE NICKEL TITANIUM OFF CENTERED RECTANGULAR CROSS - SECTION WITH VARIABLE TAPER. LENGTH 31 MM SIZE X 2 ONE EACH (EA)=ONE (1) PACK | DENTAL GENERAL SUPPLIES
2019 | 4215150041500 | ROTARY FILE M - WIRE NICKEL TITANIUM OFF CENTERED RECTANGULAR CROSS - SECTION WITH VARIABLE TAPER. LENGTH 31 MM SIZE X 3 ONE EACH (EA)=ONE (1) PACK | DENTAL GENERAL SUPPLIES
2020 | 4215150041600 | ROTARY FILE M - WIRE NICKEL TITANIUM OFF CENTERED RECTANGULAR CROSS - SECTION WITH VARIABLE TAPER. LENGTH 31 MM SIZE X 5 ONE EACH (EA)=ONE (1) PACK | DENTAL GENERAL SUPPLIES
2021 | 4215150041900 | CONTOURED MICRO ETCHED LR FIRST MOLAR BONDABLE BASE SINGLE BUCCAL TUBE FUNNELED MESIAL SLOT MBT RX #0.022 MED | DENTAL GENERAL SUPPLIES
2022 | 4215150043900 | MICROSURGICAL ULTRASONIC TIPS IRRIGATION PORTS LEFT ORIENTED DIAMOND OR ZIRCONIUM NITRIDE COATING SHAFT AND TIP ANGLES MULTI - ANGLE TIPS 3 MM CUTTING SURFACE TAPER 10% FITTING IN PIEZO ULTRASONIC MACHINE ONE EACH (EA)=ONE (1) PACK | DENTAL GENERAL SUPPLIES
2023 | 4215150044000 | MICROSURGICAL ULTRASONIC TIPS IRRIGATION PORTS RIGHT ORIENTED DIAMOND OR ZIRCONIUM NITRIDE COATING SHAFT AND TIP ANGLES MULTI - ANGLE TIPS 3 MM CUTTING SURFACE TAPER 10% FITTING IN PIEZO ULTRASONIC MACHINE ONE EACH (EA)=ONE (1) PACK | DENTAL GENERAL SUPPLIES
2024 | 4215150044100 | MICROSURGICAL ULTRASONIC TIPS IRRIGATION PORTS DIAMOND OR ZIRCONIUM NITRIDE COATING SHAFT AND TIP ANGLES 6 MM CUTTING SURFACE TAPER 9% FITTING IN PIEZO ULTRASONIC MACHINE ONE EACH (EA)=ONE (1) PACK | DENTAL GENERAL SUPPLIES
2025 | 4215150044200 | MICROSURGICAL ULTRASONIC TIPS IRRIGATION PORTS DIAMOND OR ZIRCONIUM NITRIDE COATING SHAFT AND TIP ANGLES 9 MM CUTTING SURFACE TAPER 8% FITTING IN PIEZO ULTRASONIC MACHINE ONE EACH (EA)=ONE (1) PACK | DENTAL GENERAL SUPPLIES
2026 | 4215150045000 | ENDODONTIC FINGER SPREADERS, STAINLESS STEEL, WITH PLASTIC HANDLE, SIZE 15, 21 MM | DENTAL GENERAL SUPPLIES
2027 | 4215150045100 | ENDODONTIC FINGER SPREADERS, STAINLESS STEEL, WITH PLASTIC HANDLE, SIZE 20, 21 MM | DENTAL GENERAL SUPPLIES
2028 | 4215150045200 | ENDODONTIC FINGER SPREADERS, STAINLESS STEEL, WITH PLASTIC HANDLE, SIZE 25, 21 MM | DENTAL GENERAL SUPPLIES
2029 | 4215150045300 | ENDODONTIC FINGER SPREADERS, STAINLESS STEEL, WITH PLASTIC HANDLE, SIZE 30, 21 MM | DENTAL GENERAL SUPPLIES
2030 | 4215150045400 | HOOKED NEEDLE (1 PEEK PLUNGER INCLUDED) SIZE 1, DIAMETER 1.10 | DENTAL GENERAL SUPPLIES
2031 | 4215150045700 | ROTARY FILE M - WIRE NICKEL TITANIUM OFF CENTERED RECTANGULAR CROSS - SECTION WITH VARIABLE TAPER. LENGTH 31 MM SIZE ASSORTED X 4 ONE EACH (EA)=ONE (1) PACK | DENTAL GENERAL SUPPLIES
2032 | 4215150046000 | HOLDER, MOSQUITO FORCEPS WITH HOOK, STRAIGHT SERRATED TIPS POSITIVE LOCKING MECHANISM ON THE REAR OF THE HANDLES | DENTAL GENERAL SUPPLIES
2033 | 4215150046100 | BUR CARBIDE FG (FRICTION GRIP) FINISHING ROUND #ISO NO: 500 - 314 - 001 - 071 - 010 | DENTAL GENERAL SUPPLIES
2034 | 4215150046200 | BUR CARBIDE FG (FRICTION GRIP) FINISHING ROUND #ISO, 500 - 314 - 001 - 071 - 018 | DENTAL GENERAL SUPPLIES
2035 | 4215150046300 | BUR CARBIDE FG FINISHING ROUND #7009 ISO 500 - 314 - 001 - 071 - 027 | DENTAL GENERAL SUPPLIES
2036 | 4215150046400 | BUR CARBIDE FG FISSURE TAPER CROSSCUT FLAT END #703 ISO 500 - 314 - 168 - 007 - 021 | DENTAL GENERAL SUPPLIES
2037 | 4215150046500 | BUR CARBIDE FG FISSURE TAPER CROSSCUT FLAT END #699L ISO 500 - 314 - 171 - 007 - 009 | DENTAL GENERAL SUPPLIES
2038 | 4215150046600 | BUR CARBIDE FG (FRICTION GRIP) FISSURE TAPER CROSSCUT FLAT END #ISO, 500 - 314 - 171 - 007 - 010 | DENTAL GENERAL SUPPLIES
2039 | 4215150046700 | FILE C+ ENDODONTIC STAINLESS STEEL WITH PRE - INSERTED SILICONE STOPS SIZE 10 LENGTH 21 MM ONE EACH (EA)=ONE (1) PACK | DENTAL GENERAL SUPPLIES
2040 | 4215150047100 | HOOKED NEEDLE (1 PEEK PLUNGER INCLUDED) SIZE 2, DIAMETER 1.30 | DENTAL GENERAL SUPPLIES
2041 | 4215150047200 | REAMER WITH ALTERNATING CUTTING EDGES NITI ROTARY FILE WITH EXCLUSIVE ROUNDED SAFETY TIP WITH TRIANGULAR CROSS SECTION BR 0250.08 TAPER LENGTH 21 MM | DENTAL GENERAL SUPPLIES
2042 | 4215150047300 | REAMER WITH ALTERNATING CUTTING EDGES NITI ROTARY FILE WITH EXCLUSIVE ROUNDED SAFETY TIP WITH TRIANGULAR CROSS SECTION BR 0250.08 TAPER LENGTH 25 MM | DENTAL GENERAL SUPPLIES
2043 | 4215150047400 | REAMER WITH ALTERNATING CUTTING EDGES NITI ROTARY FILE WITH EXCLUSIVE ROUNDED SAFETY TIP WITH TRIANGULAR CROSS SECTION BR 1150.05 TAPER LENGTH 21 MM | DENTAL GENERAL SUPPLIES
2044 | 4215150047500 | REAMER WITH ALTERNATING CUTTING EDGES NITI ROTARY FILE WITH EXCLUSIVE ROUNDED SAFETY TIP WITH TRIANGULAR CROSS SECTION BR 1150.05 TAPER LENGTH 25 MM | DENTAL GENERAL SUPPLIES
2045 | 4215150047600 | REAMER WITH ALTERNATING CUTTING EDGES NITI ROTARY FILE WITH EXCLUSIVE ROUNDED SAFETY TIP WITH TRIANGULAR CROSS SECTION BR 1150.05 TAPER LENGTH 31 MM | DENTAL GENERAL SUPPLIES
2046 | 4215150047700 | REAMER WITH ALTERNATING CUTTING EDGES NITI ROTARY FILE WITH EXCLUSIVE ROUNDED SAFETY TIP WITH TRIANGULAR CROSS SECTION BR 2250.04 TAPER LENGTH 21 MM | DENTAL GENERAL SUPPLIES
2047 | 4215150047800 | REAMER WITH ALTERNATING CUTTING EDGES NITI ROTARY FILE WITH EXCLUSIVE ROUNDED SAFETY TIP WITH TRIANGULAR CROSS SECTION BR 2250.04 TAPER LENGTH 25 MM | DENTAL GENERAL SUPPLIES
2048 | 4215150047900 | REAMER WITH ALTERNATING CUTTING EDGES NITI ROTARY FILE WITH EXCLUSIVE ROUNDED SAFETY TIP WITH TRIANGULAR CROSS SECTION BR 2250.04 TAPER LENGTH 31 MM | DENTAL GENERAL SUPPLIES
2049 | 4215150048000 | REAMER WITH ALTERNATING CUTTING EDGES NITI ROTARY FILE WITH EXCLUSIVE ROUNDED SAFETY TIP WITH TRIANGULAR CROSS SECTION BR 3250.06 TAPER LENGTH 21 MM | DENTAL GENERAL SUPPLIES
2050 | 4215150048100 | REAMER WITH ALTERNATING CUTTING EDGES NITI ROTARY FILE WITH EXCLUSIVE ROUNDED SAFETY TIP WITH TRIANGULAR CROSS SECTION BR 3250.06 TAPER LENGTH 25 MM | DENTAL GENERAL SUPPLIES
2051 | 4215150048200 | REAMER WITH ALTERNATING CUTTING EDGES NITI ROTARY FILE WITH EXCLUSIVE ROUNDED SAFETY TIP WITH TRIANGULAR CROSS SECTION BR 3250.06 TAPER LENGTH 31 MM | DENTAL GENERAL SUPPLIES
2052 | 4215150048300 | REAMER WITH ALTERNATING CUTTING EDGES NITI ROTARY FILE WITH EXCLUSIVE ROUNDED SAFETY TIP WITH TRIANGULAR CROSS SECTION R1 SIZE 150.06 TAPER LENGTH 21 MM | DENTAL GENERAL SUPPLIES
2053 | 4215150048400 | REAMER WITH ALTERNATING CUTTING EDGES NITI ROTARY FILE WITH EXCLUSIVE ROUNDED SAFETY TIP WITH TRIANGULAR CROSS SECTION R1 SIZE 150.06 TAPER LENGTH 25 MM | DENTAL GENERAL SUPPLIES
2054 | 4215150048500 | REAMER WITH ALTERNATING CUTTING EDGES NITI ROTARY FILE WITH EXCLUSIVE ROUNDED SAFETY TIP WITH TRIANGULAR CROSS SECTION R1 SIZE 150.06 TAPER LENGTH 31 MM | DENTAL GENERAL SUPPLIES
2055 | 4215150048600 | REAMER WITH ALTERNATING CUTTING EDGES NITI ROTARY FILE WITH EXCLUSIVE ROUNDED SAFETY TIP WITH TRIANGULAR CROSS SECTION R2 SIZE 250.04 TAPER LENGTH 21 MM | DENTAL GENERAL SUPPLIES
2056 | 4215150048700 | REAMER WITH ALTERNATING CUTTING EDGES NITI ROTARY FILE WITH EXCLUSIVE ROUNDED SAFETY TIP WITH TRIANGULAR CROSS SECTION R2 SIZE 250.04 TAPER LENGTH 25 MM | DENTAL GENERAL SUPPLIES
2057 | 4215150048800 | REAMER WITH ALTERNATING CUTTING EDGES NITI ROTARY FILE WITH EXCLUSIVE ROUNDED SAFETY TIP WITH TRIANGULAR CROSS SECTION R2 SIZE 250.04 TAPER LENGTH 31 MM | DENTAL GENERAL SUPPLIES
2058 | 4215150048900 | REAMER WITH ALTERNATING CUTTING EDGES NITI ROTARY FILE WITH EXCLUSIVE ROUNDED SAFETY TIP WITH TRIANGULAR CROSS SECTION R3 SIZE 300.04 TAPER LENGTH 21 MM | DENTAL GENERAL SUPPLIES
2059 | 4215150049000 | REAMER WITH ALTERNATING CUTTING EDGES NITI ROTARY FILE WITH EXCLUSIVE ROUNDED SAFETY TIP WITH TRIANGULAR CROSS SECTION R3 SIZE 300.04 TAPER LENGTH 25 MM | DENTAL GENERAL SUPPLIES
2060 | 4215150049100 | REAMER WITH ALTERNATING CUTTING EDGES NITI ROTARY FILE WITH EXCLUSIVE ROUNDED SAFETY TIP WITH TRIANGULAR CROSS SECTION R3 SIZE 300.04 TAPER LENGTH 31 MM | DENTAL GENERAL SUPPLIES
2061 | 4215150049200 | GOSHGARIAN PALATAL BARS ASSORTMENT WITH INVERTED LOOP 0.9/40 MM | DENTAL GENERAL SUPPLIES
2062 | 4215150049300 | GOSHGARIAN PALATAL BARS ASSORTMENT WITH INVERTED LOOP 0.9/52 MM | DENTAL GENERAL SUPPLIES
2063 | 4215150049400 | BUR FISSURE TAPER PLAIN ROUND END FG (FRICTION GRIP) # 1171 L, HEAD SIZE 0.10 MM | DENTAL GENERAL SUPPLIES
2064 | 4215150049500 | BUR FISSURE TAPER PLAIN ROUND END FG (FRICTION GRIP) # 1171 L, HEAD SIZE 0.12 MM | DENTAL GENERAL SUPPLIES
2065 | 4215150050100 | ENDODONTIC HAND SPREADER, NICKEL TITANIUM, SINGLE ENDED, SIZE 20 | DENTAL GENERAL SUPPLIES
2066 | 4215150050200 | ENDODONTIC HAND SPREADER, NICKEL TITANIUM, SINGLE ENDED, SIZE 25 | DENTAL GENERAL SUPPLIES
2067 | 4215150050300 | ENDODONTIC HAND SPREADER, NICKEL TITANIUM, SINGLE ENDED, SIZE 30 | DENTAL GENERAL SUPPLIES
2068 | 4215150050500 | OBTURATION CARTRIDGES GUTTA PERCHA GAUGE 20 | DENTAL GENERAL SUPPLIES
2069 | 4215150050600 | REAMER WITH ALTERNATING CUTTING EDGES NITI ROTARY FILE WITH EXCLUSIVE ROUNDED SAFETY TIP WITH TRIANGULAR CROSS SECTION R1 A SIZE 200.02 TAPER LENGTH 21 MM | DENTAL GENERAL SUPPLIES
2070 | 4215150050700 | REAMER WITH ALTERNATING CUTTING EDGES NITI ROTARY FILE WITH EXCLUSIVE ROUNDED SAFETY TIP WITH TRIANGULAR CROSS SECTION R1 A SIZE 200.02 TAPER LENGTH 25 MM | DENTAL GENERAL SUPPLIES
2071 | 4215150050800 | REAMER WITH ALTERNATING CUTTING EDGES NITI ROTARY FILE WITH EXCLUSIVE ROUNDED SAFETY TIP WITH TRIANGULAR CROSS SECTION R1 A SIZE 200.02 TAPER LENGTH 31 MM | DENTAL GENERAL SUPPLIES
2072 | 4215150050900 | REAMER WITH ALTERNATING CUTTING EDGES NITI ROTARY FILE WITH EXCLUSIVE ROUNDED SAFETY TIP WITH TRIANGULAR CROSS SECTION R1 B SIZE 250.02 TAPER LENGTH 21 MM | DENTAL GENERAL SUPPLIES
2073 | 4215150051000 | REAMER WITH ALTERNATING CUTTING EDGES NITI ROTARY FILE WITH EXCLUSIVE ROUNDED SAFETY TIP WITH TRIANGULAR CROSS SECTION R1 B SIZE 250.02 TAPER LENGTH 25 MM | DENTAL GENERAL SUPPLIES
2074 | 4215150051100 | REAMER WITH ALTERNATING CUTTING EDGES NITI ROTARY FILE WITH EXCLUSIVE ROUNDED SAFETY TIP WITH TRIANGULAR CROSS SECTION R1 B SIZE 250.02 TAPER LENGTH 31 MM | DENTAL GENERAL SUPPLIES
2075 | 4215150051200 | RUBBER DAM CLAMP STAINLESS STEEL SHINY SIZE E ONE EACH (EA)=ONE (1) PACK | DENTAL GENERAL SUPPLIES
2076 | 4215150051500 | GOSHGARIAN PALATAL BARS ASSORTMENT WITH INVERTED LOOP 0.9/37 MM | DENTAL GENERAL SUPPLIES
2077 | 4215150051700 | GOSHGARIAN PALATAL BARS ASSORTMENT WITH INVERTED LOOP 0.9/46 MM | DENTAL GENERAL SUPPLIES
2078 | 4215150051800 | GOSHGARIAN PALATAL BARS ASSORTMENT WITH INVERTED LOOP 0.9/49 MM | DENTAL GENERAL SUPPLIES
2079 | 4215150051900 | ENDODONTIC BUCHANAN ROOT CANAL PLUGGER SET, A TAPERED NICKEL - TITANIUM END AND A STAINLESS STEEL END, SIZE 0 | DENTAL GENERAL SUPPLIES
2080 | 4215150052000 | ENDODONTIC BUCHANAN ROOT CANAL PLUGGER SET, A TAPERED NICKEL - TITANIUM END AND A STAINLESS STEEL END, SIZE 1 | DENTAL GENERAL SUPPLIES
2081 | 4215150052100 | ENDODONTIC BUCHANAN ROOT CANAL PLUGGER SET A TAPERED NICKEL - TITANIUM END AND A STAINLESS STEEL END SIZE 2. | DENTAL GENERAL SUPPLIES
2082 | 4215150052200 | ENDODONTIC HAND SPREADER, NICKEL TITANIUM, SINGLE ENDED, SIZE D11 | DENTAL GENERAL SUPPLIES
2083 | 4215150052300 | ENDODONTIC HAND SPREADER STAINLESS STEEL SINGLE ENDED SIZE D11. | DENTAL GENERAL SUPPLIES
2084 | 4215150052400 | GUTTA PERCHA POINTS RADIO - OPAQUE STANDARDIZED SIZE 50/0.06 80 - 120/BOX ONE EACH (EA)=ONE (1) PACK | DENTAL GENERAL SUPPLIES
2085 | 4215150052500 | GUTTA PERCHA POINTS RADIO - OPAQUE STANDARDIZED SIZE 55/0.02 80 - 120/BOX ONE EACH (EA)=ONE (1) PACK | DENTAL GENERAL SUPPLIES
2086 | 4215150053900 | REAMER WITH ALTERNATING CUTTING EDGES NITI ROTARY FILE WITH EXCLUSIVE ROUNDED SAFETY TIP WITH TRIANGULAR CROSS SECTION BR4350.04 TAPER LENGTH 31 MM | DENTAL GENERAL SUPPLIES
2087 | 4215150054000 | RUBBER DAM CLAMP STAINLESS STEEL SHINY SIZE 11 ONE EACH (EA)=ONE (1) PACK | DENTAL GENERAL SUPPLIES
2088 | 4215150054100 | RUBBER DAM CLAMP STAINLESS STEEL SHINY SIZE 15 ONE EACH (EA)=ONE (1) PACK | DENTAL GENERAL SUPPLIES
2089 | 4215150054200 | RUBBER DAM CLAMP STAINLESS STEEL SHINY SIZE 22 ONE EACH (EA)=ONE (1) PACK | DENTAL GENERAL SUPPLIES
2090 | 4215150054300 | RUBBER DAM CLAMP STAINLESS STEEL SHINY SIZE 28 ONE EACH (EA)=ONE (1) PACK | DENTAL GENERAL SUPPLIES
2091 | 4215150054400 | RUBBER DAM CLAMP STAINLESS STEEL SHINY SIZE 29 ONE EACH (EA)=ONE (1) PACK | DENTAL GENERAL SUPPLIES
2092 | 4215150054500 | RUBBER DAM CLAMP STAINLESS STEEL SHINY SIZE 31 ONE EACH (EA)=ONE (1) PACK | DENTAL GENERAL SUPPLIES
2093 | 4215150054600 | RUBBER DAM CLAMP STAINLESS STEEL SHINY SIZE 7 A ONE EACH (EA)=ONE (1) PACK | DENTAL GENERAL SUPPLIES
2094 | 4215150054700 | RUBBER DAM CLAMP STAINLESS STEEL SHINY SIZE NW ONE EACH (EA)=ONE (1) PACK | DENTAL GENERAL SUPPLIES
2095 | 4215150054800 | RUBBER DAM CLAMP STAINLESS STEEL SHINY SIZE W5 ONE EACH (EA)=ONE (1) PACK | DENTAL GENERAL SUPPLIES
2096 | 4215150054900 | RUBBER DAM CLAMP STAINLESS STEEL SHINY SIZE W6 ONE EACH (EA)=ONE (1) PACK | DENTAL GENERAL SUPPLIES
2097 | 4215150055000 | BRACKET BONDABLE MANDIBULAR (LOWER) CUSPIDS RIGHT 0.022 IN SLOT WITH HOOK ROTH PRESCRIPTION | DENTAL GENERAL SUPPLIES
2098 | 4215150055100 | BRACKET BONDABLE MAXILLARY (UPPER) CUSPIDS RIGHT 0.022 IN SLOT WITH HOOK ROTH PRESCRIPTION | DENTAL GENERAL SUPPLIES
2099 | 4215150055200 | GOSHGARIAN PALATAL BARS ASSORTMENT WITH INVERTED LOOP 0.9/43 MM | DENTAL GENERAL SUPPLIES
2100 | 4215150055300 | BUR CARBIDE RA ROUND ISO NO: 500204001001 - 012 | DENTAL GENERAL SUPPLIES
2101 | 4215150055400 | H-FILE ENDODONTIC STAINLESS STEEL WITH PRE - INSERTED SILICONE STOPS ASSORTED SIZE 15 - 40 LENGTH 31 MM ONE EACH (EA)=ONE (1) PACK | DENTAL GENERAL SUPPLIES
2102 | 4215150055500 | ENDODONTIC HAND SPREADER, NICKEL TITANIUM, SINGLE ENDED, SIZE D11 T | DENTAL GENERAL SUPPLIES
2103 | 4215150055600 | ENDODONTIC HAND SPREADER STAINLESS STEE SINGLE ENDED SIZE D11 T | DENTAL GENERAL SUPPLIES
2104 | 4215150055900 | GUTTA PERCHA POINTS RADIO - OPAQUE STANDARDIZED SIZE 100/0.02 80 - 120/BOX ONE EACH (EA)=ONE (1) PACK | DENTAL GENERAL SUPPLIES
2105 | 4215150056000 | GUTTA PERCHA POINTS RADIO - OPAQUE STANDARDIZED SIZE 110/0.02 80 - 120/BOX ONE EACH (EA)=ONE (1) PACK | DENTAL GENERAL SUPPLIES
2106 | 4215150056100 | GUTTA PERCHA POINTS RADIO - OPAQUE STANDARDIZED SIZE 120/0.02 80 - 120/BOX ONE EACH (EA)=ONE (1) PACK | DENTAL GENERAL SUPPLIES
2107 | 4215150056200 | GUTTA PERCHA POINTS RADIO - OPAQUE STANDARDIZED SIZE 130/0.02 80 - 120/BOX ONE EACH (EA)=ONE (1) PACK | DENTAL GENERAL SUPPLIES
2108 | 4215150056700 | RUBBER DAM CLAMP STAINLESS STEEL SHINY SIZE 200 ONE EACH (EA)=ONE (1) PACK | DENTAL GENERAL SUPPLIES
2109 | 4215150056800 | RUBBER DAM CLAMP, STAINLESS STEEL, SHINY, SIZE 201 | DENTAL GENERAL SUPPLIES
2110 | 4215150056900 | RUBBER DAM CLAMP, STAINLESS STEEL, SHINY, SIZE 202 | DENTAL GENERAL SUPPLIES
2111 | 4215150057000 | RUBBER DAM CLAMP, STAINLESS STEEL, SHINY, SIZE 203 | DENTAL GENERAL SUPPLIES
2112 | 4215150057100 | RUBBER DAM CLAMP, STAINLESS STEEL, SHINY, SIZE 204 | DENTAL GENERAL SUPPLIES
2113 | 4215150057200 | RUBBER DAM CLAMP, STAINLESS STEEL, SHINY, SIZE 205 | DENTAL GENERAL SUPPLIES
2114 | 4215150057300 | RUBBER DAM CLAMP, STAINLESS STEEL, SHINY, SIZE 206 | DENTAL GENERAL SUPPLIES
2115 | 4215150057400 | RUBBER DAM CLAMP, STAINLESS STEEL, SHINY, SIZE 207 | DENTAL GENERAL SUPPLIES
2116 | 4215150057500 | RUBBER DAM CLAMP, STAINLESS STEEL, SHINY, SIZE 209 | DENTAL GENERAL SUPPLIES
2117 | 4215150057600 | RUBBER DAM CLAMP, STAINLESS STEEL, SHINY, SIZE 210 | DENTAL GENERAL SUPPLIES
2118 | 4215150057700 | RUBBER DAM CLAMP, STAINLESS STEEL, SHINY, SIZE 211 | DENTAL GENERAL SUPPLIES
2119 | 4215150057800 | RUBBER DAM CLAMP, STAINLESS STEEL, SHINY, SIZE 26 N | DENTAL GENERAL SUPPLIES
2120 | 4215150057900 | RUBBER DAM CLAMP, STAINLESS STEEL, SHINY, SIZE 2 AS | DENTAL GENERAL SUPPLIES
2121 | 4215150058000 | RUBBER DAM CLAMP, STAINLESS STEEL, SHINY, SIZE 56 S | DENTAL GENERAL SUPPLIES
2122 | 4215150058100 | RUBBER DAM CLAMP, STAINLESS STEEL, SHINY, SIZE 56 W | DENTAL GENERAL SUPPLIES
2123 | 4215150058200 | RUBBER DAM CLAMP, STAINLESS STEEL, SHINY, SIZE 8 AD | DENTAL GENERAL SUPPLIES
2124 | 4215150058300 | RUBBER DAM CLAMP, STAINLESS STEEL, SHINY, SIZE 90 N | DENTAL GENERAL SUPPLIES
2125 | 4215150058400 | RUBBER DAM CLAMP, STAINLESS STEEL, SHINY, SIZE W00 | DENTAL GENERAL SUPPLIES
2126 | 4215150058500 | RUBBER DAM CLAMP, STAINLESS STEEL, SHINY, SIZE W2 A | DENTAL GENERAL SUPPLIES
2127 | 4215150058600 | RUBBER DAM CLAMP, STAINLESS STEEL, SHINY, SIZE W8 A | DENTAL GENERAL SUPPLIES
2128 | 4215150058700 | BRACKET BONDABLE MANDIBULAR (LOWER) INCISOR 0.022 IN SLOT ROTH PRESCRIPTION | DENTAL GENERAL SUPPLIES
2129 | 4215150058800 | BUR, DIAMOND ,FG, ROUND #846, ISO 806 - 314 - 171 - 524 - 014 | DENTAL GENERAL SUPPLIES
2130 | 4215150058900 | BUR CARBIDE RA ROUND US#6 ISO 500 - 204 - 001 - 001 - 018 | DENTAL GENERAL SUPPLIES
2131 | 4215150059000 | BUR CARBIDE HP CUTTERS ISO 500 - 104 - 116 - 190 - 023 | DENTAL GENERAL SUPPLIES
2132 | 4215150059100 | BUR CARBIDE HP CUTTERS ISO, 500 - 104 - 194 - 194 - 040 | DENTAL GENERAL SUPPLIES
2133 | 4215150059200 | BUR CARBIDE HP CUTTERS #ISO, 500 - 104 - 194 - 194 - 050 | DENTAL GENERAL SUPPLIES
2134 | 4215150059300 | BUR CARBIDE HP CUTTERS #ISO, 500 - 104 - 194 - 225 - 070 | DENTAL GENERAL SUPPLIES
2135 | 4215150059400 | BUR CARBIDE HP CUTTERS #ISO, 500 - 104 - 201 - 190 - 060 | DENTAL GENERAL SUPPLIES
2136 | 4215150059800 | ENDODONTIC HAND SPREADER, NICKEL TITANIUM, SINGLE ENDED, SIZE D11 TS | DENTAL GENERAL SUPPLIES
2137 | 4215150059900 | ENDODONTIC HAND SPREADER STAINLESS STEE SINGLE ENDED SIZE D11 TS | DENTAL GENERAL SUPPLIES
2138 | 4215150060100 | LENTULO SPIRAL PASTE FILLER LATCH TYPE PASTE CARRIERS RA COLOR CODED GREEN LENGTH 17 MM SIZE 35 ONE EACH (EA)=ONE (1) PACK | DENTAL GENERAL SUPPLIES
2139 | 4215150060200 | LENTULO SPIRAL PASTE FILLER LATCH TYPE PASTE CARRIERS RA COLOR CODED GREEN LENGTH 21 MM SIZE 35 ONE EACH (EA)=ONE (1) PACK | DENTAL GENERAL SUPPLIES
2140 | 4215150060300 | LENTULO SPIRAL PASTE FILLER LATCH TYPE PASTE CARRIERS RA COLOR CODED GREEN LENGTH 25 MM SIZE 35 ONE EACH (EA)=ONE (1) PACK | DENTAL GENERAL SUPPLIES
2141 | 4215150060500 | LENTULO SPIRAL PASTE FILLER LATCH TYPE PASTE CARRIERS RA COLOR CODED RED LENGTH 17 MM SIZE 25 ONE EACH (EA)=ONE (1) PACK | DENTAL GENERAL SUPPLIES
2142 | 4215150060600 | LENTULO SPIRAL PASTE FILLER LATCH TYPE PASTE CARRIERS RA COLOR CODED RED LENGTH 21 MM SIZE 25 ONE EACH (EA)=ONE (1) PACK | DENTAL GENERAL SUPPLIES
2143 | 4215150060700 | LENTULO SPIRAL PASTE FILLER LATCH TYPE PASTE CARRIERS RA COLOR CODED RED LENGTH 25 MM SIZE 25 ONE EACH (EA)=ONE (1) PACK | DENTAL GENERAL SUPPLIES
2144 | 4215150060900 | LONG SHANK ROUND ENDODONTICS MULLER BUR, LATCH TYPE, 18 MM LENGTH, ASSORTED SIZE (1 - 6) | DENTAL GENERAL SUPPLIES
2145 | 4215150061000 | NICKEL TITANIUM ROTARY FILE, CONVEX TRIANGLE CROSS - SECTION AND SYMMETRIC ROTATION, PROGRESSIVELY CHANGING HELICAL ANGLE AND PITCH, VARIABLE TIP DIAMETERS, MODIFIED GUIDING TIP, NO RADIAL LANDS, MORE EFFICIENT CUTTING ANGLE, ENHANCED FLEXIBILITY, SHORT HANDLES. SIZE ASSORTED (SX, S1, S 2, F 1, F 2, F 3), LENGTH 31 MM | DENTAL GENERAL SUPPLIES
2146 | 4215150061500 | OBTURATION CARTRIDGES GUTTA PERCHA GAUGE 23 | DENTAL GENERAL SUPPLIES
2147 | 4215150061600 | OBTURATION CARTRIDGES, GUTTA PERCHA, GAUGE 25 (LIGHT BODY) | DENTAL GENERAL SUPPLIES
2148 | 4215150062200 | ROTARY FILE: NICKLE TITANIUM U - SHAPE AND RADIAL LAND NON - CUTTING TIP CONSTANT TAPER TAPERING 0.04 LENGTH 21 MM SIZE 60 ONE EACH (EA)=ONE (1) PACK | DENTAL GENERAL SUPPLIES
2149 | 4215150062500 | RUBBER DAM CLAMP, STAINLESS STEEL, SHINY, SIZE W14 A | DENTAL GENERAL SUPPLIES
2150 | 4215150062600 | RUBBER DAM CLAMP, STAINLESS STEEL, SHINY, SIZE 30 | DENTAL GENERAL SUPPLIES
2151 | 4215150062700 | BRACKET BONDABLE MANDIBULAR (LOWER) BICUSPIDS (PREMOLARS) LEFT 0.022 IN SLOT WITH HOOK ROTH PRESCRIPTION | DENTAL GENERAL SUPPLIES
2152 | 4215150062800 | BRACKET BONDABLE MANDIBULAR (LOWER) BICUSPIDS (PREMOLARS) RIGHT 0.022 IN SLOT WITH HOOK ROTH PRESCRIPTION | DENTAL GENERAL SUPPLIES
2153 | 4215150062900 | BRACKET BONDABLE MAXILLARY (UPPER) BICUSPIDS (PREMOLARS) LEFT 0.022 IN SLOT WITH HOOK ROTH PRESCRIPTION | DENTAL GENERAL SUPPLIES
2154 | 4215150063000 | BRACKET BONDABLE MAXILLARY (UPPER) BICUSPIDS (PREMOLARS) RIGHT 0.022 IN SLOT WITH HOOK ROTH PRESCRIPTION | DENTAL GENERAL SUPPLIES
2155 | 4215150063100 | HOLDER, MOSQUITO FORCEPS WITH HOOK, STRAIGHT POSITIVE LOCKING MECHANISM ON THE REAR OF THE HANDLES | DENTAL GENERAL SUPPLIES
2156 | 4215150063300 | BUR CARBIDE HP ROUND CUTTERS #ISO, 500 - 104 - 001 - 175 - 050 | DENTAL GENERAL SUPPLIES
2157 | 4215150063400 | BUR CARBIDE HP ROUND CUTTERS #ISO, 500 - 104 - 001 - 178 - 050 | DENTAL GENERAL SUPPLIES
2158 | 4215150064500 | GUTTA PERCHA POINTS RADIO - OPAQUE STANDARDIZED SIZE 15 - 40/0.04 80 - 120/BOX ONE EACH (EA)=ONE (1) PACK | DENTAL GENERAL SUPPLIES
2159 | 4215150064600 | LENTULO SPIRAL PASTE FILLER LATCH TYPE PASTE CARRIERS RA COLOR CODED BLUE LENGTH 17 MM SIZE 30 ONE EACH (EA)=ONE (1) PACK | DENTAL GENERAL SUPPLIES
2160 | 4215150064700 | LENTULO SPIRAL PASTE FILLER LATCH TYPE PASTE CARRIERS RA COLOR CODED BLUE LENGTH 21 MM SIZE 30 ONE EACH (EA)=ONE (1) PACK | DENTAL GENERAL SUPPLIES
2161 | 4215150064800 | LENTULO SPIRAL PASTE FILLER LATCH TYPE PASTE CARRIERS RA COLOR CODED BLUE LENGTH 25 MM SIZE 30 ONE EACH (EA)=ONE (1) PACK | DENTAL GENERAL SUPPLIES
2162 | 4215150065000 | LONG SHANK ROUND ENDODONTICS MULLER BUR LATCH TYPE 18 MM LENGTH .09 MM HEAD SIZE SIZE 1 | DENTAL GENERAL SUPPLIES
2163 | 4215150065100 | LONG SHANK ROUND ENDODONTICS MULLER BUR, LATCH TYPE, 18 MM LENGTH, 1.4 MM HEAD SIZE, SIZE 4 | DENTAL GENERAL SUPPLIES
2164 | 4215150065200 | LONG SHANK ROUND ENDODONTICS MULLER BUR, LATCH TYPE, 18 MM LENGTH, 1.6 MM HEAD SIZE, SIZE 5 | DENTAL GENERAL SUPPLIES
2165 | 4215150065300 | LONG SHANK ROUND ENDODONTICS MULLER BUR, LATCH TYPE, 18 MM LENGTH, 1.8 MM HEAD SIZE, SIZE 6 | DENTAL GENERAL SUPPLIES
2166 | 4215150066300 | NITI HAND FILE CONVEX TRIANGLE CROSS - SECTION AND SYMMETRIC ROTATION PROGRESSIVELY CHANGING HELICAL ANGLE AND PITCH VARIABLE TIP DIAMETERS MODIFIED GUIDING TIP NO RADIAL LANDS. ASSORTMENTS OF 6 FILES:( SX S 1 S 2 F 1 F 2 AND F 3). LENGTH 25 MM | DENTAL GENERAL SUPPLIES
2167 | 4215150066400 | NITI HAND FILE, CONVEX TRIANGLE CROSS - SECTION AND SYMMETRIC ROTATION, PROGRESSIVELY CHANGING HELICAL ANGLE AND PITCH, VARIABLE TIP DIAMETERS, MODIFIED GUIDING TIP, NO RADIAL LANDS. ASSORTMENTS OF 6 FILES: (SX, S 1, S 2, F 1, F 2 AND F 3). LENGTH 21 MM | DENTAL GENERAL SUPPLIES
2168 | 4215150066500 | NITI HAND FILE, CONVEX TRIANGLE CROSS - SECTION AND SYMMETRIC ROTATION, PROGRESSIVELY CHANGING HELICAL ANGLE AND PITCH, VARIABLE TIP DIAMETERS, MODIFIED GUIDING TIP, NO RADIAL LANDS. ASSORTMENTS OF 6 FILES: (SX, S 1, S 2, F 1, F 2 AND F 3). LENGTH 31 MM | DENTAL GENERAL SUPPLIES
2169 | 4215150066800 | ROTARY FILE M - WIRE NICKEL TITANIUM OFF CENTERED RECTANGULAR CROSS - SECTION WITH VARIABLE TAPER. LENGTH 31 MM SIZE ASSORTED X 1 X 2 X 3 ONE EACH (EA)=ONE (1) PACK | DENTAL GENERAL SUPPLIES
2170 | 4215150066900 | RUBBER DAM CLAMP, STAINLESS STEEL, SHINY, SIZE W 3 | DENTAL GENERAL SUPPLIES
2171 | 4215150067200 | GUTTA PERCHA POINTS RADIO - OPAQUE STANDARDIZED SIZE 140/0.02 80 - 120/BOX ONE EACH (EA)=ONE (1) PACK | DENTAL GENERAL SUPPLIES
2172 | 4215150067500 | LENTULO SPIRAL PASTE FILLER LATCH TYPE PASTE CARRIERS RA COLOR CODED BLACK LENGTH 21 MM SIZE 40 ONE EACH (EA)=ONE (1) PACK | DENTAL GENERAL SUPPLIES
2173 | 4215150067600 | LENTULO SPIRAL PASTE FILLER LATCH TYPE PASTE CARRIERS RA COLOR CODED BLACK LENGTH 25 MM SIZE 40 ONE EACH (EA)=ONE (1) PACK | DENTAL GENERAL SUPPLIES
2174 | 4215150067700 | LONG SHANK ROUND ENDODONTICS MULLER BUR, LATCH TYPE, 18 MM LENGTH, 1.00 MM HEAD SIZE, SIZE 2 | DENTAL GENERAL SUPPLIES
2175 | 4215150067800 | LONG SHANK ROUND ENDODONTICS MULLER BUR, LATCH TYPE, 18 MM LENGTH, 1.2 MM HEAD SIZE, SIZE 3 | DENTAL GENERAL SUPPLIES
2176 | 4215150068200 | NON SURGICAL ULTRASONIC ENDODONTIC TIPS (TITANIUM) REMOVING OBTURATION MATERIALS AND BROKEN INSTRUMENTS. ENDO TIPS ASSORTED SIZE (6 - 8). FITTING IN PIEZO ULTRASONIC MACHINE. 3/PACK ONE EACH (EA)=ONE (1) PACK | DENTAL GENERAL SUPPLIES
2177 | 4215150068300 | BRACKET BONDABLE MANDIBULAR (LOWER) CUSPIDS LEFT 0.022 IN SLOT WITH HOOK ROTH PRESCRIPTION | DENTAL GENERAL SUPPLIES
2178 | 4215150068400 | BRACKET BONDABLE MAXILLARY (UPPER) CUSPIDS LEFT 0.022 IN SLOT WITH HOOK ROTH | DENTAL GENERAL SUPPLIES
2179 | 4215150068900 | DIAMOND BUR - 825 HP ISO 806 - 104 - 304 - 524 - 023 | DENTAL GENERAL SUPPLIES
2180 | 4215150069000 | DIAMOND BUR - 850 HP ISO 806 - 104 - 198 - 524 - 040 | DENTAL GENERAL SUPPLIES
2181 | 4215150069100 | DIAMOND BUR, BEVELED CYLINDER TIP, MEDIUM GRIT, 879 HP, ISO (807 - 104 - 266 - 524 - 050) | DENTAL GENERAL SUPPLIES
2182 | 4215150069500 | 1% SODIUM HYPOCHLORIDE CANAL IRRIGATION SOLUTION 200 ML | DENTAL GENERAL SUPPLIES
2183 | 4215150069600 | 1% SODIUM HYPOCHLORIDE CANAL IRRIGATION SOLUTION 500 ML | DENTAL GENERAL SUPPLIES
2184 | 4215150070000 | ENDODONTIC HAND SPREADER STAINLESS STEEL SINGLE ENDED SIZE 25. | DENTAL GENERAL SUPPLIES
2185 | 4215150070100 | ENDODONTIC HAND SPREADER STAINLESS STEEL SINGLE ENDED SIZE 30 ONE EACH (EA)=ONE (1) PACK | DENTAL GENERAL SUPPLIES
2186 | 4215150070300 | LENTULO SPIRAL PASTE FILLER LATCH TYPE PASTE CARRIERS RA COLOR CODED BLACK LENGTH 17 MM SIZE 40 ONE EACH (EA)=ONE (1) PACK | DENTAL GENERAL SUPPLIES
2187 | 4215150070400 | NICKEL TITANIUM ROTARY FILE REVERSE HELIX SEMI - ACTIVE AND MODIFIED GUIDING TIP OFFSET PARALLELOGRAM - SHAPED CROSS - SECTION VARIABLE TAPER NEW SUPERMETAL TECHNOLOGY (GOLD - WIRE) UNIQUE UNEQUAL BIDIRECTIONAL RECIPROCATION MOVEMENT. PRIMARY (RED 25/07) LENGTH 21 MM. 6/PACK ONE EACH (EA)=ONE (1) PACK | DENTAL GENERAL SUPPLIES
2188 | 4215150070500 | NON SURGICAL ULTRASONIC ENDODONTIC TIPS (TITANIUM) REMOVING OBTURATION MATERIALS. AND BROKEN INSTRUMENTS. ENDO TIP SIZE 7 LENGTH 24 MM FITTING IN PIEZO ULTRASONIC MACHINE | DENTAL GENERAL SUPPLIES
2189 | 4215150070600 | NON SURGICAL ULTRASONIC ENDODONTIC TIPS COATED WITH DIAMOND OR ZIRCONIUM NITRIDE. ENDO TIPS SIZE 1 LENGTH 17 MM. FITTING IN PIEZO ULTRASONIC MACHINE | DENTAL GENERAL SUPPLIES
2190 | 4215150070700 | NON SURGICAL ULTRASONIC ENDODONTIC TIPS COATED WITH DIAMOND OR ZIRCONIUM NITRIDE. ENDO TIPS SIZE 3 LENGTH 18 MM. FITTING IN PIEZO ULTRASONIC MACHINE | DENTAL GENERAL SUPPLIES
2191 | 4215150070800 | NON SURGICAL ULTRASONIC ENDODONTIC TIPS COATED WITH DIAMOND OR ZIRCONIUM NITRIDE. ENDO TIPS SIZE 5 LENGTH 24 MM. FITTING IN PIEZO ULTRASONIC MACHINE | DENTAL GENERAL SUPPLIES
2192 | 4215150070900 | PAPER POINTS PRE - STERILIZED CELLS SIZE 60 200 POINTS/BOX ONE EACH (EA)=ONE (1) PACK | DENTAL GENERAL SUPPLIES
2193 | 4215150071000 | PAPER POINTS PRE - STERILIZED CELLS SIZE 80 200 POINTS/BOX ONE EACH (EA)=ONE (1) PACK | DENTAL GENERAL SUPPLIES
2194 | 4215150071100 | PAPER POINTS PRE - STERILIZED CELLS SIZE 90 200 POINTS/BOX ONE EACH (EA)=ONE (1) PACK | DENTAL GENERAL SUPPLIES
2195 | 4215150071500 | BRACKET BONDABLE MAXILLARY (UPPER) LATERAL INCISOR LEFT 0.022 IN SLOT ROTH PRESCRIPTION | DENTAL GENERAL SUPPLIES
2196 | 4215150071600 | BRACKET BONDABLE MAXILLARY (UPPER) LATERAL INCISOR RIGHT 0.022 IN SLOT ROTH PRESCRIPTION | DENTAL GENERAL SUPPLIES
2197 | 4215150071700 | BUR: DIAMOND FG, INTERPROXIMAL, MEDIUM GRIT, LONG, 0.39 MM SAFE TIP, ISO# 806 - 314 - 465 - 524 - 016 | DENTAL GENERAL SUPPLIES
2198 | 4215150072000 | BUR EXCAVATING CROSSCUT FISSURE TC FG #559, ISO 500 - 314 - 107 - 007 - 014 | DENTAL GENERAL SUPPLIES
2199 | 4215150072900 | ENDODONTIC ROOT CANAL FINGER PLUGGER L25 MM SIZE 20 ONE EACH (EA)=ONE (1) PACK | DENTAL GENERAL SUPPLIES
2200 | 4215150073000 | ENDODONTIC ROOT CANAL FINGER PLUGGER L25 MM SIZE 25 ONE EACH (EA)=ONE (1) PACK | DENTAL GENERAL SUPPLIES
2201 | 4215150073100 | ENDODONTIC ROOT CANAL FINGER PLUGGER L25 MM SIZE 30 ONE EACH (EA)=ONE (1) PACK | DENTAL GENERAL SUPPLIES
2202 | 4215150073200 | ENDODONTIC ROOT CANAL FINGER PLUGGER L25 MM SIZE 35 ONE EACH (EA)=ONE (1) PACK | DENTAL GENERAL SUPPLIES
2203 | 4215150073300 | ENDODONTIC ROOT CANAL FINGER PLUGGER L25 MM SIZE 40 ONE EACH (EA)=ONE (1) PACK | DENTAL GENERAL SUPPLIES
2204 | 4215150073900 | LENTULO SPIRAL PASTE FILLER LATCH TYPE PASTE CARRIERS RA COLOR CODED LENGTH 17 MM SIZE ASSORTED (25 - 40) ONE EACH (EA)=ONE (1) PACK | DENTAL GENERAL SUPPLIES
2205 | 4215150074000 | LENTULO SPIRAL PASTE FILLER LATCH TYPE PASTE CARRIERS RA COLOR CODED LENGTH 21 MM SIZE ASSORTED (25 - 40) ONE EACH (EA)=ONE (1) PACK | DENTAL GENERAL SUPPLIES
2206 | 4215150074100 | LENTULO SPIRAL PASTE FILLER LATCH TYPE PASTE CARRIERS RA COLOR CODED LENGTH 25 MM SIZE ASSORTED (25 - 40) ONE EACH (EA)=ONE (1) PACK | DENTAL GENERAL SUPPLIES
2207 | 4215150074300 | NON SURGICAL ULTRASONIC ENDODONTIC TIPS (TITANIUM) REMOVING OBTURATION MATERIALS. AND BROKEN INSTRUMENTS. ENDO TIP SIZE 8 LENGTH 27 MM FITTING IN PIEZO ULTRASONIC MACHINE | DENTAL GENERAL SUPPLIES
2208 | 4215150074400 | NON SURGICAL ULTRASONIC ENDODONTIC TIPS COATED WITH DIAMOND OR ZIRCONIUM NITRIDE. ENDO TIPS SIZE 4 LENGTH 20 MM. FITTING IN PIEZO ULTRASONIC MACHINE | DENTAL GENERAL SUPPLIES
2209 | 4215150074500 | REAMER WITH ALTERNATING CUTTING EDGES NITI ROTARY FILE WITH EXCLUSIVE ROUNDED SAFETY TIP WITH TRIANGULAR CROSS SECTION BR4350.04 TAPER LENGTH 21 MM | DENTAL GENERAL SUPPLIES
2210 | 4215150074600 | ROTARY FILE: 3 D SHAPER FEATURES MAXWIRE NITI TECHNOLOGY WHICH ALLOWS THE INSTRUMENT TO EXPAND ONCE INTRODUCED TO BODY TEMPERATURE WITH MAXIMUM FLEXIBILITY AND RESISTANCE TO CYCLIC FATIGUE. SIZE 30 . 04 TAPER LENGTH 21 MM | DENTAL GENERAL SUPPLIES
2211 | 4215150074700 | ROTARY FILE: 3 D SHAPER FEATURES MAXWIRE NITI TECHNOLOGY WHICH ALLOWS THE INSTRUMENT TO EXPAND ONCE INTRODUCED TO BODY TEMPERATURE WITH MAXIMUM FLEXIBILITY AND RESISTANCE TO CYCLIC FATIGUE. SIZE 30 . 04 TAPER LENGTH 25 MM | DENTAL GENERAL SUPPLIES
2212 | 4215150074800 | ROTARY FILE: 3 D SHAPER FEATURES MAXWIRE NITI TECHNOLOGY WHICH ALLOWS THE INSTRUMENT TO EXPAND ONCE INTRODUCED TO BODY TEMPERATURE WITH MAXIMUM FLEXIBILITY AND RESISTANCE TO CYCLIC FATIGUE. SIZE 30 . 04 TAPER LENGTH 31 MM | DENTAL GENERAL SUPPLIES
2213 | 4215150074900 | BUR: DIAMOND FG, INTERPROXIMAL, MEDIUM GRIT, SHORT, 0.39 MM SAFE TIP, ISO#806 - 313 - 465 - 524 - 016 | DENTAL GENERAL SUPPLIES
2214 | 4215150075100 | CONTOURED MICRO ETCHED UR FIRST MOLAR BONDABLE BASE SINGLE BUCCAL TUBE FUNNELED MESIAL SLOT MBT RX #0.022 MED | DENTAL GENERAL SUPPLIES
2215 | 4215150075200 | BUR CARBIDE RA MEDIUM ROUND FOR IMPLANT 2.3 MM, ISO 500 - 204 - 001 - 001 - 023 | DENTAL GENERAL SUPPLIES
2216 | 4215150075300 | HIGH-SPEED FG INTERPROXIMAL BUR KIT: INCLUDES 2 EACH OF MEDIUM <(>&<)> FINE GRIT (LONG <(>&<)> SHORT) 2 FINE GRIT MOSQUITO BURS.FG-TYPE BURS SUITABLE FOR INTERPROXIMAL REDUCTION AND CONTOURING PROCEDURES.SUPPLIED WITH AN AUTOCLAVABLE BUR BLOCK FOR SAFE STORAGE AND STERILIZATION | DENTAL GENERAL SUPPLIES
2217 | 4215150075500 | DIAMOND BUR - 847 D FG (FRICTION GRIP) ISO 806 - 314 - 177 - 524 - 016 | DENTAL GENERAL SUPPLIES
2218 | 4215150075800 | DIAMOND BUR 801 HP #150 ISO 806 - 104 - 001 - 524 - 021 | DENTAL GENERAL SUPPLIES
2219 | 4215150075900 | DIAMOND BUR 822 HP 150 ISO 806 - 104 - 042 - 524 - 060 | DENTAL GENERAL SUPPLIES
2220 | 4215150077200 | GUTTA PERCHA POINTS VARIABLE TAPER DESIGNED TO MATCH WITH ROTARY SYSTEM SIZE X4 ONE EACH (EA)=ONE (1) PACK | DENTAL GENERAL SUPPLIES
2221 | 4215150077300 | GUTTA PERCHA POINTS VARIABLE TAPER DESIGNED TO MATCH WITH ROTARY SYSTEM SIZE X5 ONE EACH (EA)=ONE (1) PACK | DENTAL GENERAL SUPPLIES
2222 | 4215150077500 | NON SURGICAL ULTRASONIC ENDODONTIC TIPS (TITANIUM) REMOVING OBTURATION MATERIALS. AND BROKEN INSTRUMENTS. ENDO TIP SIZE 6 LENGTH 20 MM FITTING IN PIEZO ULTRASONIC MACHINE | DENTAL GENERAL SUPPLIES
2223 | 4215150077600 | NON SURGICAL ULTRASONIC ENDODONTIC TIPS COATED WITH DIAMOND OR ZIRCONIUM NITRIDE. ENDO TIPS SIZE 2 LENGTH 17 MM. FITTING IN PIEZO ULTRASONIC MACHINE | DENTAL GENERAL SUPPLIES
2224 | 4215150077800 | ROTARY FILE: 3 D FINISHER MAXWIRE NITI TECHNOLOGY WHICH ALLOWS THE INSTRUMENT TO EXPAND ONCE INTRODUCED TO BODY TEMPERATURE WITH MAXIMUM FLEXIBILITY AND RESISTANCE TO CYCLIC FATIGUE.ISO (NO TAPER) SIZE 25 . 00 TAPER LENGTH 21 MM | DENTAL GENERAL SUPPLIES
2225 | 4215150077900 | ROTARY FILE: 3 D FINISHER MAXWIRE NITI TECHNOLOGY WHICH ALLOWS THE INSTRUMENT TO EXPAND ONCE INTRODUCED TO BODY TEMPERATURE WITH MAXIMUM FLEXIBILITY AND RESISTANCE TO CYCLIC FATIGUE.ISO (NO TAPER) SIZE 25 . 00 TAPER LENGTH 25 MM | DENTAL GENERAL SUPPLIES
2226 | 4215150078000 | ROTARY FILE: 3 D FINISHER MAXWIRE NITI TECHNOLOGY WHICH ALLOWS THE INSTRUMENT TO EXPAND ONCE INTRODUCED TO BODY TEMPERATURE WITH MAXIMUM FLEXIBILITY AND RESISTANCE TO CYCLIC FATIGUE.ISO (NO TAPER) SIZE 30 . 00 TAPER LENGTH 21 MM | DENTAL GENERAL SUPPLIES
2227 | 4215150078100 | ROTARY FILE: 3 D FINISHER MAXWIRE NITI TECHNOLOGY WHICH ALLOWS THE INSTRUMENT TO EXPAND ONCE INTRODUCED TO BODY TEMPERATURE WITH MAXIMUM FLEXIBILITY AND RESISTANCE TO CYCLIC FATIGUE.ISO (NO TAPER) SIZE 30 . 00 TAPER LENGTH 25 MM | DENTAL GENERAL SUPPLIES
2228 | 4215150078200 | CONTOURED MICRO ETCHED LR SECOND MOLAR BONDABLE BASE SINGLE BUCCAL TUBE FUNNELED MESIAL SLOT MBT RX #0.022 MED | DENTAL GENERAL SUPPLIES
2229 | 4215150078500 | MICRO - SURGICAL SCISSORS FOR MICRO SUTURING | DENTAL GENERAL SUPPLIES
2230 | 4215150081300 | NITI FILES HAND FILE ASSORTMENT (15 - 40) 21 MM ONE EACH (EA)=ONE (1) PACK | DENTAL GENERAL SUPPLIES
2231 | 4215150081400 | NITI FILES HAND FILE ASSORTMENT (15 - 40) 25 MM ONE EACH (EA)=ONE (1) PACK | DENTAL GENERAL SUPPLIES
2232 | 4215150081500 | CASSETTE FOR 22 INSTRUMENTS STAINLESS STEEL | DENTAL GENERAL SUPPLIES
2233 | 4215150081600 | NITI FILES HAND FILE ASSORTMENT (15 - 40) 31 MM ONE EACH (EA)=ONE (1) PACK | DENTAL GENERAL SUPPLIES
2234 | 4215150081800 | PROPHY POWDER CLEANING FOR EMS MACHINE OR EQUIVALENT 40 G | DENTAL GENERAL SUPPLIES
2235 | 4215150081900 | NITI FILES HAND FILE ASSORTMENT (45 - 80) 21 MM ONE EACH (EA)=ONE (1) PACK | DENTAL GENERAL SUPPLIES
2236 | 4215150082000 | NITI FILES HAND FILE ASSORTMENT (45 - 80) 25 MM ONE EACH (EA)=ONE (1) PACK | DENTAL GENERAL SUPPLIES
2237 | 4215150082100 | NITI FILES HAND FILE ASSORTMENT (45 - 80) 31 MM ONE EACH (EA)=ONE (1) PACK | DENTAL GENERAL SUPPLIES
2238 | 4215150082300 | BUR CARBIDE FG ROUND #7 ISO 500 - 314 - 001 - 001 - 021 | DENTAL GENERAL SUPPLIES
2239 | 4215150082500 | DIAMOND DISC 918 D HP 180 ISO 806-104-335-524-220.. | SUPPLEMENTARY DENTAL SUPPLIES
2240 | 4215150082600 | BUR CARBIDE RA EXTRA LARGE ROUND, HEAD DIAMETER 3.1 MM ISO 500 - 204 - 001 - 001 - 031 | DENTAL GENERAL SUPPLIES
2241 | 4215150082700 | BRACKET BONDABLE MAXILLARY (UPPER) CENTRAL LEFT INCISOR 0.022 IN SLOT ROTH PRESCRIPTION | DENTAL GENERAL SUPPLIES
2242 | 4215150082800 | DENTAL DAM STABILIZING CORD - LATEX, SIZE SMALL | DENTAL GENERAL SUPPLIES
2243 | 4215150083000 | BRACKET BONDABLE MAXILLARY (UPPER) CENTRAL RIGHT INCISOR 0.022 IN SLOT ROTH PRESCRIPTION | DENTAL GENERAL SUPPLIES
2244 | 4215150083100 | DIAMOND DISC 947 D HP 180 ISO 806-104-389-514-190.. | SUPPLEMENTARY DENTAL SUPPLIES
2245 | 4215150083300 | DENTAL DAM STABILIZING CORD - NON LATEX, SIZE SMALL | DENTAL GENERAL SUPPLIES
2246 | 4215150083500 | CASSETTE FOR 10 INSTRUMENTS STAINLESS STEEL | DENTAL GENERAL SUPPLIES
2247 | 4215150083600 | CASSETTE FOR 15 INSTRUMENTS STAINLESS STEEL | DENTAL GENERAL SUPPLIES
2248 | 4215150083700 | CASSETTE FOR 25 INSTRUMENTS STAINLESS STEEL | DENTAL GENERAL SUPPLIES
2249 | 4215150084000 | CONTOURED MICRO ETCHED UR SECOND MOLAR BONDABLE BASE SINGLE BUCCAL TUBE FUNNELED MESIAL SLOT MBT RX #0.022 MED | DENTAL GENERAL SUPPLIES
2250 | 4215150084100 | BUR CARBIDE HP EXCAVATING CROSSCUT FISSURE STRAIGHT #559 ISO 500 - 104 - 107 - 007 - 014 | DENTAL GENERAL SUPPLIES
2251 | 4215150084200 | BUR CARBIDE RA EXCAVATING CROSSCUT FISSURE STRAIGHT #557 ISO 500 - 204 - 107 - 007 - 010 | DENTAL GENERAL SUPPLIES
2252 | 4215150085000 | K-FILE STAINLESS STEEL PRE-INSERTED SILICONE STOPS LENGTH 31 MM SIZE 45 ONE EACH (EA) = ONE (1) PACK | DENTAL GENERAL SUPPLIES
2253 | 4215150085300 | K-FILE STAINLESS STEEL PRE-INSERTED SILICONE STOPS LENGTH 31 MM SIZE 60 ONE EACH (EA) = ONE (1) PACK | DENTAL GENERAL SUPPLIES
2254 | 4215150085400 | K-FILE STAINLESS STEEL PRE-INSERTED SILICONE STOPS LENGTH 31 MM SIZE 70 ONE EACH (EA) = ONE (1) PACK | DENTAL GENERAL SUPPLIES
2255 | 4215150085500 | K-FILE STAINLESS STEEL PRE-INSERTED SILICONE STOPS LENGTH 31 MM SIZE 80 ONE EACH (EA) = ONE (1) PACK | DENTAL GENERAL SUPPLIES
2256 | 4215150085800 | DIAMOND BURS:805 L HP # ISO 806 - 104 - 012 - 524 - 027 | DENTAL GENERAL SUPPLIES
2257 | 4215150085900 | DIAMOND BURS:854 L HP # ISO 806 - 104 - 184 - 524 - 040 | DENTAL GENERAL SUPPLIES
2258 | 4215150086000 | DIAMOND BURS:879 L HP #ISO 806 - 104 - 266 - 524 - 060 | DENTAL GENERAL SUPPLIES
2259 | 4215150086600 | PREMIXED BIOCERAMIC ROOT CANAL INJECTABLE SEALER COMPOSED OF ZIRCONIUM OXIDE TRICALCIUM SILICATE DICALCIUM SILICATE TANTALUM PENTAOXIDE AND CALCIUM SULPHATE ALUMINUM FREE ANTIBACTERIAL BIOACTIVE AND OSTEOGENIC NON TOXIC PACKED IN SYRINGE | DENTAL GENERAL SUPPLIES
2260 | 4215150086800 | BUR CARBIDE RA EXCAVATING CROSSCUT FISSURE STRAIGHT #558 ISO 500 - 204 - 107 - 007 - 012 | DENTAL GENERAL SUPPLIES
2261 | 4215150089400 | SELF CURE, BIS-ACRYLIC RESIN, TEMPORARY CROWN AND BRIDGE MATERIAL SHADE A2 (AUTOMIX) FOR GUN TYPE WITH TIPS | DENTAL GENERAL SUPPLIES
2262 | 4215150089500 | PREMIXED BIOCERAMIC ROOT REPAIR ENDODONTIC CONDENSABLE PUTTY MATERIAL COMPOSED OF ZIRCONIUM OXIDE TRICALCIUM SILICATE DICALCIUM SILICATE TANTALUM PENTAOXIDE AND CALCIUM SULPHATE ALUMINUM FREE ANTIBACTERIAL BIOACTIVE AND OSTEOGENIC NON TOXIC REGULAR SETTING TIME PACKED IN JAR | DENTAL GENERAL SUPPLIES
2263 | 4215150089600 | BUR CARBIDE HP CUTTERS #ISO, 500 - 104 - 225 - 190 - 023 | DENTAL GENERAL SUPPLIES
2264 | 4215150089700 | CONTOURED MICRO ETCHED UL FIRST MOLAR BONDABLE BASE SINGLE BUCCAL TUBE FUNNELED MESIAL SLOT MBT RX #0.022 MED | DENTAL GENERAL SUPPLIES
2265 | 4215150089900 | BRACKET SELF LIGATING PASSIVE TYPE MANDIBULAR (LOWER) RIGHT CANINE BRACKET 0.022 IN SLOT | DENTAL GENERAL SUPPLIES
2266 | 4215150090000 | BRACKET SELF LIGATING PASSIVE TYPE MAXILLARY (UPPER) RIGHT CANINE BRACKET 0.022 IN SLOT | DENTAL GENERAL SUPPLIES
2267 | 4215150090300 | CONTOURED MICRO ETCHED UL FIRST MOLAR BONDABLE BASE SINGLE BUCCAL TUBE FUNNELED MESIAL SLOT ROTH RX #0.022 MED | DENTAL GENERAL SUPPLIES
2268 | 4215150090600 | BRACKET SELF LIGATING PASSIVE TYPE MANDIBULAR (LOWER) LEFT CENTRAL INCISOR BRACKET 0.022 IN SLOT | DENTAL GENERAL SUPPLIES
2269 | 4215150090900 | BRACKET SELF LIGATING PASSIVE TYPE MANDIBULAR (LOWER) LEFT PREMOLAR BRACKET 0.022 IN SLOT | DENTAL GENERAL SUPPLIES
2270 | 4215150091000 | BRACKET SELF LIGATING PASSIVE TYPE MANDIBULAR (LOWER) RIGHT PREMOLAR BRACKET 0.022 IN SLOT | DENTAL GENERAL SUPPLIES
2271 | 4215150091100 | BRACKET SELF LIGATING PASSIVE TYPE MAXILLARY (UPPER) LEFT PREMOLAR BRACKET 0.022 IN SLOT | DENTAL GENERAL SUPPLIES
2272 | 4215150091200 | BRACKET SELF LIGATING PASSIVE TYPE MAXILLARY (UPPER) RIGHT PREMOLAR BRACKET 0.022 IN SLOT | DENTAL GENERAL SUPPLIES
2273 | 4215150092100 | BRACKET SELF LIGATING PASSIVE TYPE MANDIBULAR (LOWER) LEFT CANINE BRACKET 0.022 IN SLOT | DENTAL GENERAL SUPPLIES
2274 | 4215150092200 | BRACKET SELF LIGATING PASSIVE TYPE MAXILLARY (UPPER) LEFT CANINE BRACKET 0.022 IN SLOT | DENTAL GENERAL SUPPLIES
2275 | 4215150092600 | ENDODONTICS ULTRASONIC BUC ASSORTED TIPS (BUC1 - BUC 3 A) | DENTAL GENERAL SUPPLIES
2276 | 4215150093200 | BRACKET SELF LIGATING PASSIVE TYPE MAXILLARY (UPPER) LEFT LATERAL INCISOR BRACKET 0.022 IN SLOT | DENTAL GENERAL SUPPLIES
2277 | 4215150093300 | BRACKET SELF LIGATING PASSIVE TYPE MAXILLARY (UPPER) RIGHT LATERAL INCISOR BRACKET 0.022 IN SLOT | DENTAL GENERAL SUPPLIES
2278 | 4215150093600 | BUR CARBIDE RA INVERTED CONE ISO NO: 500204010001 - 012 | DENTAL GENERAL SUPPLIES
2279 | 4215150093700 | BRACKET SELF LIGATING ACTIVE TYPE MANDIBULAR (LOWER) INCISOR 0.022 IN SLOT | DENTAL GENERAL SUPPLIES
2280 | 4215150093900 | BUR CARBIDE HP DOMED FISSURE CUTTERS #ISO, 500 - 104 - 137 - 190 - 023 | DENTAL GENERAL SUPPLIES
2281 | 4215150094400 | CONTOURED MICRO ETCHED LL FIRST MOLAR BONDABLE BASE SINGLE BUCCAL TUBE FUNNELED MESIAL SLOT MBT RX #0.022 MED | DENTAL GENERAL SUPPLIES
2282 | 4215150095000 | BRACKET SELF LIGATING ACTIVE TYPE MANDIBULAR (LOWER) RIGHT PREMOLAR BRACKET 0.022 IN SLOT | DENTAL GENERAL SUPPLIES
2283 | 4215150095200 | BRACKET SELF LIGATING ACTIVE TYPE MAXILLARY (UPPER) LEFT PREMOLAR BRACKET 0.022 IN SLOT | DENTAL GENERAL SUPPLIES
2284 | 4215150095300 | BRACKET SELF LIGATING ACTIVE TYPE MAXILLARY (UPPER) RIGHT PREMOLAR BRACKET 0.022 IN SLOT | DENTAL GENERAL SUPPLIES
2285 | 4215150095400 | BUR CARBIDE FG EXTRA LONG TAPER #7664 ISO 500 - 314 - 198 OR (197) - 072 - 014 | DENTAL GENERAL SUPPLIES
2286 | 4215150095700 | BRACKET SELF LIGATING PASSIVE TYPE MAXILLARY (UPPER) LEFT CENTRAL INCISOR BRACKET 0.022 IN SLOT | DENTAL GENERAL SUPPLIES
2287 | 4215150095800 | BRACKET SELF LIGATING PASSIVE TYPE MAXILLARY (UPPER) RIGHT CENTRAL INCISOR BRACKET 0.022 IN SLOT | DENTAL GENERAL SUPPLIES
2288 | 4215150095900 | 0.5% SODIUM HYPOCHLORIDE CANAL IRRIGATION SOLUTION 200 ML | DENTAL GENERAL SUPPLIES
2289 | 4215150096000 | BUR DIAMOND FG INTERPROXIMAL FINE GRIT SHORT 0.39 MM SAFE TIP ISO 806 - 314 - 465 - 514 - 016 | DENTAL GENERAL SUPPLIES
2290 | 4215150096100 | CONTOURED MICRO ETCHED LL SECOND MOLAR BONDABLE BASE SINGLE BUCCAL TUBE FUNNELED MESIAL SLOT MBT RX #0.022 MED | DENTAL GENERAL SUPPLIES
2291 | 4215150096200 | CONTOURED MICRO ETCHED UL SECOND MOLAR BONDABLE BASE SINGLE BUCCAL TUBE FUNNELED MESIAL SLOT MBT RX #0.022 MED | DENTAL GENERAL SUPPLIES
2292 | 4215150096500 | BRACKET SELF LIGATING ACTIVE TYPE MANDIBULAR (LOWER) LEFT CANINE BRACKET 0.022 IN SLOT | DENTAL GENERAL SUPPLIES
2293 | 4215150096600 | BRACKET SELF LIGATING ACTIVE TYPE MAXILLARY (UPPER) LEFT CANINE BRACKET 0.022 IN SLOT | DENTAL GENERAL SUPPLIES
2294 | 4215150097500 | BRACKET SELF LIGATING ACTIVE TYPE MANDIBULAR (LOWER) LEFT PREMOLAR BRACKET 0.022 IN SLOT | DENTAL GENERAL SUPPLIES
2295 | 4215150097900 | BRACKET SELF LIGATING ACTIVE TYPE MAXILLARY (UPPER) LATERAL LEFT ANTERIOR INCISOR BRACKET 0.022 IN SLOT | DENTAL GENERAL SUPPLIES
2296 | 4215150098000 | DROP IN HOOKS FOR PASSIVE TYPE SELF LIGATING BRACKETS UPPER/LOWER ( 5 - 5) 30 PIECE | DENTAL GENERAL SUPPLIES
2297 | 4215150098700 | COATING FOR GLASS IONOMER COMPOSITE AND TEMPORARY RESTORATIONS | DENTAL GENERAL SUPPLIES
2298 | 4215150098800 | BUR WHITE STONE FG ROUND SHAPE #601 ISO 635 - 314 - 001 - 505 - 030 | DENTAL GENERAL SUPPLIES
2299 | 4215150099000 | BRACKET SELF LIGATING ACTIVE TYPE MANDIBULAR (LOWER) RIGHT CANINE BRACKET 0.022 IN SLOT | DENTAL GENERAL SUPPLIES
2300 | 4215150099100 | BRACKET SELF LIGATING ACTIVE TYPE MAXILLARY (UPPER) RIGHT CANINE BRACKET 0.022 IN SLOT | DENTAL GENERAL SUPPLIES
2301 | 4215150099700 | BRACKET SELF LIGATING ACTIVE TYPE MAXILLARY (UPPER) LATERAL RIGHT ANTERIOR INCISOR BRACKET 0.022 IN SLOT | DENTAL GENERAL SUPPLIES
2302 | 4215150099900 | BUR CARBIDE HP FLAT END TAPER CUTTERS #ISO, 500 - 104 - 171 - 006 - 016 | DENTAL GENERAL SUPPLIES
2303 | 4215150100700 | BUR WHITE STONE RA ROUND SHAPE #601 ISO 635 - 204 - 001 - 505 - 030 | DENTAL GENERAL SUPPLIES
2304 | 4215150101100 | BRACKET SELF LIGATING ACTIVE TYPE MAXILLARY (UPPER) CENTRAL RIGHT ANTERIOR INCISOR BRACKET 0.022 IN SLOT | DENTAL GENERAL SUPPLIES
2305 | 4215150101400 | MOUTH MIRROR NON-MAGNIFYING PLANE SURFACE SIMPLE STEM AUTOCLAVABLE STAINLESS STEEL SIZE 6 | DENTAL GENERAL SUPPLIES
2306 | 4215150101500 | BUR WHITE STONE FG FLAME SHAPE #661 ISO 635 - 314 - 288 - 505 - (025 OR 030) | DENTAL GENERAL SUPPLIES
2307 | 4215150101600 | BUR WHITE STONE FG TAPER SHAPE FLAT END #649 ISO 635 - 314 - 171 - 505 - (FROM 025 TO 028) | DENTAL GENERAL SUPPLIES
2308 | 4215150103000 | RUBBER DAM CLAMP SATIN STEEL FLAT NARROW JAWS FOR SMALL UPPER MOLARS SIZE W4 | DENTAL GENERAL SUPPLIES
2309 | 4215150103400 | BUR: STONE FG (FRICTION GRIP) CYLINDRICAL SHAPE FOR REMOVAL OF ADHESIVE RESIDUE, #ISO 635-314-297-505-025 | DENTAL GENERAL SUPPLIES
2310 | 4215150103600 | BRACKET SELF LIGATING PASSIVE TYPE MANDIBULAR (LOWER) INCISOR BRACKET 0.022 INCH SLOT | DENTAL GENERAL SUPPLIES
2311 | 4215150104100 | ENDODONTICS ULTRASONIC TIPS ASSORTED (START - X 1 - START - X 5) .COMPATIBLE OR EQUIVALENT WITH SATELEC TYPE | DENTAL GENERAL SUPPLIES
2312 | 4215150104200 | BRACKET BONDABLE MAXILLARY (UPPER) CENTRAL LEFT INCISOR 0.018 IN SLOT MBT PRESCRIPTION | DENTAL GENERAL SUPPLIES
2313 | 4215150104300 | BRACKET BONDABLE MAXILLARY (UPPER) CENTRAL LEFT INCISOR 0.022 IN SLOT MBT PRESCRIPTION | DENTAL GENERAL SUPPLIES
2314 | 4215150104400 | BUR WHITE STONE RA FLAME SHAPE #661 ISO 635 - 204 - 288 - 505 - (FROM 025 TO 028) | DENTAL GENERAL SUPPLIES
2315 | 4215150104500 | BUR: STONE, LATCHED COARSE, TAPER, SHAPE, FOR REMOVAL OF ADHESIVE RESIDUE,#ISO 635-204-161-505-025 | DENTAL GENERAL SUPPLIES
2316 | 4215150104800 | BRACKET BONDABLE MAXILLARY (UPPER) CENTRAL RIGHT INCISOR 0.018 IN SLOT MBT PRESCRIPTION | DENTAL GENERAL SUPPLIES
2317 | 4215150104900 | BRACKET BONDABLE MAXILLARY (UPPER) CENTRAL RIGHT INCISOR 0.022 IN SLOT MBT PRESCRIPTION | DENTAL GENERAL SUPPLIES
2318 | 4215150105000 | BRACKET BONDABLE MAXILLARY (UPPER) LATERAL INCISOR LEFT 0.018 IN SLOT MBT PRESCRIPTION | DENTAL GENERAL SUPPLIES
2319 | 4215150105100 | BRACKET BONDABLE MAXILLARY (UPPER) LATERAL INCISOR LEFT 0.022 IN SLOT MBT PRESCRIPTION | DENTAL GENERAL SUPPLIES
2320 | 4215150105200 | MIRROR FOR ORAL PHOTOGRAPH ADULT SS OCCLUSAL DOUBLE SIDE ROUND EDGES | DENTAL GENERAL SUPPLIES
2321 | 4215150105400 | TRIPLE - ANGLE « RETRO » NEEDLE (1 PEEK PLUNGER INCLUDED) SIZE 1 RIGHT RED 1.10 | DENTAL GENERAL SUPPLIES
2322 | 4215150105500 | BRACKET BONDABLE MAXILLARY (UPPER) CUSPIDS LEFT 0.018 IN SLOT WITH HOOK MBT PRESCRIPTION | DENTAL GENERAL SUPPLIES
2323 | 4215150105600 | BRACKET BONDABLE MAXILLARY (UPPER) CUSPIDS LEFT 0.022 IN SLOT WITH HOOK MBT PRESCRIPTION | DENTAL GENERAL SUPPLIES
2324 | 4215150105700 | BRACKET BONDABLE MAXILLARY (UPPER) LATERAL INCISOR RIGHT 0.018 IN SLOT MBT PRESCRIPTION | DENTAL GENERAL SUPPLIES
2325 | 4215150105800 | BRACKET BONDABLE MAXILLARY (UPPER) LATERAL INCISOR RIGHT 0.022 IN SLOT MBT PRESCRIPTION | DENTAL GENERAL SUPPLIES
2326 | 4215150106200 | BRACKET BONDABLE MANDIBULAR (LOWER) CUSPIDS LEFT 0.018 IN SLOT WITH HOOK MBT PRESCRIPTION | DENTAL GENERAL SUPPLIES
2327 | 4215150106300 | BRACKET BONDABLE MANDIBULAR (LOWER) CUSPIDS LEFT 0.022 IN SLOT WITH HOOK MBT PRESCRIPTION | DENTAL GENERAL SUPPLIES
2328 | 4215150106400 | BRACKET BONDABLE MAXILLARY (UPPER) CUSPIDS RIGHT 0.018 IN SLOT WITH HOOK MBT PRESCRIPTION | DENTAL GENERAL SUPPLIES
2329 | 4215150106500 | BRACKET BONDABLE MAXILLARY (UPPER) CUSPIDS RIGHT 0.022 IN SLOT WITH HOOK MBT PRESCRIPTION | DENTAL GENERAL SUPPLIES
2330 | 4215150106600 | BUR: STONE, LATCHED COARSE, CYLINDRICAL SHAPE, FOR REMOVAL OF ADHESIVE RESIDUE#ISO 635-204-110-505-025 | DENTAL GENERAL SUPPLIES
2331 | 4215150106700 | FILE H ENDODONTIC SS WITH PRE - INSERTED SILICONE STOPS SIZE 100 LENGTH 21 MM ONE EACH (EA)=ONE (1) PACK | DENTAL GENERAL SUPPLIES
2332 | 4215150107600 | BRACKET BONDABLE MANDIBULAR (LOWER) CUSPIDS RIGHT 0.018 IN SLOT WITH HOOK MBT PRESCRIPTION | DENTAL GENERAL SUPPLIES
2333 | 4215150107700 | BRACKET BONDABLE MANDIBULAR (LOWER) CUSPIDS RIGHT 0.022 IN SLOT WITH HOOK MBT PRESCRIPTION | DENTAL GENERAL SUPPLIES
2334 | 4215150107800 | MIRROR FOR ORAL PHOTOGRAPH CHILDREN SS OCCLUSAL DOUBLE SIDE ROUND EDGES | DENTAL GENERAL SUPPLIES
2335 | 4215150108400 | TRIPLE - ANGLE « RETRO » NEEDLE (1 PEEK PLUNGER INCLUDED) SIZE 0 RIGHT YELLOW 0.90 | DENTAL GENERAL SUPPLIES
2336 | 4215150108500 | BRACKET BONDABLE MANDIBULAR (LOWER) INCISOR 0.018 IN SLOT MBT PRESCRIPTION | DENTAL GENERAL SUPPLIES
2337 | 4215150108600 | BRACKET BONDABLE MANDIBULAR (LOWER) INCISOR 0.022 IN SLOT MBT PRESCRIPTION | DENTAL GENERAL SUPPLIES
2338 | 4215150109100 | DENTAL IMPLANT CONNECTION ABUTMENT REPLICA MULTI - UNIT.. | SUPPLEMENTARY DENTAL SUPPLIES
2339 | 4215150109800 | ENDODONTICS ULTRASONIC PULP CHAMBER FLOOR TIP M3 X 0.6 MM START - X 5. SATELEC TYPE | DENTAL GENERAL SUPPLIES
2340 | 4215150110000 | BUR: CARBIDE FG (FRICTION GRIP) COARSE 12 FLUTED FLAME SHAPED FOR OF ADHESIVE RESIDUE | DENTAL GENERAL SUPPLIES
2341 | 4215150110100 | BUR: CARBIDE FG (FRICTION GRIP) COARSE 12 FLUTED TAPER SHAPED FOR OF ADHESIVE RESIDUE | DENTAL GENERAL SUPPLIES
2342 | 4215150110300 | ENDODONTICS ULTRASONIC MB2 CANAL SCOUTER TIP M 3 X 0.6 MM START - X 2, COMPATIBLE OR EQUIVALENT WITH SATELEC TYPE | DENTAL GENERAL SUPPLIES
2343 | 4215150110400 | ENDODONTICS ULTRASONIC. METAL POST TIP M3 X 0.6 MM START - X 4.COMPATIBLE OR EQUIVALENT WITH SATELEC TYPE | DENTAL GENERAL SUPPLIES
2344 | 4215150113500 | MOUTH MIRROR NON-MAGNIFYING FRONT SURFACE (RADIUM COATED) SIMPLE STEM AUTOCLAVABLE STAINLESS STEEL SIZE 6 | DENTAL GENERAL SUPPLIES
2345 | 4215150115400 | BRACKET BONDABLE MAXILLARY LATERAL INCISOR LEFT 0.022 IN SLOT MBT PRESCRIPTION LOW PROFILE | DENTAL GENERAL SUPPLIES
2346 | 4215150115800 | BUR: CARBIDE, LATCHED COARSE, 12 FLUTED, FLAME SHAPED, FOR OF ADHESIVE RESIDUE | DENTAL GENERAL SUPPLIES
2347 | 4215150116000 | BRACKET BONDABLE MAXILLARY CUSPIDS LEFT 0.022 IN SLOT WITH HOOK MBT PRESCRIPTION LOW PROFILE | DENTAL GENERAL SUPPLIES
2348 | 4215150116100 | BRACKET BONDABLE MAXILLARY LATERAL INCISOR RIGHT 0.022 IN SLOT MBT PRESCRIPTION LOW PROFILE | DENTAL GENERAL SUPPLIES
2349 | 4215150116200 | BRACKET BONDABLE MAXILLARY (UPPER) BICUSPIDS (PREMOLARS) LEFT 0.018 IN SLOT WITH HOOK MBT PRESCRIPTION | DENTAL GENERAL SUPPLIES
2350 | 4215150116300 | BRACKET BONDABLE MAXILLARY (UPPER) BICUSPIDS (PREMOLARS) LEFT 0.022 IN SLOT WITH HOOK MBT PRESCRIPTION | DENTAL GENERAL SUPPLIES
2351 | 4215150116400 | ENDODONTICS ULTRASONIC CANAL OPENINGS SCOUTER TIP M3 X 0.6 MM START - X 3, COMPATIBLE OR EQUIVALENT WITH SATELEC TYPE | DENTAL GENERAL SUPPLIES
2352 | 4215150116600 | BRACKET BONDABLE MANDIBULAR CUSPIDS LEFT 0.022 IN SLOT WITH HOOK MBT PRESCRIPTION LOW PROFILE | DENTAL GENERAL SUPPLIES
2353 | 4215150116800 | BRACKET BONDABLE MAXILLARY CUSPIDS RIGHT 0.022 IN SLOT WITH HOOK MBT PRESCRIPTION LOW PROFILE | DENTAL GENERAL SUPPLIES
2354 | 4215150116900 | BRACKET BONDABLE MAXILLARY (UPPER) BICUSPIDS (PREMOLARS) RIGHT 0.018 IN SLOT WITH HOOK MBT PRESCRIPTION | DENTAL GENERAL SUPPLIES
2355 | 4215150117000 | BRACKET BONDABLE MAXILLARY (UPPER) BICUSPIDS (PREMOLARS) RIGHT 0.022 IN SLOT WITH HOOK MBT PRESCRIPTION | DENTAL GENERAL SUPPLIES
2356 | 4215150117100 | BRACKET BONDABLE MANDIBULAR (LOWER) BICUSPIDS (PREMOLARS) LEFT 0.018 IN SLOT WITH HOOK MBT PRESCRIPTION | DENTAL GENERAL SUPPLIES
2357 | 4215150117200 | BRACKET BONDABLE MANDIBULAR BICUSPIDS (PREMOLARS) LEFT 0.022 IN SLOT WITH HOOK MBT PRESCRIPTION | DENTAL GENERAL SUPPLIES
2358 | 4215150117300 | CRIMPABLE STOPS FOR 0.018 INCH SLOT CRIMPS TO ROUND OR RECTANGULAR ARCHWIRES UP TO 0.018 X 0.022 INCH | DENTAL GENERAL SUPPLIES
2359 | 4215150117400 | CRIMPABLE STOPS FOR 0.022 INCH SLOT CRIMPS TO ROUND OR RECTANGULAR ARCHWIRES UP TO 0.022 X 0.025 INCH | DENTAL GENERAL SUPPLIES
2360 | 4215150118100 | BRACKET BONDABLE MANDIBULAR CUSPIDS RIGHT 0.022 IN SLOT WITH HOOK MBT PRESCRIPTION LOW PROFILE | DENTAL GENERAL SUPPLIES
2361 | 4215150118400 | BRACKET BONDABLE MANDIBULAR (LOWER) BICUSPIDS (PREMOLARS) RIGHT 0.018 IN SLOT WITH HOOK MBT PRESCRIPTION | DENTAL GENERAL SUPPLIES
2362 | 4215150118500 | BRACKET BONDABLE MANDIBULAR (LOWER) BICUSPIDS (PREMOLARS) RIGHT 0.022 IN SLOT WITH HOOK MBT PRESCRIPTION | DENTAL GENERAL SUPPLIES
2363 | 4215150118600 | BRACKET BONDABLE MAXILLARY CENTRAL LEFT INCISOR 0.022 INCH SLOT MBT PRESCRIPTION LOW PROFILE | DENTAL GENERAL SUPPLIES
2364 | 4215150119400 | BRACKET BONDABLE MAXILLARY CENTRAL RIGHT INCISOR 0.022 IN SLOT MBT PRESCRIPTION LOW PROFILE | DENTAL GENERAL SUPPLIES
2365 | 4215150120500 | MOSQUITO FORCEPS WITH HOOK, CURVED POSITIVE LOCKING MECHANISM ON THE REAR OF THE HANDLES | DENTAL GENERAL SUPPLIES
2366 | 4215150120700 | BRACKET DEBONDING PLIERS STERILIZABLE FOR OF BRACKET AND BONDING ADHESIVE 45 ANGLED TIPS | DENTAL GENERAL SUPPLIES
2367 | 4215150120800 | ENDODONTIC FINGER SPREADER, SS, WITH PLASTIC HANDLE, LENGTH 25 MM, SIZE 15 - 40 ASSORTED | DENTAL GENERAL SUPPLIES
2368 | 4215150121200 | ENDODONTICS ULTRASONIC ACCESS CAVITY WALL REFINEMENT TIP M3 X 0.6 MM START - X 1.COMPATIBLE OR EQUIVALENT WITH SATELEC TYPE | DENTAL GENERAL SUPPLIES
2369 | 4215150121500 | MOSQUITO FORCEPS WITHOUT HOOK, CURVED POSITIVE LOCKING MECHANISM ON THE REAR OF THE HANDLES | DENTAL GENERAL SUPPLIES
2370 | 4215150123800 | BRACKET BONDABLE MAXILLARY BICUSPIDS (PREMOLARS) LEFT 0.022 IN SLOT WITH HOOK MBT PRESCRIPTION LOW PROFILE | DENTAL GENERAL SUPPLIES
2371 | 4215150124300 | BRACKET BONDABLE MAXILLARY BICUSPIDS (PREMOLARS) RIGHT 0.022 IN SLOT WITH HOOK MBT PRESCRIPTION LOW PROFILE | DENTAL GENERAL SUPPLIES
2372 | 4215150124600 | BRACKET BONDABLE MANDIBULAR BICUSPIDS (PREMOLARS) LEFT 0.022 IN SLOT WITH HOOK MBT PRESCRIPTION LOW PROFILE | DENTAL GENERAL SUPPLIES
2373 | 4215150125000 | BRAIDED ARCHWIRE 0.016 X 0.016 INCH MADE OF 8 STRAND OF VERY FINE WIRE EACH WIRE IS PACKED SEPARATELY ONE EACH (EA)=ONE (1) PACK | DENTAL GENERAL SUPPLIES
2374 | 4215150125100 | BRAIDED ARCHWIRE 0.016 X 0.022 INCH MADE OF 8 STRAND OF VERY FINE WIRE EACH WIRE IS PACKED SEPARATELY ONE EACH (EA)=ONE (1) PACK | DENTAL GENERAL SUPPLIES
2375 | 4215150125200 | BRAIDED ARCHWIRE 0.019 X 0.025 INCH MADE OF 8 STRAND OF VERY FINE WIRE EACH WIRE IS PACKED SEPARATELY ONE EACH (EA)=ONE (1) PACK | DENTAL GENERAL SUPPLIES
2376 | 4215150125300 | BRAIDED ARCHWIRE 0.021 X 0.025 INCH MADE OF 8 STRAND OF VERY FINE WIRE EACH WIRE IS PACKED SEPARATELY ONE EACH (EA)=ONE (1) PACK | DENTAL GENERAL SUPPLIES
2377 | 4215150125700 | BRACKET BONDABLE MANDIBULAR BICUSPIDS (PREMOLARS) RIGHT 0.022 IN SLOT WITH HOOK MBT PRESCRIPTION LOW PROFILE | DENTAL GENERAL SUPPLIES
2378 | 4215150128100 | BRAIDED ARCHWIRE 0.017 INCH X 0.025 INCH MADE OF 8 STRAND OF VERY FINE WIRE EACH WIRE IS PACKED SEPARATELY ONE EACH (EA)=ONE (1) PACK | DENTAL GENERAL SUPPLIES
2379 | 4215150128200 | MOSQUITO FORCEPS WITH HOOK, CURVED SERRATED TIPS POSITIVE LOCKING MECHANISM ON THE REAR OF THE HANDLES | DENTAL GENERAL SUPPLIES
2380 | 4215150129500 | LOWER TMA ARCH WIRE 0.019 INCH X 0.025 INCH OVOID SHAPE EACH WIRE IS PACKED SEPARATELY MUST BE SUPPLIED BY THE SAME MANUFACTURER (ARCH COORDINATION) ONE EACH (EA) = ONE (1) PACK | DENTAL GENERAL SUPPLIES
2381 | 4215150130000 | ROTARY FILE: NICKLE TITANIUM U - SHAPE AND RADIAL LAND NON - CUTTING TIP CONSTANT TAPER TAPERING 0.04 LENGTH 25 MM SIZE 60 ONE EACH (EA)=ONE (1) PACK | DENTAL GENERAL SUPPLIES
2382 | 4215150130100 | ROTARY FILE: NICKLE TITANIUM U - SHAPE AND RADIAL LAND NON - CUTTING TIP CONSTANT TAPER TAPERING 0.04 LENGTH 25 MM SIZE 90 ONE EACH (EA)=ONE (1) PACK | DENTAL GENERAL SUPPLIES
2383 | 4215150130200 | ROTARY FILE: NICKLE TITANIUM U - SHAPE AND RADIAL LAND NON - CUTTING TIP CONSTANT TAPER TAPERING 0.04 LENGTH 31 MM SIZE 15 ONE EACH (EA)=ONE (1) PACK | DENTAL GENERAL SUPPLIES
2384 | 4215150130300 | ROTARY FILE: NICKLE TITANIUM U - SHAPE AND RADIAL LAND NON - CUTTING TIP CONSTANT TAPER TAPERING 0.04 LENGTH 31 MM SIZE 20 ONE EACH (EA)=ONE (1) PACK | DENTAL GENERAL SUPPLIES
2385 | 4215150130400 | ROTARY FILE: NICKLE TITANIUM U - SHAPE AND RADIAL LAND NON - CUTTING TIP CONSTANT TAPER TAPERING 0.04 LENGTH 31 MM SIZE 25 ONE EACH (EA)=ONE (1) PACK | DENTAL GENERAL SUPPLIES
2386 | 4215150130500 | ROTARY FILE: NICKLE TITANIUM U - SHAPE AND RADIAL LAND NON - CUTTING TIP CONSTANT TAPER TAPERING 0.04 LENGTH 31 MM SIZE 35 ONE EACH (EA)=ONE (1) PACK | DENTAL GENERAL SUPPLIES
2387 | 4215150130600 | ROTARY FILE: NICKLE TITANIUM U - SHAPE AND RADIAL LAND NON - CUTTING TIP CONSTANT TAPER TAPERING 0.04 LENGTH 31 MM SIZE 40 ONE EACH (EA)=ONE (1) PACK | DENTAL GENERAL SUPPLIES
2388 | 4215150130700 | ROTARY FILE: NICKLE TITANIUM U - SHAPE AND RADIAL LAND NON - CUTTING TIP CONSTANT TAPER TAPERING 0.04 LENGTH 31 MM SIZE 45 ONE EACH (EA)=ONE (1) PACK | DENTAL GENERAL SUPPLIES
2389 | 4215150132000 | MOSQUITO FORCEPS WITHOUT HOOK, CURVED SERRATED TIPS POSITIVE LOCKING MECHANISM ON THE REAR OF THE HANDLES | DENTAL GENERAL SUPPLIES
2390 | 4215150134900 | ROTARY NITI FILE WITH TRIPLE - FLUTED ASYMMETRICAL PLACED RADIAL LANDS POSITIVE RAKE ANGLE 0.04 TAPER 21 MM SZ 15 | DENTAL GENERAL SUPPLIES
2391 | 4215150135000 | ROTARY NITI FILE WITH TRIPLE - FLUTED ASYMMETRICAL PLACED RADIAL LANDS POSITIVE RAKE ANGLE 0.04 TAPER 21 MM SZ 20 | DENTAL GENERAL SUPPLIES
2392 | 4215150135100 | ROTARY NITI FILE WITH TRIPLE - FLUTED ASYMMETRICAL PLACED RADIAL LANDS POSITIVE RAKE ANGLE 0.04 TAPER 21 MM SZ 25 | DENTAL GENERAL SUPPLIES
2393 | 4215150135200 | ROTARY NITI FILE WITH TRIPLE - FLUTED ASYMMETRICAL PLACED RADIAL LANDS POSITIVE RAKE ANGLE 0.04 TAPER 21 MM SZ 30 | DENTAL GENERAL SUPPLIES
2394 | 4215150135300 | ROTARY NITI FILE WITH TRIPLE - FLUTED ASYMMETRICAL PLACED RADIAL LANDS POSITIVE RAKE ANGLE 0.04 TAPER 21 MM SZ 35 | DENTAL GENERAL SUPPLIES
2395 | 4215150135400 | ROTARY NITI FILE WITH TRIPLE - FLUTED ASYMMETRICAL PLACED RADIAL LANDS POSITIVE RAKE ANGLE 0.04 TAPER 21 MM SZ 40 | DENTAL GENERAL SUPPLIES
2396 | 4215150135500 | ROTARY NITI FILE WITH TRIPLE - FLUTED ASYMMETRICAL PLACED RADIAL LANDS POSITIVE RAKE ANGLE 0.04 TAPER 21 MM SZ 45 | DENTAL GENERAL SUPPLIES
2397 | 4215150135600 | ROTARY NITI FILE WITH TRIPLE - FLUTED ASYMMETRICAL PLACED RADIAL LANDS POSITIVE RAKE ANGLE 0.04 TAPER 21 MM SZ 50 | DENTAL GENERAL SUPPLIES
2398 | 4215150135700 | ROTARY NITI FILE WITH TRIPLE - FLUTED ASYMMETRICAL PLACED RADIAL LANDS POSITIVE RAKE ANGLE 0.04 TAPER 21 MM SZ 55 | DENTAL GENERAL SUPPLIES
2399 | 4215150135800 | ROTARY NITI FILE WITH TRIPLE - FLUTED ASYMMETRICAL PLACED RADIAL LANDS POSITIVE RAKE ANGLE 0.04 TAPER 25 MM SZ 15 | DENTAL GENERAL SUPPLIES
2400 | 4215150135900 | ROTARY NITI FILE WITH TRIPLE - FLUTED ASYMMETRICAL PLACED RADIAL LANDS POSITIVE RAKE ANGLE 0.04 TAPER 25 MM SZ 20 | DENTAL GENERAL SUPPLIES
2401 | 4215150136000 | ROTARY NITI FILE WITH TRIPLE - FLUTED ASYMMETRICAL PLACED RADIAL LANDS POSITIVE RAKE ANGLE 0.04 TAPER 25 MM SZ 25 | DENTAL GENERAL SUPPLIES
2402 | 4215150136100 | ROTARY NITI FILE WITH TRIPLE - FLUTED ASYMMETRICAL PLACED RADIAL LANDS POSITIVE RAKE ANGLE 0.04 TAPER 25 MM SZ 30 | DENTAL GENERAL SUPPLIES
2403 | 4215150136200 | ROTARY NITI FILE WITH TRIPLE - FLUTED ASYMMETRICAL PLACED RADIAL LANDS POSITIVE RAKE ANGLE 0.04 TAPER 25 MM SZ 35 | DENTAL GENERAL SUPPLIES
2404 | 4215150136300 | ROTARY NITI FILE WITH TRIPLE - FLUTED ASYMMETRICAL PLACED RADIAL LANDS POSITIVE RAKE ANGLE 0.04 TAPER 25 MM SZ 40 | DENTAL GENERAL SUPPLIES
2405 | 4215150136400 | ROTARY NITI FILE WITH TRIPLE - FLUTED ASYMMETRICAL PLACED RADIAL LANDS POSITIVE RAKE ANGLE 0.04 TAPER 25 MM SZ 45 | DENTAL GENERAL SUPPLIES
2406 | 4215150136500 | ROTARY NITI FILE WITH TRIPLE - FLUTED ASYMMETRICAL PLACED RADIAL LANDS POSITIVE RAKE ANGLE 0.06 TAPER 21 MM SZ 15 | DENTAL GENERAL SUPPLIES
2407 | 4215150136600 | ROTARY NITI FILE WITH TRIPLE - FLUTED ASYMMETRICAL PLACED RADIAL LANDS POSITIVE RAKE ANGLE 0.06 TAPER 21 MM SZ 20 | DENTAL GENERAL SUPPLIES
2408 | 4215150136700 | ROTARY NITI FILE WITH TRIPLE - FLUTED ASYMMETRICAL PLACED RADIAL LANDS POSITIVE RAKE ANGLE 0.06 TAPER 21 MM SZ 25 | DENTAL GENERAL SUPPLIES
2409 | 4215150136800 | ROTARY NITI FILE WITH TRIPLE - FLUTED ASYMMETRICAL PLACED RADIAL LANDS POSITIVE RAKE ANGLE 0.06 TAPER 21 MM SZ 30 | DENTAL GENERAL SUPPLIES
2410 | 4215150136900 | ROTARY NITI FILE WITH TRIPLE - FLUTED ASYMMETRICAL PLACED RADIAL LANDS POSITIVE RAKE ANGLE 0.06 TAPER 21 MM SZ 35 | DENTAL GENERAL SUPPLIES
2411 | 4215150137000 | ROTARY NITI FILE WITH TRIPLE - FLUTED ASYMMETRICAL PLACED RADIAL LANDS POSITIVE RAKE ANGLE 0.06 TAPER 21 MM SZ 40 | DENTAL GENERAL SUPPLIES
2412 | 4215150137100 | ROTARY NITI FILE WITH TRIPLE - FLUTED ASYMMETRICAL PLACED RADIAL LANDS POSITIVE RAKE ANGLE 0.06 TAPER 21 MM SZ 45 | DENTAL GENERAL SUPPLIES
2413 | 4215150137200 | ROTARY NITI FILE WITH TRIPLE - FLUTED ASYMMETRICAL PLACED RADIAL LANDS POSITIVE RAKE ANGLE 0.06 TAPER 21 MM SZ 50 | DENTAL GENERAL SUPPLIES
2414 | 4215150137300 | ROTARY NITI FILE WITH TRIPLE - FLUTED ASYMMETRICAL PLACED RADIAL LANDS POSITIVE RAKE ANGLE 0.06 TAPER 21 MM SZ 55 | DENTAL GENERAL SUPPLIES
2415 | 4215150137400 | ROTARY NITI FILE WITH TRIPLE - FLUTED ASYMMETRICAL PLACED RADIAL LANDS POSITIVE RAKE ANGLE 0.06 TAPER 25 MM SZ 15 | DENTAL GENERAL SUPPLIES
2416 | 4215150137500 | ROTARY NITI FILE WITH TRIPLE - FLUTED ASYMMETRICAL PLACED RADIAL LANDS POSITIVE RAKE ANGLE 0.06 TAPER 25 MM SZ 20 | DENTAL GENERAL SUPPLIES
2417 | 4215150137600 | ROTARY NITI FILE WITH TRIPLE - FLUTED ASYMMETRICAL PLACED RADIAL LANDS POSITIVE RAKE ANGLE 0.06 TAPER 25 MM SZ 25 | DENTAL GENERAL SUPPLIES
2418 | 4215150137700 | ROTARY NITI FILE WITH TRIPLE - FLUTED ASYMMETRICAL PLACED RADIAL LANDS POSITIVE RAKE ANGLE 0.06 TAPER 25 MM SZ 30 | DENTAL GENERAL SUPPLIES
2419 | 4215150137800 | ROTARY NITI FILE WITH TRIPLE - FLUTED ASYMMETRICAL PLACED RADIAL LANDS POSITIVE RAKE ANGLE 0.06 TAPER 25 MM SZ 35 | DENTAL GENERAL SUPPLIES
2420 | 4215150137900 | ROTARY NITI FILE WITH TRIPLE - FLUTED ASYMMETRICAL PLACED RADIAL LANDS POSITIVE RAKE ANGLE 0.06 TAPER 25 MM SZ 40 | DENTAL GENERAL SUPPLIES
2421 | 4215150138000 | ROTARY NITI FILE WITH TRIPLE - FLUTED ASYMMETRICAL PLACED RADIAL LANDS POSITIVE RAKE ANGLE 0.06 TAPER 25 MM SZ 45 | DENTAL GENERAL SUPPLIES
2422 | 4215150138100 | ROTARY NITI FILE WITH TRIPLE - FLUTED ASYMMETRICAL PLACED RADIAL LANDS POSITIVE RAKE ANGLE 0.06 TAPER 25 MM SZ 50 | DENTAL GENERAL SUPPLIES
2423 | 4215150138200 | ROTARY NITI FILE WITH TRIPLE - FLUTED ASYMMETRICAL PLACED RADIAL LANDS POSITIVE RAKE ANGLE 0.06 TAPER 25 MM SZ 55 | DENTAL GENERAL SUPPLIES
2424 | 4215150138700 | HOLDER, MOSQUITO FORCEPS WITHOUT HOOK, STRAIGHT SERRATED TIPS POSITIVE LOCKING MECHANISM ON THE REAR OF THE HANDLES | DENTAL GENERAL SUPPLIES
2425 | 4215150140600 | ROTARY FILE: NICKLE TITANIUM U SHAPE AND RADIAL LAND NON - CUTTING TIP CONSTANT TAPER TAPERING 0.04 LENGTH 31 MM SIZE 30 ONE EACH (EA)=ONE (1) PACK | DENTAL GENERAL SUPPLIES
2426 | 4215150142400 | ROTARY FILE: NICKLE TITANIUM U - SHAPE AND RADIAL LAND NON - CUTTING TIP CONSTANT TAPER TAPERING 0.04 LENGTH 31 MM SIZE 15 - 40 ASSORTED ONE EACH (EA)=ONE (1) PACK | DENTAL GENERAL SUPPLIES
2427 | 4215150142500 | ROTARY FILE: NICKLE TITANIUM U - SHAPE AND RADIAL LAND NON - CUTTING TIP CONSTANT TAPER TAPERING 0.06 LENGTH 21 MM SIZE 45 - 90 ASSORTED ONE EACH (EA)=ONE (1) PACK | DENTAL GENERAL SUPPLIES
2428 | 4215150142600 | ROTARY FILE: NICKLE TITANIUM U - SHAPE AND RADIAL LAND NON - CUTTING TIP CONSTANT TAPER TAPERING 0.06 LENGTH 25 MM SIZE 45 - 90 ASSORTED ONE EACH (EA)=ONE (1) PACK | DENTAL GENERAL SUPPLIES
2429 | 4215150142900 | ROTARY NITI FILE WITH TRIPLE - FLUTED ASYMMETRICAL PLACED RADIAL LANDS POSITIVE RAKE ANGLE ASSORTED (15 - 40) 0.02 TAPER LENGTH 21 MM | DENTAL GENERAL SUPPLIES
2430 | 4215150143000 | ROTARY NITI FILE WITH TRIPLE - FLUTED ASYMMETRICAL PLACED RADIAL LANDS POSITIVE RAKE ANGLE ASSORTED (15 - 40) 0.02 TAPER LENGTH 25 MM | DENTAL GENERAL SUPPLIES
2431 | 4215150143100 | ROTARY NITI FILE WITH TRIPLE - FLUTED ASYMMETRICAL PLACED RADIAL LANDS POSITIVE RAKE ANGLE ASSORTED (15 - 40) 0.04 TAPER LENGTH 21 MM | DENTAL GENERAL SUPPLIES
2432 | 4215150143200 | ROTARY NITI FILE WITH TRIPLE - FLUTED ASYMMETRICAL PLACED RADIAL LANDS POSITIVE RAKE ANGLE ASSORTED (15 - 40) 0.04 TAPER LENGTH 25 MM | DENTAL GENERAL SUPPLIES
2433 | 4215150143300 | ROTARY NITI FILE WITH TRIPLE - FLUTED ASYMMETRICAL PLACED RADIAL LANDS POSITIVE RAKE ANGLE ASSORTED (15 - 40) 0.06 TAPER LENGTH 21 MM | DENTAL GENERAL SUPPLIES
2434 | 4215150145400 | ROTARY FILE: NICKEL TITANIUM U - SHAPE AND RADIAL LAND NON - CUTTING TIP CONSTANT TAPER TAPERING 0.04 LENGTH 31 MM SIZE 45 - 90 ASSORTED ONE EACH (EA)=ONE (1) PACK | DENTAL GENERAL SUPPLIES
2435 | 4215150155300 | GOLD LINGUAL FIXED RETAINER EASILY ADAPTED TO TEETH LINGUAL SURFACE NO LAB REQUIRED | DENTAL GENERAL SUPPLIES
2436 | 4215150159300 | SURGICAL ULTRASONIC ENDODONTIC TIPS COATED WITH DIAMOND OR ZIRCONIUM NITRIDE TO HARDEN THE TIPS AND PROVIDE SURFACE ABRASION FOR CUTTING EFFICIENCY. SURG TIPS SIZE 1. FITTING IN PIEZO ULTRASONIC MACHINE | DENTAL GENERAL SUPPLIES
2437 | 4215150159400 | SURGICAL ULTRASONIC ENDODONTIC TIPS COATED WITH DIAMOND OR ZIRCONIUM NITRIDE TO HARDEN THE TIPS AND PROVIDE SURFACE ABRASION FOR CUTTING EFFICIENCY. SURG TIPS SIZE 2. FITTING IN PIEZO ULTRASONIC MACHINE | DENTAL GENERAL SUPPLIES
2438 | 4215150159500 | SURGICAL ULTRASONIC ENDODONTIC TIPS COATED WITH DIAMOND OR ZIRCONIUM NITRIDE TO HARDEN THE TIPS AND PROVIDE SURFACE ABRASION FOR CUTTING EFFICIENCY. SURG TIPS SIZE 4. FITTING IN PIEZO ULTRASONIC MACHINE | DENTAL GENERAL SUPPLIES
2439 | 4215150159600 | SURGICAL ULTRASONIC ENDODONTIC TIPS COATED WITH DIAMOND OR ZIRCONIUM NITRIDE TO HARDEN THE TIPS AND PROVIDE SURFACE ABRASION FOR CUTTING EFFICIENCY. SURG TIPS SIZE 5. FITTING IN PIEZO ULTRASONIC MACHINE | DENTAL GENERAL SUPPLIES
2440 | 4215150159700 | SURGICAL ULTRASONIC ENDODONTIC TIPS COATED WITH DIAMOND OR ZIRCONIUM NITRIDE TO HARDEN THE TIPS AND PROVIDE SURFACE ABRASION FOR CUTTING EFFICIENCY. SURG TIPS SIZE 6. FITTING IN PIEZO ULTRASONIC MACHINE | DENTAL GENERAL SUPPLIES
2441 | 4215150159900 | BRACKET SELF LIGATING PASSIVE TYPE SET (5 - 5) 0.022 INCH SLOT SHOULD BE PROVIDED WITH SET OF 6 ARCH WIRE SIZE (14, 16, 14 X 25, 18 X 25 CUNITI AND 18 X 25 SS UPPER AND LOWER WIRES PLUS OPENING/CLOSING TOOL | DENTAL GENERAL SUPPLIES
2442 | 4215150160100 | ENDO ACTIVATOR SYSTEM KIT WITH HANDPIECE/DRIVER: SMALL ACTIVATOR TIPS (15/02) YELLOW 25/BOX MEDIUM ACTIVATOR TIPS (25/04) RED 25/BOX LARGE ACTIVATOR TIPS (35/04) BLUE 25/BOX PROTECTIVE BARRIERS 100/BOX | DENTAL GENERAL SUPPLIES
2443 | 4215150160800 | CRIMPABLE HOOKS FOR 0.018 INCH SLOT NEW DESCRIPTION IS CRIMPABLE BALL HOOKS WITH ROUND HEAD 3 - 4 MM TALL MADE FROM HIGH QUALITY SS, CRIMPS TO ROUND OR RECTANGULAR ARCHWIRES UP TO 0.022 INCH X 0.025 INCH | DENTAL GENERAL SUPPLIES
2444 | 4215150160900 | SURGICAL ULTRASONIC ENDODONTIC TIPS COATED WITH DIAMOND OR ZIRCONIUM NITRIDE TO HARDEN THE TIPS AND PROVIDE SURFACE ABRASION FOR CUTTING EFFICIENCY. SURG TIPS ASSORTED SIZE (1 - 6). FITTING IN PIEZO ULTRASONIC MACHINE | DENTAL GENERAL SUPPLIES
2445 | 4215150161000 | PRE-WELDED TWIN BRACKET WITH LINGUAL CLEAT 0.018 SLOT MBT PRESCRIPTION MAXILLARY BICUSPID PROFESSIONAL KIT INCLUDING 300 BANDS IN FOUR TRAYS WITH LID COVER (150 PER SIDE) SIZE FROM 1-14 OR EQUIVALENT | DENTAL GENERAL SUPPLIES
2446 | 4215150161500 | INSTRUMENT RETRIEVAL SYSTEM (IRS) KIT : 8 PCS + CORE DRILLS 4 PCS. 4 CORE DRILL (YELLOW RED BLUE GREEN) RETRIEVAL TIPS 8 PIECES (. 04 MM ID YELLOW (2 PIECES) (. 06 MM ID RED (2 PIECES) (. 08 MM ID BLUE (2 PIECES) (1.34 MM ID GREEN (2 PIECES) | DENTAL GENERAL SUPPLIES
2447 | 4215150161800 | PRE-WELDED CONVERTIBLE BAND WITH DOUBLE TUBE (SINGLE AND AUXILIARY) WITH LINGUAL CLEAT 0.022 SLOT MBT PRESCRIPTION FIRST MOLAR PROFESSIONAL KIT INCLUDING 300 BANDS IN FOUR TRAYS WITH LID COVER (150 PER SIDE) SIZE FROM 31-44 OR EQUIVALENT | DENTAL GENERAL SUPPLIES
2448 | 4215150161900 | PRE-WELDED CONVERTIBLE BAND WITH SINGLE TUBE, WITH LINGUAL CLEAT, 0.022 SLOT MBT PRESCRIPTION, SECOND MOLAR, PROFESSIONAL KIT INCLUDING 300 BANDS IN FOUR TRAYS WITH LID COVER (150 PER SIDE), SIZE FROM 28-41 OR EQUIVALENT | DENTAL GENERAL SUPPLIES
2449 | 4215150162400 | CEPHALOMETRIC TRACING KIT ACETATE TRACING SHEET 24 X 30 CM 4 REFILLABLE PLASTIC/METAL PENCILS WITH LEAD Ø 0.5 MM 1 PACKAGE (= 12 PIECES) RED REFILLS 1 PACKAGE (= 12 PIECES) GREEN REFILLS 1 PACKAGE (= 12 PIECES) BLUE REFILLS 1 CEPHALOMETRIC PROTRACTOR WITH TEETH TEMPLATE (RULER) 1 SELF ADHESIVE TAB | DENTAL GENERAL SUPPLIES
2450 | 4215150162500 | DENTAL INTRA-ORAL X-RAY AIMING DEVICE COMPLETE KIT INCLUDES: AIMING RINGS INDICATOR ARMS AND BITE BLOCKS SUITABLE FOR ANTERIOR POSTERIOR BITEWING AND ENDODONTIC X-RAYS. COLOUR CODED COMPONENTS MADE FROM STURDY MEDICAL-GRADE PLASTIC AND METAL COMBINATION AUOCLAVABLE FULLY COMPATIBLE WITH MAJOR DIGITAL SENSORS. | DENTAL GENERAL SUPPLIES
2451 | 4215150162600 | TERAUCHI FILE RETRIEVAL SYSTEM KIT (TERAUCHI FILE RETRIEVAL) CONTAINS: GUTTA PERCHA INSTRUMENT, MICROEXPLORER, GT 70.12 ROTARY FILES, MODIFIED # 3 GATES GLIDDEN BUR, MICROTREPHINE BUR # 5, (2) ULTRASONIC TIP - STRAIGHT, ULTRASONIC TIP - 6 O'CLOCK, ULTRASONIC TIP - 12 O'CLOCK, (2) YOSHI LOOP DEVICE, HIGH SPEED POLISHING POINTS, AUTOCLAVABLE CASSETTE, (2) TRUE TOOTH # 9 - BROKEN FILE | DENTAL GENERAL SUPPLIES
2452 | 4215150162800 | GENERAL DENTAL INSTRUMENT KIT: CONTAINS STAINLESS STEEL INSTRUMENTS INCLUDING: (1) CASSETTE FOR UP TO 10 INSTRUMENTS, (1) MOUTH MIRROR, (1) DOUBLE-ENDED EXPLORER 17/23, (1) COTTON PLIERS (TWEEZER), (1) DOUBLE-ENDED FLAT PLASTIC INSTRUMENT, (1) DOUBLE-ENDED MEDIUM SPOON EXCAVATOR, (1) SCISSORS, AND (1) PERIODONTAL PROBE UNC15. COMPLETE SET. ONE EACH (EA) | DENTAL GENERAL SUPPLIES
2453 | 4215150162900 | MICRO APICAL PLACEMENT SYSTEM (MAP SYSTEM) SURGICAL KIT FOR RETROGRADE OBTURATIONS. CONTAINS 1 STERILIZABLE ALUMINUM CASE 185 X 145 X 30 MM 1STAINLESS SYRINGE 1 TRIPLE - ANGLE NEEDLE RIGHT NDEG 0/R (YELLOW) 1 TRIPLE - ANGLE NEEDLE LEFT NDEG 0/L 1 TRIPLE - ANGLE NEEDLE « RETRO » RIGHT NDEG 0/R 1 TRIPLE - ANGLE NEEDLE « RETRO » LEFT NDEG 0/L+ 6 SPARE PEEK PLUNGERS NDEG 0 + 1 CLEANING CURETTE NDEG 01 TRIPLE - ANGLE NEEDLE RIGHT NDEG 1/R (RED) 1 TRIPLE - ANGLE NEEDLE LEFT NDEG 1/L+ 6 PISTONS PEEK NDEG 1 + 1 CLEANING CURETTE NDEG 11 SS WELL Ø 14 MM 1 PASTE CLEANING DEVICE (KEY + STOPS) NDEG 01 PASTE CLEANING DEVICE (KEY + STOPS) NDEG 1 | DENTAL GENERAL SUPPLIES
2454 | 4215150163000 | MICRO APICAL PLACEMENT SYSTEM (MAP SYSTEM) UNIVERSAL KIT NITI FOR ORTHOGRADE AND RETROGRADE OBTURATIONS OF ANTERIOR AND POSTERIOR TEETH CONTAINS 1 STERILIZABLE ALUMINUM CASE 185 X 145 X 30 MM 1STAINLESS SYRINGE 1 NITI MEMORY SHAPE NEEDLE NDEG 0 (YELLOW) 1 HOOKED NEEDLE NDEG 0 + 6 SPARE PEEK PLUNGERS NDEG 0 + 1 CLEANING CURETTE NDEG 01 NITI MEMORY SHAPE NEEDLE NDEG 1 (RED) 1 HOOKED NEEDLE NDEG 1 + 6 SPARE PEEK PLUNGERS NDEG 1 + 1 CLEANING CURETTE NDEG 11 CURVED NEEDLE (INCL. NITI PLUNGER) NDEG 01 CURVED NEEDLE (INCL. NITI PLUNGER) NDEG 11 SS WELL Ø 14 MM 1 PASTE CLEANING DEVICE (KEY + STOPS) NDEG 01 PASTE CLEANING DEVICE (KEY + STOPS) NDEG | DENTAL GENERAL SUPPLIES
2455 | 4215150163100 | ORTHODONTIC INSTRUMENT BASIC KIT (ACTIVATION/CHANGING ARCH WIRE) PROVIDED WITH PREFABRICATED METAL CASSETTE WITH SELF LOCKING (AUTOC LAVABLE) SUITABLE FOR 10 INSTRUMENT CONTAINS THE FOLLOWING ITEMS: ONE PIN AND LIGATURE CUTTER TUNGSTEN CARBIDE BLADE ONE WEINGART UNIVERSAL PLIER STERILIZABLE FOR POSITIONING THE ARCH WIRE AND BENDING THE DISTAL END OF ARCH WIRE ACCURATE CLOSING SERRATED TIPS ONE DISTAL END CUTTER WITH SAFETY HOLDING DEVICE STERILIZABLE FOR WIRE UP TO 22 X 25 INCHES TUNGSTEN CARBIDE BLADE TWO MATHIEU NEEDLE HOLDER STERILIZABLE WITH SERRATED TIPS IDEAL FOR LIGATION LIGATURE CUTTER STERILIZABLE FOR WIRE UP TO 0.4 MMM LIGATURE DIRECTOR DOUBLE ENDED ONE STRAIGHT AND OTHER IS ANGULATED SUITABLE FOR 0.022 INCH WIRE | DENTAL GENERAL SUPPLIES
2456 | 4215150163200 | ROTARY FILE: NICKLE TITANIUM U - SHAPE AND RADIAL LAND NON - CUTTING TIP CONSTANT TAPER TAPERING 0.04 LENGTH 21 MM SIZE 90 ONE EACH (EA)=ONE (1) PACK | DENTAL GENERAL SUPPLIES
2457 | 4215150163300 | ROTARY FILE: NICKLE TITANIUM U - SHAPE AND RADIAL LAND NON - CUTTING TIP CONSTANT TAPER TAPERING 0.04 LENGTH 25 MM SIZE 45 - 90 ASSORTED ONE EACH (EA)=ONE (1) PACK | DENTAL GENERAL SUPPLIES
2458 | 4215150163400 | BRACKET SELF LIGATING ACTIVE TYPE MAXILLARY (UPPER) CENTRAL LEFT ANTERIOR INCISOR BRACKET 0.022 IN SLOT | DENTAL GENERAL SUPPLIES
2459 | 4215150165300 | INTRAORAL PHOTOGRAPHY MIRROR ADULT SIZE STAINLESS STEEL RHODIUM-COATED WIDE BUCCAL VIEW DOUBLE-SIDED WITH ROUNDED EDGES | DENTAL GENERAL SUPPLIES
2460 | 4215150200000 | DISPOSABLE PLASTIC MIXING WELL FOR BOND 2-4 HOLE | DENTAL GENERAL SUPPLIES
2461 | 4215150300500 | PREFABRICATED CROWNS MADE OF POLYCARBONATE RESIN REFILL UPPER RIGHT CENTRAL, MESIAL DISTAL WIDTH 9.4MM | DENTAL GENERAL SUPPLIES
2462 | 4215150300700 | PREFABRICATED CROWNS MADE OF POLYCARBONATE RESIN REFILL UPPER RIGHT CENTRAL, MESIAL DISTAL WIDTH 8.9MM | DENTAL GENERAL SUPPLIES
2463 | 4215150302900 | ZIRCONIA CROWN REFILL FOR PRIMARY UPPER LATERAL INCISORS (RIGHT OR LEFT) SIZE 0 OR EQUIVALENT | DENTAL GENERAL SUPPLIES
2464 | 4215150303300 | ZIRCONIA CROWN REFILL FOR PRIMARY UPPER CENTRAL INCISORS (RIGHT OR LEFT) SIZE 4 OR EQUIVALENT | DENTAL GENERAL SUPPLIES
2465 | 4215150303400 | ZIRCONIA CROWN REFILL FOR PRIMARY UPPER CENTRAL INCISORS (RIGHT OR LEFT) SIZE 5 OR EQUIVALENT | DENTAL GENERAL SUPPLIES
2466 | 4215150304000 | ZIRCONIA CROWN REFILL FOR PRIMARY UPPER LATERAL INCISORS (RIGHT OR LEFT) SIZE 2 OR EQUIVALENT | DENTAL GENERAL SUPPLIES
2467 | 4215150304200 | ZIRCONIA CROWN REFILL FOR PRIMARY UPPER LATERAL INCISORS (RIGHT OR LEFT) SIZE 4 OR EQUIVALENT | DENTAL GENERAL SUPPLIES
2468 | 4215150304500 | TOOTH COLORED ZIRCONIUM PEDIATRIC CROWN FOR PRIMARY ANTERIOR TEETH UNIVERSAL KIT (DIFFERENT SIZE S) | DENTAL GENERAL SUPPLIES
2469 | 4215150305300 | STAINLESS STEEL CROWN ANATOMICAL FOR PERMANENT FIRST MOLAR, COMPLETE KIT CONTAINS ASSORTMENT OF 48 DIFFERENT SIZE PRE - CRIMPED, PRE - CONTOURED, IN A PLASTIC CONTAINER MARKED FOR EACH SIZE | DENTAL GENERAL SUPPLIES
2470 | 4215150305400 | STAINLESS STEEL CROWN ANATOMICAL PRE - CRIMPED PRE - CONTOURED PRIMARY CROWNS FOR FIRST UPPER RIGHT MOLAR SIZE, 2 (5/BOX) | DENTAL GENERAL SUPPLIES
2471 | 4215150305500 | STAINLESS STEEL CROWN ANATOMICAL PRE - CRIMPED PRE - CONTOURED PRIMARY CROWNS FOR FIRST UPPER RIGHT MOLAR SIZE, 3 (5/BOX) | DENTAL GENERAL SUPPLIES
2472 | 4215150305600 | STAINLESS STEEL CROWN ANATOMICAL PRE - CRIMPED PRE - CONTOURED PRIMARY CROWNS FOR FIRST UPPER RIGHT MOLAR SIZE, 4 (5/BOX) | DENTAL GENERAL SUPPLIES
2473 | 4215150305700 | STAINLESS STEEL CROWN ANATOMICAL PRE - CRIMPED PRE - CONTOURED PRIMARY CROWNS FOR FIRST UPPER RIGHT MOLAR SIZE, 5 (5/BOX) | DENTAL GENERAL SUPPLIES
2474 | 4215150305800 | STAINLESS STEEL CROWN ANATOMICAL PRE - CRIMPED PRE - CONTOURED PRIMARY CROWNS FOR FIRST UPPER RIGHT MOLAR SIZE, 6 (5/BOX) | DENTAL GENERAL SUPPLIES
2475 | 4215150305900 | STAINLESS STEEL CROWN ANATOMICAL PRE - CRIMPED PRE - CONTOURED PRIMARY CROWNS FOR SECOND UPPER RIGHT MOLAR SIZE, 2 (5/BOX) | DENTAL GENERAL SUPPLIES
2476 | 4215150306000 | STAINLESS STEEL CROWN ANATOMICAL PRE - CRIMPED PRE - CONTOURED PRIMARY CROWNS FOR SECOND UPPER RIGHT MOLAR SIZE, 3 (5/BOX) | DENTAL GENERAL SUPPLIES
2477 | 4215150306100 | STAINLESS STEEL CROWN ANATOMICAL PRE - CRIMPED PRE - CONTOURED PRIMARY CROWNS FOR SECOND UPPER RIGHT MOLAR SIZE, 4 (5/BOX) | DENTAL GENERAL SUPPLIES
2478 | 4215150306200 | STAINLESS STEEL CROWN ANATOMICAL PRE - CRIMPED PRE - CONTOURED PRIMARY CROWNS FOR SECOND UPPER RIGHT MOLAR SIZE, 5 (5/BOX) | DENTAL GENERAL SUPPLIES
2479 | 4215150306300 | STAINLESS STEEL CROWN ANATOMICAL PRE - CRIMPED PRE - CONTOURED PRIMARY CROWNS FOR SECOND UPPER RIGHT MOLAR SIZE, 6 (5/BOX) | DENTAL GENERAL SUPPLIES
2480 | 4215150306400 | STAINLESS STEEL CROWN ANATOMICAL PRE - CRIMPED PRE - CONTOURED PRIMARY CROWNS FOR FIRST UPPER LEFT MOLAR SIZE, 2 (5/BOX) | DENTAL GENERAL SUPPLIES
2481 | 4215150306500 | STAINLESS STEEL CROWN ANATOMICAL PRE CRIMPED PRE - CONTOURED PRIMARY CROWNS FOR FIRST UPPER LEFT MOLAR SIZE, 3 (5/BOX) | DENTAL GENERAL SUPPLIES
2482 | 4215150306600 | STAINLESS STEEL CROWN ANATOMICAL PRE - CRIMPED PRE - CONTOURED PRIMARY CROWNS FOR FIRST UPPER LEFT MOLAR SIZE, 4 (5/BOX) | DENTAL GENERAL SUPPLIES
2483 | 4215150306700 | STAINLESS STEEL CROWN ANATOMICAL PRE - CRIMPED PRE - CONTOURED PRIMARY CROWNS FOR FIRST UPPER LEFT MOLAR SIZE, 5 (5/BOX) | DENTAL GENERAL SUPPLIES
2484 | 4215150306800 | STAINLESS STEEL CROWN ANATOMICAL PRE - CRIMPED PRE - CONTOURED PRIMARY CROWNS FOR FIRST UPPER LEFT MOLAR SIZE, 6 (5/BOX) | DENTAL GENERAL SUPPLIES
2485 | 4215150306900 | STAINLESS STEEL CROWN ANATOMICAL PRE - CRIMPED PRE - CONTOURED PRIMARY CROWNS FOR SECOND UPPER LEFT MOLAR SIZE, 2 (5/BOX) | DENTAL GENERAL SUPPLIES
2486 | 4215150307000 | STAINLESS STEEL CROWN ANATOMICAL PRE - CRIMPED PRE - CONTOURED PRIMARY CROWNS FOR SECOND UPPER LEFT MOLAR SIZE, 3 (5/BOX) | DENTAL GENERAL SUPPLIES
2487 | 4215150307100 | STAINLESS STEEL CROWN ANATOMICAL PRE - CRIMPED PRE - CONTOURED PRIMARY CROWNS FOR SECOND UPPER LEFT MOLAR SIZE, 4 (5/BOX) | DENTAL GENERAL SUPPLIES
2488 | 4215150307200 | CROWN, STAINLESS STEEL ANATOMICAL PRE - CRIMPED PRE - CONTOURED PRIMARY CROWNS FOR SECOND UPPER LEFT MOLAR SIZE, 5 (5/BOX) | DENTAL GENERAL SUPPLIES
2489 | 4215150307300 | STAINLESS STEEL CROWN ANATOMICAL PRE - CRIMPED PRE - CONTOURED PRIMARY CROWNS FOR SECOND UPPER LEFT MOLAR SIZE, 6 (5/BOX) | DENTAL GENERAL SUPPLIES
2490 | 4215150307400 | STAINLESS STEEL CROWN ANATOMICAL PRE - CRIMPED PRE - CONTOURED PRIMARY CROWNS FOR FIRST LOWER RIGHT MOLAR SIZE, 2 (5/BOX) | DENTAL GENERAL SUPPLIES
2491 | 4215150307500 | STAINLESS STEEL CROWN ANATOMICAL PRE - CRIMPED PRE - CONTOURED PRIMARY CROWNS FOR FIRST LOWER RIGHT MOLAR SIZE, 3 (5/BOX) | DENTAL GENERAL SUPPLIES
2492 | 4215150307600 | STAINLESS STEEL CROWN ANATOMICAL PRE - CRIMPED PRE - CONTOURED PRIMARY CROWNS FOR FIRST LOWER RIGHT MOLAR SIZE, 4 (5/BOX) | DENTAL GENERAL SUPPLIES
2493 | 4215150307700 | STAINLESS STEEL CROWN ANATOMICAL PRE - CRIMPED PRE - CONTOURED PRIMARY CROWNS FOR FIRST LOWER RIGHT MOLAR SIZE, 5 (5/BOX) | DENTAL GENERAL SUPPLIES
2494 | 4215150307800 | STAINLESS STEEL CROWN ANATOMICAL PRE - CRIMPED PRE - CONTOURED PRIMARY CROWNS FOR FIRST LOWER RIGHT MOLAR SIZE, 6 (5/BOX) | DENTAL GENERAL SUPPLIES
2495 | 4215150307900 | STAINLESS STEEL CROWN ANATOMICAL PRE - CRIMPED PRE - CONTOURED PRIMARY CROWNS FOR SECOND LOWER RIGHT MOLAR SIZE, 2 (5/BOX) | DENTAL GENERAL SUPPLIES
2496 | 4215150308000 | STAINLESS STEEL CROWN ANATOMICAL PRE - CRIMPED PRE - CONTOURED PRIMARY CROWNS FOR SECOND LOWER RIGHT MOLAR SIZE, 3 (5/BOX) | DENTAL GENERAL SUPPLIES
2497 | 4215150308100 | STAINLESS STEEL CROWN ANATOMICAL PRE - CRIMPED PRE - CONTOURED PRIMARY CROWNS FOR SECOND LOWER RIGHT MOLAR SIZE, 4 (5/BOX) | DENTAL GENERAL SUPPLIES
2498 | 4215150308200 | STAINLESS STEEL CROWN ANATOMICAL PRE - CRIMPED PRE - CONTOURED PRIMARY CROWNS FOR SECOND LOWER RIGHT MOLAR SIZE, 5 (5/BOX) | DENTAL GENERAL SUPPLIES
2499 | 4215150308300 | STAINLESS STEEL CROWN ANATOMICAL PER - CRIMPED PRE - CONTOURED PRIMARY CROWNS FOR SECOND LOWER RIGHT MOLAR SIZE, 6 (5/BOX) | DENTAL GENERAL SUPPLIES
2500 | 4215150308400 | STAINLESS STEEL CROWN ANATOMICAL PRE - CRIMPED PRE - CONTOURED PRIMARY CROWNS FOR FIRST LOWER LEFT MOLAR SIZE, 2 (5/BOX) | DENTAL GENERAL SUPPLIES
2501 | 4215150308500 | STAINLESS STEEL CROWN ANATOMICAL PRE - CRIMPED PRE - CONTOURED PRIMARY CROWNS FOR FIRST LOWER LEFT MOLAR SIZE, 3 (5/BOX) | DENTAL GENERAL SUPPLIES
2502 | 4215150308600 | STAINLESS STEEL CROWN ANATOMICAL PRE - CRIMPED PRE - CONTOURED PRIMARY CROWNS FOR FIRST LOWER LEFT MOLAR SIZE, 4 (5/BOX) | DENTAL GENERAL SUPPLIES
2503 | 4215150308700 | STAINLESS STEEL CROWN ANATOMICAL PRE - CRIMPED PRE - CONTOURED PRIMARY CROWNS FOR FIRST LOWER LEFT MOLAR SIZE, 5 (5/BOX) | DENTAL GENERAL SUPPLIES
2504 | 4215150308800 | STAINLESS STEEL CROWN ANATOMICAL PRE - CRIMPED PRE - CONTOURED PRIMARY CROWNS FOR FIRST LOWER LEFT MOLAR SIZE, 6 (5/BOX) | DENTAL GENERAL SUPPLIES
2505 | 4215150308900 | STAINLESS STEEL CROWN ANATOMICAL PRE - CRIMPED PRE - CONTOURED PRIMARY CROWNS FOR SECOND LOWER LEFT MOLAR SIZE, 2 (5/BOX) | DENTAL GENERAL SUPPLIES
2506 | 4215150309000 | STAINLESS STEEL CROWN ANATOMICAL PRE - CRIMPED PRE - CONTOURED PRIMARY CROWNS FOR SECOND LOWER LEFT MOLAR SIZE, 3 (5/BOX) | DENTAL GENERAL SUPPLIES
2507 | 4215150309100 | STAINLESS STEEL CROWN ANATOMICAL PRE - CRIMPED PRE - CONTOURED PRIMARY CROWNS FOR SECOND LOWER LEFT MOLAR SIZE, 4 (5/BOX) | DENTAL GENERAL SUPPLIES
2508 | 4215150309200 | STAINLESS STEEL CROWN ANATOMICAL PRE - CRIMPED PRE - CONTOURED PRIMARY CROWNS FOR SECOND LOWER LEFT MOLAR SIZE, 5 (5/BOX) | DENTAL GENERAL SUPPLIES
2509 | 4215150309300 | STAINLESS STEEL CROWN ANATOMICAL PRE - CRIMPED PRE - CONTOURED PRIMARY CROWNS FOR SECOND LOWER LEFT MOLAR SIZE, 6 (5/BOX) | DENTAL GENERAL SUPPLIES
2510 | 4215150309500 | CROWN FORM PEDO, REFILL, TRANSPARENT, PRIMARY LEFT CENTRAL INCISOR UPPER SIZE 1 | DENTAL GENERAL SUPPLIES
2511 | 4215150309600 | CROWN FORM PEDO, REFILL, TRANSPARENT, PRIMARY LEFT CENTRAL INCISOR UPPER SIZE 2 | DENTAL GENERAL SUPPLIES
2512 | 4215150309700 | CROWN FORM PEDO, REFILL, TRANSPARENT, PRIMARY LEFT CENTRAL INCISOR UPPER SIZE 3 | DENTAL GENERAL SUPPLIES
2513 | 4215150309800 | CROWN FORM PEDO, REFILL, TRANSPARENT, PRIMARY LEFT CENTRAL INCISOR UPPER SIZE 4 | DENTAL GENERAL SUPPLIES
2514 | 4215150310000 | CROWN FORM PEDO, REFILL, TRANSPARENT, PRIMARY RIGHT CENTRAL INCISOR UPPER SIZE 1 | DENTAL GENERAL SUPPLIES
2515 | 4215150310100 | CROWN FORM PEDO, REFILL, TRANSPARENT, PRIMARY RIGHT CENTRAL INCISOR UPPER SIZE 2 | DENTAL GENERAL SUPPLIES
2516 | 4215150310200 | CROWN FORM PEDO, REFILL, TRANSPARENT, PRIMARY RIGHT CENTRAL INCISOR UPPER SIZE 3 | DENTAL GENERAL SUPPLIES
2517 | 4215150310300 | CROWN FORM PEDO, REFILL, TRANSPARENT, PRIMARY RIGHT CENTRAL INCISOR UPPER SIZE 4 | DENTAL GENERAL SUPPLIES
2518 | 4215150310600 | CROWN FORM PEDO, REFILL, TRANSPARENT, PRIMARY LEFT LATERAL INCISOR UPPER SIZE 1 | DENTAL GENERAL SUPPLIES
2519 | 4215150310700 | CROWN FORM PEDO, REFILL, TRANSPARENT, PRIMARY LEFT LATERAL INCISOR UPPER SIZE 2 | DENTAL GENERAL SUPPLIES
2520 | 4215150310800 | CROWN FORM PEDO, REFILL, TRANSPARENT, PRIMARY LEFT LATERAL INCISOR UPPER SIZE 3 | DENTAL GENERAL SUPPLIES
2521 | 4215150310900 | CROWN FORM PEDO, REFILL, TRANSPARENT, PRIMARY LEFT LATERAL INCISOR UPPER SIZE 4 | DENTAL GENERAL SUPPLIES
2522 | 4215150311000 | CROWN FORM PEDO, REFILL, TRANSPARENT, PRIMARY RIGHT LATERAL INCISOR UPPER SIZE 1 | DENTAL GENERAL SUPPLIES
2523 | 4215150311100 | CROWN FORM PEDO, REFILL, TRANSPARENT, PRIMARY RIGHT LATERAL INCISOR UPPER SIZE 2 | DENTAL GENERAL SUPPLIES
2524 | 4215150311200 | CROWN FORM PEDO, REFILL, TRANSPARENT, PRIMARY RIGHT LATERAL INCISOR UPPER SIZE 3 | DENTAL GENERAL SUPPLIES
2525 | 4215150311300 | CROWN FORM PEDO, REFILL, TRANSPARENT, PRIMARY RIGHT LATERAL INCISOR UPPER SIZE 4 | DENTAL GENERAL SUPPLIES
2526 | 4215150313800 | STAINLESS STEEL CROWN ANATOMICAL PRE - CRIMPED PRE - CONTOURED PRIMARY CROWNS FOR FIRST LOWER LEFT MOLAR SIZE, 7 (5/BOX) | DENTAL GENERAL SUPPLIES
2527 | 4215150313900 | STAINLESS STEEL CROWN ANATOMICAL PRE - CRIMPED PRE - CONTOURED PRIMARY CROWNS FOR FIRST LOWER RIGHT MOLAR SIZE, 7 (5/BOX) | DENTAL GENERAL SUPPLIES
2528 | 4215150314000 | STAINLESS STEEL CROWN ANATOMICAL PRE - CRIMPED PRE - CONTOURED PRIMARY CROWNS FOR FIRST UPPER LEFT MOLAR SIZE, 7 (5/BOX) | DENTAL GENERAL SUPPLIES
2529 | 4215150314100 | STAINLESS STEEL CROWN ANATOMICAL PRE - CRIMPED PRE - CONTOURED PRIMARY CROWNS FOR FIRST UPPER RIGHT MOLAR SIZE, 7 (5/BOX) | DENTAL GENERAL SUPPLIES
2530 | 4215150314200 | STAINLESS STEEL CROWN ANATOMICAL PRE - CRIMPED PRE - CONTOURED PRIMARY CROWNS FOR SECOND LOWER LEFT MOLAR SIZE, 7 (5/BOX) | DENTAL GENERAL SUPPLIES
2531 | 4215150314300 | STAINLESS STEEL CROWN ANATOMICAL PER - CRIMPED PRE - CONTOURED PRIMARY CROWNS FOR SECOND LOWER RIGHT MOLAR SIZE, 7 (5/BOX) | DENTAL GENERAL SUPPLIES
2532 | 4215150314400 | STAINLESS STEEL CROWN ANATOMICAL PRE - CRIMPED PRE - CONTOURED PRIMARY CROWNS FOR SECOND UPPER LEFT MOLAR SIZE, 7 (5/BOX) | DENTAL GENERAL SUPPLIES
2533 | 4215150314500 | STAINLESS STEEL CROWN ANATOMICAL PRE - CRIMPED PRE - CONTOURED PRIMARY CROWNS FOR SECOND UPPER RIGHT MOLAR SIZE, 7 (5/BOX) | DENTAL GENERAL SUPPLIES
2534 | 4215150314600 | STAINLESS STEEL CROWN ANATOMICAL PRE - CRIMPED PRE - CONTOURED PRIMARY CROWNS FOR MOLARS KIT ONE EACH (EA)=ONE (1) KIT | DENTAL GENERAL SUPPLIES
2535 | 4215150314700 | STAINLESS STEEL CROWN FOR PERMANENT UPPER FIRST LEFT MOLAR, SIZE 2 | DENTAL GENERAL SUPPLIES
2536 | 4215150314800 | STAINLESS STEEL CROWN FOR PERMANENT UPPER FIRST LEFT MOLAR, SIZE 3 | DENTAL GENERAL SUPPLIES
2537 | 4215150314900 | STAINLESS STEEL CROWN FOR PERMANENT UPPER FIRST LEFT MOLAR, SIZE 4 | DENTAL GENERAL SUPPLIES
2538 | 4215150315000 | STAINLESS STEEL CROWN FOR PERMANENT UPPER FIRST LEFT MOLAR, SIZE 5 | DENTAL GENERAL SUPPLIES
2539 | 4215150315100 | STAINLESS STEEL CROWN FOR PERMANENT UPPER FIRST LEFT MOLAR, SIZE 6 | DENTAL GENERAL SUPPLIES
2540 | 4215150315200 | STAINLESS STEEL CROWN FOR PERMANENT UPPER FIRST LEFT MOLAR, SIZE 7 | DENTAL GENERAL SUPPLIES
2541 | 4215150315300 | STAINLESS STEEL CROWN FOR PERMANENT UPPER FIRST RIGHT MOLAR, SIZE 2 | DENTAL GENERAL SUPPLIES
2542 | 4215150315400 | STAINLESS STEEL CROWN FOR PERMANENT UPPER FIRST RIGHT MOLAR, SIZE 3 | DENTAL GENERAL SUPPLIES
2543 | 4215150315500 | STAINLESS STEEL CROWN FOR PERMANENT UPPER FIRST RIGHT MOLAR, SIZE 4 | DENTAL GENERAL SUPPLIES
2544 | 4215150315600 | STAINLESS STEEL CROWN FOR PERMANENT UPPER FIRST RIGHT MOLAR, SIZE 5 | DENTAL GENERAL SUPPLIES
2545 | 4215150315700 | STAINLESS STEEL CROWN FOR PERMANENT UPPER FIRST RIGHT MOLAR, SIZE 6 | DENTAL GENERAL SUPPLIES
2546 | 4215150315800 | STAINLESS STEEL CROWN FOR PERMANENT UPPER FIRST RIGHT MOLAR, SIZE 7 | DENTAL GENERAL SUPPLIES
2547 | 4215150315900 | STAINLESS STEEL CROWN FOR PERMANENT LOWER FIRST LEFT MOLAR, SIZE 2 | DENTAL GENERAL SUPPLIES
2548 | 4215150316000 | STAINLESS STEEL CROWN FOR PERMANENT LOWER FIRST LEFT MOLAR, SIZE 3 | DENTAL GENERAL SUPPLIES
2549 | 4215150316100 | STAINLESS STEEL CROWN FOR PERMANENT LOWER FIRST LEFT MOLAR, SIZE 4 | DENTAL GENERAL SUPPLIES
2550 | 4215150316200 | STAINLESS STEEL CROWN FOR PERMANENT LOWER FIRST LEFT MOLAR, SIZE 5 | DENTAL GENERAL SUPPLIES
2551 | 4215150316300 | STAINLESS STEEL CROWN FOR PERMANENT LOWER FIRST LEFT MOLAR, SIZE 6 | DENTAL GENERAL SUPPLIES
2552 | 4215150316400 | STAINLESS STEEL CROWN FOR PERMANENT LOWER FIRST LEFT MOLAR, SIZE 7 | DENTAL GENERAL SUPPLIES
2553 | 4215150316500 | STAINLESS STEEL CROWN FOR PERMANENT LOWER FIRST RIGHT MOLAR, SIZE 2 | DENTAL GENERAL SUPPLIES
2554 | 4215150316600 | STAINLESS STEEL CROWN FOR PERMANENT LOWER FIRST RIGHT MOLAR, SIZE 3 | DENTAL GENERAL SUPPLIES
2555 | 4215150316700 | STAINLESS STEEL CROWN FOR PERMANENT LOWER FIRST RIGHT MOLAR, SIZE 4 | DENTAL GENERAL SUPPLIES
2556 | 4215150316800 | STAINLESS STEEL CROWN FOR PERMANENT LOWER FIRST RIGHT MOLAR, SIZE 5 | DENTAL GENERAL SUPPLIES
2557 | 4215150316900 | STAINLESS STEEL CROWN FOR PERMANENT LOWER FIRST RIGHT MOLAR, SIZE 6 | DENTAL GENERAL SUPPLIES
2558 | 4215150317000 | STAINLESS STEEL CROWN FOR PERMANENT LOWER FIRST RIGHT MOLAR, SIZE 7 | DENTAL GENERAL SUPPLIES
2559 | 4215150317100 | PREFABRICATED CROWNS MADE OF TIN - SILVER ALLOY REFILL UPPER LEFT FIRST MOLAR, MESIAL DISTAL WIDTH 12 MM | DENTAL GENERAL SUPPLIES
2560 | 4215150317200 | PREFABRICATED CROWNS MADE OF TIN - SILVER ALLOY REFILL UPPER LEFT FIRST MOLAR, MESIAL DISTAL WIDTH 11.5 MM | DENTAL GENERAL SUPPLIES
2561 | 4215150317300 | PREFABRICATED CROWNS MADE OF TIN - SILVER ALLOY REFILL UPPER LEFT FIRST MOLAR, MESIAL DISTAL WIDTH 11.1 MM | DENTAL GENERAL SUPPLIES
2562 | 4215150317400 | PREFABRICATED CROWNS MADE OF TIN - SILVER ALLOY REFILL UPPER LEFT FIRST MOLAR, MESIAL DISTAL WIDTH 10.7 MM | DENTAL GENERAL SUPPLIES
2563 | 4215150317500 | PREFABRICATED CROWNS MADE OF TIN - SILVER ALLOY REFILL UPPER LEFT - FIRST MOLAR MESIAL DISTAL WIDTH 10.3 MM | DENTAL GENERAL SUPPLIES
2564 | 4215150317600 | PREFABRICATED CROWNS MADE OF TIN - SILVER ALLOY REFILL UPPER LEFT SECOND MOLAR, MESIAL DISTAL WIDTH 10.5 MM | DENTAL GENERAL SUPPLIES
2565 | 4215150317700 | PREFABRICATED CROWNS MADE OF TIN - SILVER ALLOY REFILL UPPER LEFT SECOND MOLAR, MESIAL DISTAL WIDTH 10.2 MM | DENTAL GENERAL SUPPLIES
2566 | 4215150317800 | PREFABRICATED CROWNS MADE OF TIN - SILVER ALLOY REFILL UPPER LEFT SECOND MOLAR, MESIAL DISTAL WIDTH 9.5 MM | DENTAL GENERAL SUPPLIES
2567 | 4215150317900 | PREFABRICATED CROWNS MADE OF TIN - SILVER ALLOY REFILL UPPER LEFT SECOND MOLAR, MESIAL DISTAL WIDTH 9 MM | DENTAL GENERAL SUPPLIES
2568 | 4215150318000 | PREFABRICATED CROWNS MADE OF TIN - SILVER ALLOY REFILL UPPER RIGHT FIRST MOLAR, MESIAL DISTAL WIDTH 10.3 MM | DENTAL GENERAL SUPPLIES
2569 | 4215150318100 | PREFABRICATED CROWNS MADE OF TIN - SILVER ALLOY REFILL UPPER RIGHT FIRST MOLAR, MESIAL DISTAL WIDTH 10.7 MM | DENTAL GENERAL SUPPLIES
2570 | 4215150318200 | PREFABRICATED CROWNS MADE OF TIN - SILVER ALLOY REFILL UPPER RIGHT FIRST MOLAR, MESIAL DISTAL WIDTH 11.1 MM | DENTAL GENERAL SUPPLIES
2571 | 4215150318300 | PREFABRICATED CROWNS MADE OF TIN - SILVER ALLOY REFILL UPPER RIGHT FIRST MOLAR, MESIAL DISTAL WIDTH 11.5 MM | DENTAL GENERAL SUPPLIES
2572 | 4215150318400 | PREFABRICATED CROWNS MADE OF TIN - SILVER ALLOY REFILL UPPER RIGHT FIRST MOLAR, MESIAL DISTAL WIDTH 12 MM | DENTAL GENERAL SUPPLIES
2573 | 4215150318500 | PREFABRICATED CROWNS MADE OF TIN - SILVER ALLOY REFILL UPPER RIGHT SECOND MOLAR, MESIAL DISTAL WIDTH 9 MM | DENTAL GENERAL SUPPLIES
2574 | 4215150318600 | PREFABRICATED CROWNS MADE OF TIN - SILVER ALLOY REFILL UPPER RIGHT SECOND MOLAR, MESIAL DISTAL WIDTH 9.5 MM | DENTAL GENERAL SUPPLIES
2575 | 4215150318700 | PREFABRICATED CROWNS MADE OF TIN - SILVER ALLOY REFILL UPPER RIGHT SECOND MOLAR, MESIAL DISTAL WIDTH 9.9 MM | DENTAL GENERAL SUPPLIES
2576 | 4215150318800 | PREFABRICATED CROWNS MADE OF TIN - SILVER ALLOY REFILL UPPER RIGHT SECOND MOLAR, MESIAL DISTAL WIDTH 10.2 MM | DENTAL GENERAL SUPPLIES
2577 | 4215150318900 | PREFABRICATED CROWNS MADE OF TIN - SILVER ALLOY REFILL UPPER RIGHT SECOND MOLAR, MESIAL DISTAL WIDTH 10.5 MM | DENTAL GENERAL SUPPLIES
2578 | 4215150319000 | PREFABRICATED CROWNS MADE OF TIN - SILVER ALLOY REFILL LOWER LEFT FIRST MOLAR, MESIAL DISTAL WIDTH 12.4 MM | DENTAL GENERAL SUPPLIES
2579 | 4215150319100 | PREFABRICATED CROWNS MADE OF TIN - SILVER ALLOY REFILL LOWER LEFT FIRST MOLAR, MESIAL DISTAL WIDTH 12 MM | DENTAL GENERAL SUPPLIES
2580 | 4215150319200 | PREFABRICATED CROWNS MADE OF TIN - SILVER ALLOY REFILL LOWER LEFT FIRST MOLAR, MESIAL DISTAL WIDTH 11.7 MM | DENTAL GENERAL SUPPLIES
2581 | 4215150319300 | PREFABRICATED CROWNS MADE OF TIN - SILVER ALLOY REFILL LOWER LEFT FIRST MOLAR, MESIAL DISTAL WIDTH 11.4 MM | DENTAL GENERAL SUPPLIES
2582 | 4215150319400 | PREFABRICATED CROWNS MADE OF TIN - SILVER ALLOY REFILL LOWER LEFT FIRST MOLAR, MESIAL DISTAL WIDTH 11.1 MM | DENTAL GENERAL SUPPLIES
2583 | 4215150319500 | PREFABRICATED CROWNS MADE OF TIN - SILVER ALLOY REFILL LOWER LEFT - SECOND MOLAR, MESIAL DISTAL WIDTH 10.2 MM | DENTAL GENERAL SUPPLIES
2584 | 4215150319600 | PREFABRICATED CROWNS MADE OF TIN - SILVER ALLOY REFILL LOWER LEFT - SECOND MOLAR, MESIAL DISTAL WIDTH 9.9 MM | DENTAL GENERAL SUPPLIES
2585 | 4215150319700 | PREFABRICATED CROWNS MADE OF TIN - SILVER ALLOY REFILL LOWER LEFT - SECOND MOLAR, MESIAL DISTAL WIDTH 9.5 MM | DENTAL GENERAL SUPPLIES
2586 | 4215150319800 | PREFABRICATED CROWNS MADE OF TIN - SILVER ALLOY REFILL LOWER LEFT - SECOND MOLAR, MESIAL DISTAL WIDTH 9 MM | DENTAL GENERAL SUPPLIES
2587 | 4215150319900 | PREFABRICATED CROWNS MADE OF TIN - SILVER ALLOY REFILL LOWER RIGHT - FIRST MOLAR, MESIAL DISTAL WIDTH 11.1 MM | DENTAL GENERAL SUPPLIES
2588 | 4215150320000 | PREFABRICATED CROWNS MADE OF TIN - SILVER ALLOY REFILL LOWER RIGHT - FIRST MOLAR, MESIAL DISTAL WIDTH 11.4 MM | DENTAL GENERAL SUPPLIES
2589 | 4215150320100 | PREFABRICATED CROWNS MADE OF TIN - SILVER ALLOY REFILL LOWER RIGHT - FIRST MOLAR, MESIAL DISTAL WIDTH 11.7 MM | DENTAL GENERAL SUPPLIES
2590 | 4215150320200 | PREFABRICATED CROWNS MADE OF TIN - SILVER ALLOY REFILL LOWER RIGHT - FIRST MOLAR, MESIAL DISTAL WIDTH 12 MM | DENTAL GENERAL SUPPLIES
2591 | 4215150320300 | PREFABRICATED CROWNS MADE OF TIN - SILVER ALLOY REFILL LOWER RIGHT - FIRST MOLAR, MESIAL DISTAL WIDTH 12.4 MM | DENTAL GENERAL SUPPLIES
2592 | 4215150320400 | PREFABRICATED CROWNS MADE OF TIN - SILVER ALLOY REFILL LOWER RIGHT - SECOND MOLAR, MESIAL DISTAL WIDTH 9.8 MM | DENTAL GENERAL SUPPLIES
2593 | 4215150320500 | PREFABRICATED CROWNS MADE OF TIN - SILVER ALLOY REFILL LOWER RIGHT - SECOND MOLAR, MESIAL DISTAL WIDTH 10.4 MM | DENTAL GENERAL SUPPLIES
2594 | 4215150320600 | PREFABRICATED CROWNS MADE OF TIN - SILVER ALLOY REFILL LOWER RIGHT - SECOND MOLAR, MESIAL DISTAL WIDTH 10.8 MM | DENTAL GENERAL SUPPLIES
2595 | 4215150320700 | PREFABRICATED CROWNS MADE OF TIN - SILVER ALLOY REFILL LOWER RIGHT - SECOND MOLAR, MESIAL DISTAL WIDTH 11.2 MM | DENTAL GENERAL SUPPLIES
2596 | 4215150320800 | PREFABRICATED CROWNS MADE OF TIN - SILVER ALLOY REFILL LOWER RIGHT - SECOND MOLAR, MESIAL DISTAL WIDTH 11.6 MM | DENTAL GENERAL SUPPLIES
2597 | 4215150320900 | PREFABRICATED CROWNS MADE OF TIN - SILVER ALLOY REFILL UPPER LEFT - FIRST BICUSPIDS, MESIAL DISTAL WIDTH 8.5 MM | DENTAL GENERAL SUPPLIES
2598 | 4215150321000 | PREFABRICATED CROWNS MADE OF TIN - SILVER ALLOY REFILL UPPER LEFT - FIRST BICUSPIDS, MESIAL DISTAL WIDTH 7.7 MM | DENTAL GENERAL SUPPLIES
2599 | 4215150321100 | PREFABRICATED CROWNS MADE OF TIN - SILVER ALLOY REFILL UPPER LEFT - FIRST BICUSPIDS, MESIAL DISTAL WIDTH 7.3 MM | DENTAL GENERAL SUPPLIES
2600 | 4215150321200 | PREFABRICATED CROWNS MADE OF TIN - SILVER ALLOY REFILL UPPER LEFT - FIRST BICUSPIDS, MESIAL DISTAL WIDTH 6.9 MM | DENTAL GENERAL SUPPLIES
2601 | 4215150321300 | PREFABRICATED CROWNS MADE OF TIN - SILVER ALLOY REFILL UPPER LEFT - FIRST BICUSPIDS, MESIAL DISTAL WIDTH 6.4 MM | DENTAL GENERAL SUPPLIES
2602 | 4215150321400 | PREFABRICATED CROWNS MADE OF TIN - SILVER ALLOY REFILL UPPER LEFT - SECOND BICUSPIDS, MESIAL DISTAL WIDTH 8 MM | DENTAL GENERAL SUPPLIES
2603 | 4215150321500 | PREFABRICATED CROWNS MADE OF TIN - SILVER ALLOY REFILL UPPER LEFT - SECOND BICUSPIDS, MESIAL DISTAL WIDTH 7.5 MM | DENTAL GENERAL SUPPLIES
2604 | 4215150321600 | PREFABRICATED CROWNS MADE OF TIN - SILVER ALLOY REFILL UPPER LEFT - SECOND BICUSPIDS, MESIAL DISTAL WIDTH 7.1 MM | DENTAL GENERAL SUPPLIES
2605 | 4215150321700 | PREFABRICATED CROWNS MADE OF TIN - SILVER ALLOY REFILL UPPER LEFT - SECOND BICUSPIDS, MESIAL DISTAL WIDTH 6.7 MM | DENTAL GENERAL SUPPLIES
2606 | 4215150321800 | PREFABRICATED CROWNS MADE OF TIN - SILVER ALLOY REFILL UPPER LEFT - SECOND BICUSPIDS, MESIAL DISTAL WIDTH 6 MM | DENTAL GENERAL SUPPLIES
2607 | 4215150321900 | PREFABRICATED CROWNS MADE OF TIN - SILVER ALLOY REFILL UPPER RIGHT - FIRST BICUSPIDS, MESIAL DISTAL WIDTH 6.4 MM | DENTAL GENERAL SUPPLIES
2608 | 4215150322000 | PREFABRICATED CROWNS MADE OF TIN - SILVER ALLOY REFILL UPPER RIGHT - FIRST BICUSPIDS, MESIAL DISTAL WIDTH 6.9 MM | DENTAL GENERAL SUPPLIES
2609 | 4215150322100 | PREFABRICATED CROWNS MADE OF TIN - SILVER ALLOY REFILL UPPER RIGHT - FIRST BICUSPIDS, MESIAL DISTAL WIDTH 7.3 MM | DENTAL GENERAL SUPPLIES
2610 | 4215150322200 | PREFABRICATED CROWNS MADE OF TIN - SILVER ALLOY REFILL UPPER RIGHT - FIRST BICUSPIDS, MESIAL DISTAL WIDTH 7.7 MM | DENTAL GENERAL SUPPLIES
2611 | 4215150322300 | PREFABRICATED CROWNS MADE OF TIN - SILVER ALLOY REFILL UPPER RIGHT - FIRST BICUSPIDS, MESIAL DISTAL WIDTH 8.5 MM | DENTAL GENERAL SUPPLIES
2612 | 4215150322400 | PREFABRICATED CROWNS MADE OF TIN - SILVER ALLOY REFILL UPPER RIGHT - SECOND BICUSPIDS, MESIAL DISTAL WIDTH 6 MM | DENTAL GENERAL SUPPLIES
2613 | 4215150322500 | PREFABRICATED CROWNS MADE OF TIN - SILVER ALLOY REFILL UPPER RIGHT - SECOND BICUSPIDS, MESIAL DISTAL WIDTH 6.7 MM | DENTAL GENERAL SUPPLIES
2614 | 4215150322600 | PREFABRICATED CROWNS MADE OF TIN - SILVER ALLOY REFILL UPPER RIGHT - SECOND BICUSPIDS, MESIAL DISTAL WIDTH 7.1 MM | DENTAL GENERAL SUPPLIES
2615 | 4215150322700 | PREFABRICATED CROWNS MADE OF TIN - SILVER ALLOY REFILL UPPER RIGHT - SECOND BICUSPIDS, MESIAL DISTAL WIDTH 7.5 MM | DENTAL GENERAL SUPPLIES
2616 | 4215150322800 | PREFABRICATED CROWNS MADE OF TIN - SILVER ALLOY REFILL UPPER RIGHT - SECOND BICUSPIDS, MESIAL DISTAL WIDTH 8 MM | DENTAL GENERAL SUPPLIES
2617 | 4215150322900 | PREFABRICATED CROWNS MADE OF TIN - SILVER ALLOY REFILL LOWER LEFT - FIRST BICUSPIDS, MESIAL DISTAL WIDTH 8.5 MM | DENTAL GENERAL SUPPLIES
2618 | 4215150323000 | PREFABRICATED CROWNS MADE OF TIN - SILVER ALLOY REFILL LOWER LEFT - FIRST BICUSPID MESIAL DISTAL WIDTH 7.7 MM | DENTAL GENERAL SUPPLIES
2619 | 4215150323100 | PREFABRICATED CROWNS MADE OF TIN - SILVER ALLOY REFILL LOWER LEFT - FIRST BICUSPID MESIAL DISTAL WIDTH 7.4 MM | DENTAL GENERAL SUPPLIES
2620 | 4215150323200 | PREFABRICATED CROWNS MADE OF TIN - SILVER ALLOY REFILL LOWER LEFT - FIRST BICUSPID MESIAL DISTAL WIDTH 7 MM | DENTAL GENERAL SUPPLIES
2621 | 4215150323300 | PREFABRICATED CROWNS MADE OF TIN - SILVER ALLOY REFILL LOWER LEFT - FIRST BICUSPID MESIAL DISTAL WIDTH 6.6 MM | DENTAL GENERAL SUPPLIES
2622 | 4215150323400 | PREFABRICATED CROWNS MADE OF TIN - SILVER ALLOY REFILL LOWER LEFT - SECOND BICUSPID, MESIAL DISTAL WIDTH 9.0 MM | DENTAL GENERAL SUPPLIES
2623 | 4215150323500 | PREFABRICATED CROWNS MADE OF TIN - SILVER ALLOY REFILL LOWER LEFT - SECOND BICUSPID, MESIAL DISTAL WIDTH 8.2 MM | DENTAL GENERAL SUPPLIES
2624 | 4215150323600 | PREFABRICATED CROWNS MADE OF TIN - SILVER ALLOY REFILL LOWER LEFT - SECOND BICUSPID, MESIAL DISTAL WIDTH 7.6 MM | DENTAL GENERAL SUPPLIES
2625 | 4215150323700 | PREFABRICATED CROWNS MADE OF TIN - SILVER ALLOY REFILL LOWER LEFT - SECOND BICUSPID, MESIAL DISTAL WIDTH 7.2 MM | DENTAL GENERAL SUPPLIES
2626 | 4215150323800 | PREFABRICATED CROWNS MADE OF TIN - SILVER ALLOY REFILL LOWER LEFT - SECOND BICUSPID, MESIAL DISTAL WIDTH 6.8 MM | DENTAL GENERAL SUPPLIES
2627 | 4215150323900 | PREFABRICATED CROWNS MADE OF TIN - SILVER ALLOY REFILL LOWER RIGHT - FIRST BICUSPID, MESIAL DISTAL WIDTH 6.6 MM | DENTAL GENERAL SUPPLIES
2628 | 4215150324000 | PREFABRICATED CROWNS MADE OF TIN - SILVER ALLOY REFILL LOWER RIGHT - FIRST BICUSPID, MESIAL DISTAL WIDTH 7 MM | DENTAL GENERAL SUPPLIES
2629 | 4215150324100 | PREFABRICATED CROWNS MADE OF TIN - SILVER ALLOY REFILL LOWER RIGHT - FIRST BICUSPID, MESIAL DISTAL WIDTH 7.4 MM | DENTAL GENERAL SUPPLIES
2630 | 4215150324200 | PREFABRICATED CROWNS MADE OF TIN - SILVER ALLOY REFILL LOWER RIGHT - FIRST BICUSPID, MESIAL DISTAL WIDTH 7.8 MM | DENTAL GENERAL SUPPLIES
2631 | 4215150324300 | PREFABRICATED CROWNS MADE OF TIN - SILVER ALLOY REFILL LOWER RIGHT - FIRST BICUSPID, MESIAL DISTAL WIDTH 8.5 MM | DENTAL GENERAL SUPPLIES
2632 | 4215150324400 | PREFABRICATED CROWNS MADE OF TIN - SILVER ALLOY REFILL LOWER RIGHT - SECOND BICUSPID, MESIAL DISTAL WIDTH 6.8 MM | DENTAL GENERAL SUPPLIES
2633 | 4215150324500 | PREFABRICATED CROWNS MADE OF TIN - SILVER ALLOY REFILL LOWER RIGHT - SECOND BICUSPID, MESIAL DISTAL WIDTH 7.2 MM | DENTAL GENERAL SUPPLIES
2634 | 4215150324600 | PREFABRICATED CROWNS MADE OF TIN - SILVER ALLOY REFILL LOWER RIGHT - SECOND BICUSPID, MESIAL DISTAL WIDTH 7.6 MM | DENTAL GENERAL SUPPLIES
2635 | 4215150324700 | PREFABRICATED CROWNS MADE OF TIN - SILVER ALLOY REFILL LOWER RIGHT - SECOND BICUSPID, MESIAL DISTAL WIDTH 8.2 MM | DENTAL GENERAL SUPPLIES
2636 | 4215150324800 | PREFABRICATED CROWNS MADE OF TIN - SILVER ALLOY REFILL LOWER RIGHT - SECOND BICUSPID, MESIAL DISTAL WIDTH 9 MM | DENTAL GENERAL SUPPLIES
2637 | 4215150324900 | PREFABRICATED CROWNS MADE OF POLYCARBONATE RESIN REFILL UPPER RIGHT CENTRAL, MESIAL DISTAL WIDTH 10.1MM | DENTAL GENERAL SUPPLIES
2638 | 4215150325000 | PREFABRICATED CROWNS MADE OF POLYCARBONATE RESIN REFILL UPPER RIGHT CENTRAL, MESIAL DISTAL WIDTH 8.4MM | DENTAL GENERAL SUPPLIES
2639 | 4215150325100 | PREFABRICATED CROWNS MADE OF POLYCARBONATE RESIN REFILL UPPER RIGHT CENTRAL, MESIAL DISTAL WIDTH 8.2MM | DENTAL GENERAL SUPPLIES
2640 | 4215150325200 | PREFABRICATED CROWNS MADE OF POLYCARBONATE RESIN REFILL UPPER RIGHT CENTRAL, MESIAL DISTAL WIDTH 8MM | DENTAL GENERAL SUPPLIES
2641 | 4215150325300 | PREFABRICATED CROWNS MADE OF POLYCARBONATE RESIN REFILL UPPER RIGHT CENTRAL, MESIAL DISTAL WIDTH 7.7MM | DENTAL GENERAL SUPPLIES
2642 | 4215150325400 | PREFABRICATED CROWNS MADE OF POLYCARBONATE RESIN REFILL UPPER LEFT CENTRAL, MESIAL DISTAL WIDTH 7.7MM | DENTAL GENERAL SUPPLIES
2643 | 4215150325500 | PREFABRICATED CROWNS MADE OF POLYCARBONATE RESIN REFILL UPPER LEFT CENTRAL, MESIAL DISTAL WIDTH 8MM | DENTAL GENERAL SUPPLIES
2644 | 4215150325600 | PREFABRICATED CROWNS MADE OF POLYCARBONATE RESIN REFILL UPPER LEFT CENTRAL, MESIAL DISTAL WIDTH 8.2MM | DENTAL GENERAL SUPPLIES
2645 | 4215150325700 | PREFABRICATED CROWNS MADE OF POLYCARBONATE RESIN REFILL UPPER LEFT CENTRAL, MESIAL DISTAL WIDTH 8.4MM | DENTAL GENERAL SUPPLIES
2646 | 4215150325800 | PREFABRICATED CROWNS MADE OF POLYCARBONATE RESIN REFILL UPPER LEFT CENTRAL, MESIAL DISTAL WIDTH 8.9MM | DENTAL GENERAL SUPPLIES
2647 | 4215150325900 | PREFABRICATED CROWNS MADE OF POLYCARBONATE RESIN REFILL UPPER LEFT CENTRAL, MESIAL DISTAL WIDTH 9.4MM | DENTAL GENERAL SUPPLIES
2648 | 4215150326000 | PREFABRICATED CROWNS MADE OF POLYCARBONATE RESIN REFILL UPPER LEFT CENTRAL, MESIAL DISTAL WIDTH 10.1MM | DENTAL GENERAL SUPPLIES
2649 | 4215150326100 | PREFABRICATED CROWNS MADE OF POLYCARBONATE RESIN REFILL UPPER RIGHT LATERAL, MESIAL DISTAL WIDTH 7.6MM | DENTAL GENERAL SUPPLIES
2650 | 4215150326200 | PREFABRICATED CROWNS MADE OF POLYCARBONATE RESIN REFILL UPPER RIGHT LATERAL, MESIAL DISTAL WIDTH 7.1MM | DENTAL GENERAL SUPPLIES
2651 | 4215150326300 | PREFABRICATED CROWNS MADE OF POLYCARBONATE RESIN REFILL UPPER RIGHT LATERAL, MESIAL DISTAL WIDTH 7MM | DENTAL GENERAL SUPPLIES
2652 | 4215150326400 | PREFABRICATED CROWNS MADE OF POLYCARBONATE RESIN REFILL UPPER RIGHT LATERAL, MESIAL DISTAL WIDTH 6.5MM | DENTAL GENERAL SUPPLIES
2653 | 4215150326500 | PREFABRICATED CROWNS MADE OF POLYCARBONATE RESIN REFILL UPPER RIGHT LATERAL, MESIAL DISTAL WIDTH 6.4MM | DENTAL GENERAL SUPPLIES
2654 | 4215150326600 | PREFABRICATED CROWNS MADE OF POLYCARBONATE RESIN REFILL UPPER RIGHT LATERAL, MESIAL DISTAL WIDTH 5.8MM | DENTAL GENERAL SUPPLIES
2655 | 4215150326700 | PREFABRICATED CROWNS MADE OF POLYCARBONATE RESIN REFILL UPPER LEFT LATERAL, MESIAL DISTAL WIDTH 5.8MM | DENTAL GENERAL SUPPLIES
2656 | 4215150326800 | PREFABRICATED CROWNS MADE OF POLYCARBONATE RESIN REFILL UPPER LEFT LATERAL, MESIAL DISTAL WIDTH 6.4MM | DENTAL GENERAL SUPPLIES
2657 | 4215150326900 | PREFABRICATED CROWNS MADE OF POLYCARBONATE RESIN REFILL UPPER LEFT LATERAL, MESIAL DISTAL WIDTH 6.5MM | DENTAL GENERAL SUPPLIES
2658 | 4215150327000 | PREFABRICATED CROWNS MADE OF POLYCARBONATE RESIN REFILL UPPER LEFT LATERAL, MESIAL DISTAL WIDTH 7MM | DENTAL GENERAL SUPPLIES
2659 | 4215150327100 | PREFABRICATED CROWNS MADE OF POLYCARBONATE RESIN REFILL UPPER LEFT LATERAL, MESIAL DISTAL WIDTH 7.1MM | DENTAL GENERAL SUPPLIES
2660 | 4215150327200 | PREFABRICATED CROWNS MADE OF POLYCARBONATE RESIN REFILL UPPER LEFT LATERAL, MESIAL DISTAL WIDTH 7.6MM | DENTAL GENERAL SUPPLIES
2661 | 4215150327300 | PREFABRICATED CROWNS MADE OF POLYCARBONATE RESIN REFILL UPPER AND LOWER RIGHT CANINE, MESIAL DISTAL WIDTH 9MM | DENTAL GENERAL SUPPLIES
2662 | 4215150327400 | PREFABRICATED CROWNS MADE OF POLYCARBONATE RESIN REFILL UPPER AND LOWER RIGHT CANINE, MESIAL DISTAL WIDTH 8.6MM | DENTAL GENERAL SUPPLIES
2663 | 4215150327600 | PREFABRICATED CROWNS MADE OF POLYCARBONATE RESIN REFILL UPPER AND LOWER RIGHT CANINE, MESIAL DISTAL WIDTH 8.1MM | DENTAL GENERAL SUPPLIES
2664 | 4215150327700 | PREFABRICATED CROWNS MADE OF POLYCARBONATE RESIN REFILL UPPER AND LOWER RIGHT CANINE, MESIAL DISTAL WIDTH 7.8MM | DENTAL GENERAL SUPPLIES
2665 | 4215150327800 | PREFABRICATED CROWNS MADE OF POLYCARBONATE RESIN REFILL UPPER AND LOWER RIGHT CANINE, MESIAL DISTAL WIDTH 7.7MM | DENTAL GENERAL SUPPLIES
2666 | 4215150327900 | PREFABRICATED CROWNS MADE OF POLYCARBONATE RESIN REFILL UPPER AND LOWER RIGHT CANINE, MESIAL DISTAL WIDTH 7.5MM | DENTAL GENERAL SUPPLIES
2667 | 4215150328000 | PREFABRICATED CROWNS MADE OF POLYCARBONATE RESIN REFILL UPPER AND LOWER LEFT CANINE, MESIAL DISTAL WIDTH 7.5MM | DENTAL GENERAL SUPPLIES
2668 | 4215150328100 | PREFABRICATED CROWNS MADE OF POLYCARBONATE RESIN REFILL UPPER AND LOWER LEFT CANINE, MESIAL DISTAL WIDTH 7.7MM | DENTAL GENERAL SUPPLIES
2669 | 4215150328200 | PREFABRICATED CROWNS MADE OF POLYCARBONATE RESIN REFILL UPPER AND LOWER LEFT CANINE, MESIAL DISTAL WIDTH 7.8MM | DENTAL GENERAL SUPPLIES
2670 | 4215150328300 | PREFABRICATED CROWNS MADE OF POLYCARBONATE RESIN REFILL UPPER AND LOWER LEFT CANINE, MESIAL DISTAL WIDTH 8.1MM | DENTAL GENERAL SUPPLIES
2671 | 4215150328400 | PREFABRICATED CROWNS MADE OF POLYCARBONATE RESIN REFILL UPPER AND LOWER LEFT CANINE MESIAL DISTAL WIDTH 8.3MM | DENTAL GENERAL SUPPLIES
2672 | 4215150328500 | PREFABRICATED CROWNS MADE OF POLYCARBONATE RESIN REFILL UPPER AND LOWER LEFT CANINE, MESIAL DISTAL WIDTH 8.6MM | DENTAL GENERAL SUPPLIES
2673 | 4215150328600 | PREFABRICATED CROWNS MADE OF POLYCARBONATE RESIN REFILL UPPER AND LOWER LEFT CANINE, MESIAL DISTAL WIDTH 9MM | DENTAL GENERAL SUPPLIES
2674 | 4215150328700 | PREFABRICATED CROWNS MADE OF POLYCARBONATE RESIN REFILL FIRST PREMOLAR, MESIAL DISTAL WIDTH 7.2MM | DENTAL GENERAL SUPPLIES
2675 | 4215150328800 | PREFABRICATED CROWNS MADE OF POLYCARBONATE RESIN REFILL FIRST PREMOLAR, MESIAL DISTAL WIDTH 6.9MM | DENTAL GENERAL SUPPLIES
2676 | 4215150328900 | PREFABRICATED CROWNS MADE OF POLYCARBONATE RESIN REFILL FIRST PREMOLAR, MESIAL DISTAL WIDTH 6.8MM | DENTAL GENERAL SUPPLIES
2677 | 4215150329000 | PREFABRICATED CROWNS MADE OF POLYCARBONATE RESIN REFILL FIRST PREMOLAR, MESIAL DISTAL WIDTH 6.5MM | DENTAL GENERAL SUPPLIES
2678 | 4215150329100 | PREFABRICATED CROWNS MADE OF POLYCARBONATE RESIN REFILL FIRST PREMOLAR, MESIAL DISTAL WIDTH 6.2MM | DENTAL GENERAL SUPPLIES
2679 | 4215150329200 | PREFABRICATED CROWNS MADE OF POLYCARBONATE RESIN REFILL SECOND PREMOLAR, MESIAL DISTAL WIDTH 7.5MM | DENTAL GENERAL SUPPLIES
2680 | 4215150329300 | PREFABRICATED CROWNS MADE OF POLYCARBONATE RESIN REFILL SECOND PREMOLAR, MESIAL DISTAL WIDTH 7.2MM | DENTAL GENERAL SUPPLIES
2681 | 4215150329400 | PREFABRICATED CROWNS MADE OF POLYCARBONATE RESIN REFILL SECOND PREMOLAR, MESIAL DISTAL WIDTH 6.9MM | DENTAL GENERAL SUPPLIES
2682 | 4215150329500 | PREFABRICATED CROWNS MADE OF POLYCARBONATE RESIN REFILL SECOND PREMOLAR, MESIAL DISTAL WIDTH 6.8MM | DENTAL GENERAL SUPPLIES
2683 | 4215150329600 | PREFABRICATED CROWNS MADE OF POLYCARBONATE RESIN REFILL SECOND PREMOLAR, MESIAL DISTAL WIDTH 6.4MM | DENTAL GENERAL SUPPLIES
2684 | 4215150329700 | CELLULOID CROWN FORMS FOR PRIMARY UPPER ANTERIOR TEETH, ASSORTED TOOTH NUMBER, ASSORTED KIT | DENTAL GENERAL SUPPLIES
2685 | 4215150329800 | PEDO CROWNS, METAL CROWNS WITH PRE-VENEERED FACING FOR ANTERIOR PRIMARY TEETH | DENTAL GENERAL SUPPLIES
2686 | 4215150329900 | TRANSPARENT ANATOMICAL PEEL-OFF CROWN FORM, PERMANENT MAXILLARY LEFT CENTRAL INCISOR, NOMINAL MESIODISTAL WIDTH 10.00 MM, TOLERANCE ±0.25 MM (INCLUSIVE), SINGLE-USE | DENTAL GENERAL SUPPLIES
2687 | 4215150330000 | TRANSPARENT ANATOMICAL PEEL-OFF CROWN FORM, PERMANENT MAXILLARY LEFT CENTRAL INCISOR, NOMINAL MESIODISTAL WIDTH 8.75 MM, TOLERANCE ±0.25 MM (INCLUSIVE), SINGLE-USE | DENTAL GENERAL SUPPLIES
2688 | 4215150330100 | TRANSPARENT ANATOMICAL PEEL-OFF CROWN FORM, PERMANENT MAXILLARY RIGHT CENTRAL INCISOR, NOMINAL MESIODISTAL WIDTH 8.75 MM, TOLERANCE ±0.25 MM (INCLUSIVE), SINGLE-USE | DENTAL GENERAL SUPPLIES
2689 | 4215150330200 | TRANSPARENT ANATOMICAL PEEL-OFF CROWN FORM, PERMANENT MAXILLARY LEFT CENTRAL INCISOR, NOMINAL MESIODISTAL WIDTH 8.00 MM, TOLERANCE ±0.25 MM (INCLUSIVE), SINGLE-USE | DENTAL GENERAL SUPPLIES
2690 | 4215150330300 | TRANSPARENT ANATOMICAL PEEL-OFF CROWN FORM, PERMANENT MAXILLARY RIGHT CENTRAL INCISOR, NOMINAL MESIODISTAL WIDTH 8.00 MM, TOLERANCE ±0.25 MM (INCLUSIVE), SINGLE-USE | DENTAL GENERAL SUPPLIES
2691 | 4215150330400 | TRANSPARENT ANATOMICAL PEEL-OFF CROWN FORM, PERMANENT MAXILLARY LEFT CENTRAL INCISOR, NOMINAL MESIODISTAL WIDTH 7.50 MM, TOLERANCE ±0.25 MM (INCLUSIVE), SINGLE-USE | DENTAL GENERAL SUPPLIES
2692 | 4215150330500 | TRANSPARENT ANATOMICAL PEEL-OFF CROWN FORM, PERMANENT MAXILLARY RIGHT CENTRAL INCISOR, NOMINAL MESIODISTAL WIDTH 7.50 MM, TOLERANCE ±0.25 MM (INCLUSIVE), SINGLE-USE | DENTAL GENERAL SUPPLIES
2693 | 4215150330600 | TRANSPARENT ANATOMICAL PEEL-OFF CROWN FORM, PERMANENT MAXILLARY RIGHT LATERAL INCISOR, NOMINAL MESIODISTAL WIDTH 5.75 MM, TOLERANCE ±0.25 MM (INCLUSIVE), SINGLE-USE | DENTAL GENERAL SUPPLIES
2694 | 4215150330700 | TRANSPARENT ANATOMICAL PEEL-OFF CROWN FORM, PERMANENT MAXILLARY LEFT LATERAL INCISOR, NOMINAL MESIODISTAL WIDTH 6.75 MM, TOLERANCE ±0.25 MM (INCLUSIVE), SINGLE-USE | DENTAL GENERAL SUPPLIES
2695 | 4215150330800 | TRANSPARENT ANATOMICAL PEEL-OFF CROWN FORM, PERMANENT MAXILLARY RIGHT LATERAL INCISOR, NOMINAL MESIODISTAL WIDTH 6.75 MM, TOLERANCE ±0.25 MM (INCLUSIVE), SINGLE-USE | DENTAL GENERAL SUPPLIES
2696 | 4215150330900 | TRANSPARENT ANATOMICAL PEEL-OFF CROWN FORM, PERMANENT MAXILLARY LEFT LATERAL INCISOR, NOMINAL MESIODISTAL WIDTH 6.25 MM, TOLERANCE ±0.25 MM (INCLUSIVE), SINGLE-USE | DENTAL GENERAL SUPPLIES
2697 | 4215150331000 | TRANSPARENT ANATOMICAL PEEL-OFF CROWN FORM, PERMANENT MAXILLARY RIGHT LATERAL INCISOR, NOMINAL MESIODISTAL WIDTH 6.25 MM, TOLERANCE ±0.25 MM (INCLUSIVE), SINGLE-USE | DENTAL GENERAL SUPPLIES
2698 | 4215150331100 | TRANSPARENT ANATOMICAL PEEL-OFF CROWN FORM, PERMANENT MAXILLARY RIGHT CANINE, NOMINAL MESIODISTAL WIDTH 8.00 MM, TOLERANCE ±0.50 MM (INCLUSIVE), SINGLE-USE | DENTAL GENERAL SUPPLIES
2699 | 4215150331200 | TRANSPARENT ANATOMICAL PEEL-OFF CROWN FORM, PERMANENT MAXILLARY LEFT LATERAL INCISOR, NOMINAL MESIODISTAL WIDTH 5.75 MM, TOLERANCE ±0.25 MM (INCLUSIVE), SINGLE-USE | DENTAL GENERAL SUPPLIES
2700 | 4215150333800 | PREFORMED POLYCARBONATE CROWN KIT FOR PERMANENT ANTERIOR AND PREMOLAR TEETH, ASSORTED TOOTH FORMS AND SIZES, MINIMUM 180 CROWNS | DENTAL GENERAL SUPPLIES
2701 | 4215150333900 | TRANSPARENT CELLULOID CROWN FORMS FOR PERMANENT MAXILLARY ANTERIOR TEETH, ASSORTED TOOTH FORMS AND SIZES, MINIMUM 48 CROWN FORMS | DENTAL GENERAL SUPPLIES
2702 | 4215150342000 | FIBER SPLINT ML MULTI LAYER | DENTAL GENERAL SUPPLIES
2703 | 4215150342900 | TOOTH COLORED ZIRCONIA PEDIATRIC CROWN FOR PRIMARY CUSPID TOOTH, KIT (DIFFERENT SIZES) | DENTAL GENERAL SUPPLIES
2704 | 4215150343000 | TOOTH COLORED ZIRCONIA PEDIATRIC CROWN FOR PRIMARY POSTERIOR TEETH, KIT (DIFFERENT SIZES) | DENTAL GENERAL SUPPLIES
2705 | 4215150343200 | ZIRCONIA CROWN REFILL FOR UPPER LEFT PRIMARY SECOND MOLAR SIZE 2 OR EQUIVALENT | DENTAL GENERAL SUPPLIES
2706 | 4215150343300 | ZIRCONIA CROWN REFILL FOR LOWER RIGHT PRIMARY SECOND MOLAR SIZE 2 OR EQUIVALENT | DENTAL GENERAL SUPPLIES
2707 | 4215150343400 | ZIRCONIA CROWN REFILL FOR LOWER LEFT PRIMARY FIRST MOLAR SIZE 2 OR EQUIVALENT | DENTAL GENERAL SUPPLIES
2708 | 4215150343500 | SELF CURE, BIS-ACRYLIC RESIN, TEMPORARY CROWN AND BRIDGE MATERIAL SHADE A3 (AUTOMIX) FOR GUN TYPE WITH TIPS | DENTAL GENERAL SUPPLIES
2709 | 4215150343600 | ZIRCONIA CROWN REFILL FOR PRIMARY UPPER CUSPID (RIGHT OR LEFT)SIZE 2 OR EQUIVALENT | DENTAL GENERAL SUPPLIES
2710 | 4215150343700 | TEMPORARY CEMENT FOR CROWN AND BRIDGE, CLEAR COLOR, AUTOMIX PACKED IN SYRINGE | DENTAL GENERAL SUPPLIES
2711 | 4215150343800 | ZIRCONIA CROWN REFILL FOR PRIMARY UPPER LATERAL INCISORS (RIGHT OR LEFT) SIZE 1 OR EQUIVALENT | DENTAL GENERAL SUPPLIES
2712 | 4215150343900 | ZIRCONIA CROWN REFILL FOR PRIMARY UPPER CENTRAL INCISORS (RIGHT OR LEFT) SIZE 3 OR EQUIVALENT | DENTAL GENERAL SUPPLIES
2713 | 4215150344000 | ZIRCONIA CROWN REFILL FOR PRIMARY UPPER CUSPID (RIGHT OR LEFT) SIZE 1 OR EQUIVALENT | DENTAL GENERAL SUPPLIES
2714 | 4215150344100 | ZIRCONIA CROWN REFILL FOR PRIMARY UPPER LATERAL INCISORS (RIGHT OR LEFT) SIZE 5 OR EQUIVALENT | DENTAL GENERAL SUPPLIES
2715 | 4215150344200 | ZIRCONIA CROWN REFILL FOR PRIMARY UPPER LATERAL INCISORS (RIGHT OR LEFT) SIZE 3 OR EQUIVALENT | DENTAL GENERAL SUPPLIES
2716 | 4215150344300 | ZIRCONIA CROWN REFILL FOR PRIMARY UPPER LATERAL INCISORS (RIGHT OR LEFT) SIZE 6 OR EQUIVALENT | DENTAL GENERAL SUPPLIES
2717 | 4215150344400 | SELF CURE, BIS-ACRYLIC RESIN, TEMPORARY CROWN AND BRIDGE MATERIAL SHADE A1 (AUTOMIX) FOR GUN TYPE WITH TIPS | DENTAL GENERAL SUPPLIES
2718 | 4215150344500 | AUTOMIX GUN FOR 10:1 TEMPORARY CROWN AND BRIDGE MATERIAL | DENTAL GENERAL SUPPLIES
2719 | 4215150344600 | SELF CURE, BIS-ACRYLIC RESIN, TEMPORARY CROWN AND BRIDGE MATERIAL SHADE BLEACH (AUTOMIX) FOR GUN TYPE WITH TIPS | DENTAL GENERAL SUPPLIES
2720 | 4215150344700 | AUTOMIX MIXING TIP FOR TEMPORARY CROWN AND BRIDGE MATERIAL, RATIO 10:1 | DENTAL GENERAL SUPPLIES
2721 | 4215150344800 | ZIRCONIA CROWN REFILL FOR PRIMARY UPPER CENTRAL INCISORS (RIGHT OR LEFT) SIZE 6 OR EQUIVALENT | DENTAL GENERAL SUPPLIES
2722 | 4215150344900 | GORDON CROWN CONTOURING PLIER STAINLESS STEEL | DENTAL GENERAL SUPPLIES
2723 | 4215150345000 | ZIRCONIA CROWN REFILL FOR UPPER RIGHT PRIMARY FIRST MOLAR SIZE 1 OR EQUIVALENT | DENTAL GENERAL SUPPLIES
2724 | 4215150345100 | ZIRCONIA CROWN REFILL FOR UPPER RIGHT PRIMARY FIRST MOLAR SIZE 2 OR EQUIVALENT | DENTAL GENERAL SUPPLIES
2725 | 4215150345200 | ZIRCONIA CROWN REFILL FOR UPPER RIGHT PRIMARY FIRST MOLAR SIZE 3 OR EQUIVALENT | DENTAL GENERAL SUPPLIES
2726 | 4215150345300 | ZIRCONIA CROWN REFILL FOR UPPER RIGHT PRIMARY FIRST MOLAR SIZE 4 OR EQUIVALENT | DENTAL GENERAL SUPPLIES
2727 | 4215150345400 | ZIRCONIA CROWN REFILL FOR UPPER RIGHT PRIMARY FIRST MOLAR SIZE 5 OR EQUIVALENT | DENTAL GENERAL SUPPLIES
2728 | 4215150345500 | ZIRCONIA CROWN REFILL FOR UPPER RIGHT PRIMARY FIRST MOLAR SIZE 6 OR EQUIVALENT | DENTAL GENERAL SUPPLIES
2729 | 4215150345600 | ZIRCONIA CROWN REFILL FOR UPPER RIGHT PRIMARY FIRST MOLAR SIZE 7 OR EQUIVALENT | DENTAL GENERAL SUPPLIES
2730 | 4215150345700 | ZIRCONIA CROWN REFILL FOR UPPER LEFT PRIMARY FIRST MOLAR SIZE 1 OR EQUIVALENT | DENTAL GENERAL SUPPLIES
2731 | 4215150345800 | ZIRCONIA CROWN REFILL FOR UPPER LEFT PRIMARY FIRST MOLAR SIZE 2 OR EQUIVALENT | DENTAL GENERAL SUPPLIES
2732 | 4215150345900 | ZIRCONIA CROWN REFILL FOR UPPER LEFT PRIMARY FIRST MOLAR SIZE 3 OR EQUIVALENT | DENTAL GENERAL SUPPLIES
2733 | 4215150346000 | ZIRCONIA CROWN REFILL FOR UPPER LEFT PRIMARY FIRST MOLAR SIZE 4 OR EQUIVALENT | DENTAL GENERAL SUPPLIES
2734 | 4215150346100 | ZIRCONIA CROWN REFILL FOR UPPER LEFT PRIMARY FIRST MOLAR SIZE 5 OR EQUIVALENT | DENTAL GENERAL SUPPLIES
2735 | 4215150346200 | ZIRCONIA CROWN REFILL FOR UPPER LEFT PRIMARY FIRST MOLAR SIZE 6 OR EQUIVALENT | DENTAL GENERAL SUPPLIES
2736 | 4215150346300 | ZIRCONIA CROWN REFILL FOR UPPER LEFT PRIMARY FIRST MOLAR SIZE 7 OR EQUIVALENT | DENTAL GENERAL SUPPLIES
2737 | 4215150346400 | ZIRCONIA CROWN REFILL FOR LOWER RIGHT PRIMARY FIRST MOLAR SIZE 1 OR EQUIVALENT | DENTAL GENERAL SUPPLIES
2738 | 4215150346500 | ZIRCONIA CROWN REFILL FOR LOWER RIGHT PRIMARY FIRST MOLAR SIZE 2 OR EQUIVALENT | DENTAL GENERAL SUPPLIES
2739 | 4215150346600 | ZIRCONIA CROWN REFILL FOR LOWER RIGHT PRIMARY FIRST MOLAR SIZE 3 OR EQUIVALENT | DENTAL GENERAL SUPPLIES
2740 | 4215150346700 | ZIRCONIA CROWN REFILL FOR LOWER RIGHT PRIMARY FIRST MOLAR SIZE 4 OR EQUIVALENT | DENTAL GENERAL SUPPLIES
2741 | 4215150346800 | ZIRCONIA CROWN REFILL FOR LOWER RIGHT PRIMARY FIRST MOLAR SIZE 5 OR EQUIVALENT | DENTAL GENERAL SUPPLIES
2742 | 4215150346900 | ZIRCONIA CROWN REFILL FOR LOWER RIGHT PRIMARY FIRST MOLAR SIZE 6 OR EQUIVALENT | DENTAL GENERAL SUPPLIES
2743 | 4215150347000 | ZIRCONIA CROWN REFILL FOR LOWER RIGHT PRIMARY FIRST MOLAR SIZE 7 OR EQUIVALENT | DENTAL GENERAL SUPPLIES
2744 | 4215150347100 | ZIRCONIA CROWN REFILL FOR LOWER LEFT PRIMARY FIRST MOLAR SIZE 1 OR EQUIVALENT | DENTAL GENERAL SUPPLIES
2745 | 4215150347200 | ZIRCONIA CROWN REFILL FOR LOWER LEFT PRIMARY FIRST MOLAR SIZE 3 OR EQUIVALENT | DENTAL GENERAL SUPPLIES
2746 | 4215150347300 | ZIRCONIA CROWN REFILL FOR LOWER LEFT PRIMARY FIRST MOLAR SIZE 4 OR EQUIVALENT | DENTAL GENERAL SUPPLIES
2747 | 4215150347400 | ZIRCONIA CROWN REFILL FOR LOWER LEFT PRIMARY FIRST MOLAR SIZE 5 OR EQUIVALENT | DENTAL GENERAL SUPPLIES
2748 | 4215150347500 | ZIRCONIA CROWN REFILL FOR LOWER LEFT PRIMARY FIRST MOLAR SIZE 6 OR EQUIVALENT | DENTAL GENERAL SUPPLIES
2749 | 4215150347600 | ZIRCONIA CROWN REFILL FOR LOWER LEFT PRIMARY FIRST MOLAR SIZE 7 OR EQUIVALENT | DENTAL GENERAL SUPPLIES
2750 | 4215150347700 | ZIRCONIA CROWN REFILL FOR UPPER RIGHT PRIMARY SECOND MOLAR SIZE 1 OR EQUIVALENT | DENTAL GENERAL SUPPLIES
2751 | 4215150347800 | ZIRCONIA CROWN REFILL FOR UPPER RIGHT PRIMARY SECOND MOLAR SIZE 2 OR EQUIVALENT | DENTAL GENERAL SUPPLIES
2752 | 4215150347900 | ZIRCONIA CROWN REFILL FOR UPPER RIGHT PRIMARY SECOND MOLAR SIZE 3 OR EQUIVALENT | DENTAL GENERAL SUPPLIES
2753 | 4215150348000 | ZIRCONIA CROWN REFILL FOR UPPER RIGHT PRIMARY SECOND MOLAR SIZE 4 OR EQUIVALENT | DENTAL GENERAL SUPPLIES
2754 | 4215150348100 | ZIRCONIA CROWN REFILL FOR UPPER RIGHT PRIMARY SECOND MOLAR SIZE 5 OR EQUIVALENT | DENTAL GENERAL SUPPLIES
2755 | 4215150348200 | ZIRCONIA CROWN REFILL FOR UPPER RIGHT PRIMARY SECOND MOLAR SIZE 6 OR EQUIVALENT | DENTAL GENERAL SUPPLIES
2756 | 4215150348300 | ZIRCONIA CROWN REFILL FOR UPPER RIGHT PRIMARY SECOND MOLAR SIZE 7 OR EQUIVALENT | DENTAL GENERAL SUPPLIES
2757 | 4215150348400 | ZIRCONIA CROWN REFILL FOR UPPER LEFT PRIMARY SECOND MOLAR SIZE 1 OR EQUIVALENT | DENTAL GENERAL SUPPLIES
2758 | 4215150348500 | ZIRCONIA CROWN REFILL FOR UPPER LEFT PRIMARY SECOND MOLAR SIZE 3 OR EQUIVALENT | DENTAL GENERAL SUPPLIES
2759 | 4215150348600 | ZIRCONIA CROWN REFILL FOR UPPER LEFT PRIMARY SECOND MOLAR SIZE 4 OR EQUIVALENT | DENTAL GENERAL SUPPLIES
2760 | 4215150348700 | ZIRCONIA CROWN REFILL FOR UPPER LEFT PRIMARY SECOND MOLAR SIZE 5 OR EQUIVALENT | DENTAL GENERAL SUPPLIES
2761 | 4215150348800 | ZIRCONIA CROWN REFILL FOR UPPER LEFT PRIMARY SECOND MOLAR SIZE 6 OR EQUIVALENT | DENTAL GENERAL SUPPLIES
2762 | 4215150348900 | ZIRCONIA CROWN REFILL FOR UPPER LEFT PRIMARY SECOND MOLAR SIZE 7 OR EQUIVALENT | DENTAL GENERAL SUPPLIES
2763 | 4215150349000 | ZIRCONIA CROWN REFILL FOR LOWER RIGHT PRIMARY SECOND MOLAR SIZE 1 OR EQUIVALENT | DENTAL GENERAL SUPPLIES
2764 | 4215150349100 | ZIRCONIA CROWN REFILL FOR LOWER RIGHT PRIMARY SECOND MOLAR SIZE 3 OR EQUIVALENT | DENTAL GENERAL SUPPLIES
2765 | 4215150349200 | ZIRCONIA CROWN REFILL FOR LOWER RIGHT PRIMARY SECOND MOLAR SIZE 4 OR EQUIVALENT | DENTAL GENERAL SUPPLIES
2766 | 4215150349300 | ZIRCONIA CROWN REFILL FOR LOWER RIGHT PRIMARY SECOND MOLAR SIZE 5 OR EQUIVALENT | DENTAL GENERAL SUPPLIES
2767 | 4215150349400 | ZIRCONIA CROWN REFILL FOR LOWER RIGHT PRIMARY SECOND MOLAR SIZE 6 OR EQUIVALENT | DENTAL GENERAL SUPPLIES
2768 | 4215150349500 | ZIRCONIA CROWN REFILL FOR LOWER RIGHT PRIMARY SECOND MOLAR SIZE 7 OR EQUIVALENT | DENTAL GENERAL SUPPLIES
2769 | 4215150349600 | ZIRCONIA CROWN REFILL FOR LOWER LEFT PRIMARY SECOND MOLAR SIZE 1 OR EQUIVALENT | DENTAL GENERAL SUPPLIES
2770 | 4215150349700 | ZIRCONIA CROWN REFILL FOR LOWER LEFT PRIMARY SECOND MOLAR SIZE 2 OR EQUIVALENT | DENTAL GENERAL SUPPLIES
2771 | 4215150349800 | ZIRCONIA CROWN REFILL FOR LOWER LEFT PRIMARY SECOND MOLAR SIZE 3 OR EQUIVALENT | DENTAL GENERAL SUPPLIES
2772 | 4215150349900 | ZIRCONIA CROWN REFILL FOR LOWER LEFT PRIMARY SECOND MOLAR SIZE 4 OR EQUIVALENT | DENTAL GENERAL SUPPLIES
2773 | 4215150350000 | ZIRCONIA CROWN REFILL FOR LOWER LEFT PRIMARY SECOND MOLAR SIZE 5 OR EQUIVALENT | DENTAL GENERAL SUPPLIES
2774 | 4215150350100 | ZIRCONIA CROWN REFILL FOR LOWER LEFT PRIMARY SECOND MOLAR SIZE 6 OR EQUIVALENT | DENTAL GENERAL SUPPLIES
2775 | 4215150350200 | ZIRCONIA CROWN REFILL FOR LOWER LEFT PRIMARY SECOND MOLAR SIZE 7 OR EQUIVALENT | DENTAL GENERAL SUPPLIES
2776 | 4215150350300 | ZIRCONIA CROWN REFILL FOR PRIMARY UPPER CUSPID (RIGHT OR LEFT) SIZE 0 OR EQUIVALENT | DENTAL GENERAL SUPPLIES
2777 | 4215150350400 | ZIRCONIA CROWN REFILL FOR PRIMARY UPPER CUSPID (RIGHT OR LEFT) SIZE 3 OR EQUIVALENT | DENTAL GENERAL SUPPLIES
2778 | 4215150350500 | ZIRCONIA CROWN REFILL FOR PRIMARY UPPER CUSPID (RIGHT OR LEFT) SIZE 4 OR EQUIVALENT | DENTAL GENERAL SUPPLIES
2779 | 4215150350600 | ZIRCONIA CROWN REFILL FOR PRIMARY UPPER CUSPID (RIGHT OR LEFT) SIZE 5 OR EQUIVALENT | DENTAL GENERAL SUPPLIES
2780 | 4215150350700 | ZIRCONIA CROWN REFILL FOR PRIMARY UPPER CUSPID (RIGHT OR LEFT) SIZE 6 OR EQUIVALENT | DENTAL GENERAL SUPPLIES
2781 | 4215150350800 | CURVED INTRAORAL DELIVERY TIP FOR LIGHT-BODY IMPRESSION MATERIAL, UNIVERSAL YELLOW | DENTAL GENERAL SUPPLIES
2782 | 4215150350900 | PREMIXED BIO CERAMIC ROOT REPAIR ENDODONTIC INJECTABLE SEALER MATERIAL COMPOSED OF ZIRCONIUM OXIDE TRICALCIUM SILICATE DICALCIUM SILICATE TANTALUM PENTAOXIDE AND CALCIUM SULPHATE ANTIBACTERIAL BIOACTIVE AND OSTEOGENIC NON TOXIC SHORT SETTING TIME PACKED IN SYRINGE (2-2.5G) | DENTAL GENERAL SUPPLIES
2783 | 4215150351000 | PREMIXED BIO CERAMIC ROOT REPAIR FILLING CONDENSABLE PUTTY MATERIAL COMPOSED OF ZIRCONIUM OXIDE TRICALCIUM SILICATE DICALCIUM SILICATE TANTALUM PENTAOXIDE AND CALCIUM SULPHATE ANTIBACTERIAL BIOACTIVE AND OSTEOGENIC NON TOXIC PACKED IN SYRINGE | DENTAL GENERAL SUPPLIES
2784 | 4215150351100 | ZIRCONIA CROWN REFILL FOR PRIMARY UPPER CENTRAL INCISORS (RIGHT OR LEFT) SIZE 0 OR EQUIVALENT | DENTAL GENERAL SUPPLIES
2785 | 4215150351200 | ZIRCONIA CROWN REFILL FOR PRIMARY UPPER CENTRAL INCISORS (RIGHT OR LEFT) SIZE 1 OR EQUIVALENT | DENTAL GENERAL SUPPLIES
2786 | 4215150351300 | ZIRCONIA CROWN REFILL FOR PRIMARY UPPER CENTRAL INCISORS (RIGHT OR LEFT) SIZE 2 OR EQUIVALENT | DENTAL GENERAL SUPPLIES
2787 | 4215150351400 | LIGHT-CURING VENEER CEMENT KIT, ASSORTED SHADES, CONTAINING NOT LESS THAN FIVE (5) SYRINGES OF RESIN CEMENT WITH MATCHING FIVE (5) T RY-IN PASTES FOR PRE-CEMENTATION SHADE VERIFICATION. INTENDED FOR THE CEMENTATION OF PORCELAIN, CERAMIC, OR COMPOSITE VENEERS | DENTAL GENERAL SUPPLIES
2788 | 4215150351500 | TRANSPARENT ANATOMICAL PEEL-OFF CROWN FORM, PERMANENT MAXILLARY RIGHT CENTRAL INCISOR, NOMINAL MESIODISTAL WIDTH 10.00 MM, TOLERANCE ±0.25 MM (INCLUSIVE), SINGLE-USE | DENTAL GENERAL SUPPLIES
2789 | 4215150351600 | TRANSPARENT ANATOMICAL PEEL-OFF CROWN FORM, PERMANENT MAXILLARY LEFT CANINE, NOMINAL MESIODISTAL WIDTH 8.00 MM, TOLERANCE ±0.50 MM ( INCLUSIVE), SINGLE-USE | DENTAL GENERAL SUPPLIES
2790 | 4215150400600 | DENTAL DUAL LAMINATE SHEET ROUND DIAMETER 125 MM THICKNESS 1.0 MM (+/- 0.2) HARD AND SOFT SIDE.. | SUPPLEMENTARY DENTAL SUPPLIES
2791 | 4215150400700 | DENTAL DUAL LAMINATE SHEET ROUND DIAMETER 125 MM THICKNESS 2.0 MM (+/- 0.2) HARD AND SOFT SIDE.. | SUPPLEMENTARY DENTAL SUPPLIES
2792 | 4215150400800 | DENTAL DUAL LAMINATE SHEET ROUND DIAMETER 125 MM THICKNESS 3.0 MM HARD AND SOFT SIDE.. | SUPPLEMENTARY DENTAL SUPPLIES
2793 | 4215150500000 | ETCHING GEL 35 - 37.5% PHOSPHORIC ACID CONCENTRATION IDEAL VISCOSITY SYRINGE TIP DELIVERY THE KIT SHOULD CONTAIN NOT LESS THAN 4 SYRINGES MINIMUM 1.2 ML OF PHOSPHORIC ACID/SYRINGE WITH MICRO TIPS ONE EACH (EA)=ONE (1) PACK | DENTAL GENERAL SUPPLIES
2794 | 4215150500400 | CERAMIC ETCHING GEL ASSORTMENT FOR METAL FREE CERAMIC SYSTEM CONTAINS: 1X5ML GEL 1X30G NEUTRALIZING POWDER 1X1 DOSING SCOOP.. | SUPPLEMENTARY DENTAL SUPPLIES
2795 | 4215150500500 | PORCELAIN ETCHING KIT (8-10% HYDROFLUORIC ACID) IN SYRINGES AT LEAST 4 SYRINGES PER KIT INCLUDING SILANE + WITH TIPS | DENTAL GENERAL SUPPLIES
2796 | 4215150501100 | SELF ETCHING LIGHT CURE ADHESIVE. ETCH AND PRIME ENAMEL IN ONE STEP | DENTAL GENERAL SUPPLIES
2797 | 4215150501400 | REFILL TIP INCLUDE MICRO-WIRE SIZE 0.3MM (YELLOW) | DENTAL GENERAL SUPPLIES
2798 | 4215150501500 | REFILL TIP INCLUDE MICRO-WIRE SIZE 0.4MM (BLACK) | DENTAL GENERAL SUPPLIES
2799 | 4215150501600 | REFILL TIP INCLUDE MICRO-WIRE SIZE 0.5MM (ORANGE) | DENTAL GENERAL SUPPLIES
2800 | 4215150501700 | ETCHING GEL 35 - 37.5% PHOSPHORIC ACID CONCENTRATION IDEAL VISCOSITY SYRINGE TIP DELIVERY REFILL SYRINGE NOT LESS THAN 3.0 ML OF PHOSPHORIC ACID/SYRINGE WITH MICRO TIPS ONE EACH (EA) = ONE (1) PACK | DENTAL GENERAL SUPPLIES
2801 | 4215150600400 | SODIUM PERBORATE POWDER BOTTLE, FOR INTERNAL BLEACHING | DENTAL GENERAL SUPPLIES
2802 | 4215150600500 | IN-OFFICE TOOTH WHITENING KIT, CHEMICALLY ACTIVATED, CONTAINING HYDROGEN PEROXIDE GEL WITH A CONCENTRATION OF 30% TO 40%. KIT SHALL INCLUDE THE COMPONENTS REQUIRED BY THE MANUFACTURER TO PERFORM THE WHITENING PROCEDURE, INCLUDING BLEACHING GEL, MIXING AND/OR DELIVERY SYSTEM (IF APPLICABLE), GINGIVAL BARRIER OR OTHER SOFT TISSUE PROTECTION MATERIAL, APPLICATOR TIPS, AND REQUIRED ACCESSORIES. FOR PROFESSIONAL DENTAL USE. | DENTAL GENERAL SUPPLIES
2803 | 4215150600800 | ENDO NON-VITAL WHITENING GEL USED FOR INTERNAL BLEACHING CONTAIN 35% HYDROGEN PEROXIDE AND NON HAZARDOUS SUBSTANCES COMES IN SYRINGE WITH MULTIPLE TIPS | DENTAL GENERAL SUPPLIES
2804 | 4215150601200 | IN-OFFICE TOOTH WHITENING KIT, LIGHT-ACTIVATED, CONTAINING HYDROGEN PEROXIDE GEL WITH A CONCENTRATION OF 25% TO 40%. DESIGNED FOR US E WITH A COMPATIBLE DENTAL WHITENING LIGHT SYSTEM. KIT SHALL INCLUDE THE COMPONENTS REQUIRED BY THE MANUFACTURER TO PERFORM THE WHIT ENING PROCEDURE, INCLUDING BLEACHING GEL, GINGIVAL BARRIER OR OTHER SOFT TISSUE PROTECTION MATERIAL, APPLICATOR TIPS, AND REQUIRED A CCESSORIES. FOR PROFESSIONAL DENTAL USE | DENTAL GENERAL SUPPLIES
2805 | 4215150700200 | SINGLE SHADE UNIVERSAL COMPOSITE, MATCH ALL 16 VITA CLASSICAL SHADES | DENTAL GENERAL SUPPLIES
2806 | 4215150900200 | PORCELAIN PFM HIGH FUSE COMPLETE BASIC KIT CLASSIC SHADE (A-D) SHADES EASY TO USE NOT TECHNIQUE SENSITIVE FINE CRYSTAL SIZE INCISAL PORCELAIN FOR LOWEST POSSIBLE WEARING OF OPPOSING DENTITION. THE ORDERED BASIC KIT SHOULD BE A PART OF COMPREHENSIVE PORCELAIN SYSTEM ALL OTHER COLORS MODIFIERS STAINS ETC.. | SUPPLEMENTARY DENTAL SUPPLIES
2807 | 4215150902500 | DENTAL SHADE GUIDE COVERING FULL VITA CLASSICAL RANGE (A1–D4) WITH BLEACHED SHADES (0M1 0M2 0M3) SUPPLIED WITH ERGONOMIC HOLDER INDI VIDUALLY LABELED MADE OF STAIN-RESISTANT HEAT RESISTANT COLOR-STABLE MATERIAL COMPATIBLE WITH VITA CLASSICAL OR EQUIVALENT STANDARD | DENTAL GENERAL SUPPLIES
2808 | 4215150902600 | TOOTH SHADE GUIDE OR LINEARGUIDE CONTAINS MORE THAN 25 NATURAL TOOTH SHADES AND BLEACHGUIDE (0M1 0M2 AND 0M3). SHADE TABS HIGH-QUALITY TEMPERATURE-RESISTANT CERAMIC MATERIAL AUTOCLAVABLE AT A MAXIMUM OF 140°C VITA 3D MASTER OR EQUIVALENT | DENTAL GENERAL SUPPLIES
2809 | 4215151000000 | SHIELD PROTECTIVE VISIBLE LIGHT CURE HAND - HELD. | DENTAL GENERAL SUPPLIES
2810 | 4215151100300 | TRAY TAGS LABEL, COLOR : GREEN, WIDTH : 5CM, LENGTH : 23-24CM | STERILIZATION SUPPLIES (CSSD) CONSUMABLE
2811 | 4215151100400 | TRAY TAGS LABEL, COLOR : RED, WIDTH : 5CM, LENGTH : 23-24CM | STERILIZATION SUPPLIES (CSSD) CONSUMABLE
2812 | 4215151304400 | ABUTMENT PROSTHETIC SCREW ASSORTED. | SUPPLEMENTARY DENTAL SUPPLIES
2813 | 4215151304500 | ANALOG FOR BONE LEVEL DENTAL IMPLANT LOCATOR ABUTMENT.. | SUPPLEMENTARY DENTAL SUPPLIES
2814 | 4215151304600 | ANALOG FOR IMPRESSION COPING FOR TISSUE LEVEL IMPLANT LOCATOR ABUTMENT. | SUPPLEMENTARY DENTAL SUPPLIES
2815 | 4215151304700 | ANGLED LOCATOR OR EQUIVALENT ABUTMENTFOR BONE LEVEL DENTAL IMPLANT ANGULATION: ASSORTED DIAMETER ASSORTED HEIGHT:ASSORTED.. | SUPPLEMENTARY DENTAL SUPPLIES
2816 | 4215151304800 | ANGLED LOCATOR OR EQUIVALENT ABUTMENTFOR DENTAL TISSUE LEVEL IMPLANT ANGULATION: ASSORTED DIAMETER ASSORTED HEIGHT:ASSORTED. | SUPPLEMENTARY DENTAL SUPPLIES
2817 | 4215151304900 | CAD/ CAM SCREW RETAINED DIGITAL MULTIUNIT ABUTMENT LEVEL FOR ZYGOMATIC IMPLANT IMPLANT DIAMETER : ASSORTED EMERGENCE PROFILE ASSORTED STRAIGHT OR ANGULATION ASSORTED LENGTH : ASSORTED. | SUPPLEMENTARY DENTAL SUPPLIES
2818 | 4215151305000 | CASTABLE ABUTMENT FOR GOLD ALLOY INCLUDING THE SCREW FOR BONE LEVEL DENTAL IMPLANT DIAMETER: ASSORTED GINGIVAL HEIGHT: ASSORTED.-. | SUPPLEMENTARY DENTAL SUPPLIES
2819 | 4215151305100 | CASTABLE ABUTMENT FOR GOLD ALLOY INCLUDING THE SCREW FOR TISSUE LEVEL DENTAL IMPLANT DIAMETER: ASSORTED GINGIVAL HEIGHT: ASSORTED. | SUPPLEMENTARY DENTAL SUPPLIES
2820 | 4215151305200 | CASTABLE ABUTMENT FOR TITANIUM INCLUDING THE SCREW FOR BONE LEVEL DENTAL IMPLANT DIAMETER: ASSORTED GINGIVAL HEIGHT: ASSORTED.-. | SUPPLEMENTARY DENTAL SUPPLIES
2821 | 4215151305300 | CASTABLE ABUTMENT FOR TITANIUM INCLUDING THE SCREW, FOR TISSUE LEVEL DENTAL IMPLANT DIAMETER: ASSORTED GINGIVAL HEIGHT: ASSORTED | SUPPLEMENTARY DENTAL SUPPLIES
2822 | 4215151305400 | FINAL MULTI-UNIT ABUTMENT FOR SCREW RETAINED INCLUDE SCREWS BONE LEVEL DENTAL IMPLANT MATERIAL : TITANIUM PLATFORM : ASSORTED DIAMETER: ASSORTED ANGULATION : ASSORTED GINGIVAL HIGHT:ASSORTED. | SUPPLEMENTARY DENTAL SUPPLIES
2823 | 4215151305500 | FINAL MULTI-UNIT ABUTMENT FOR SCREW RETAINED INCLUDE SCREWS FOR BONE LEVEL DENTAL IMPLANT MATERIAL : TITANIUM PLATFORM : ASSORTED DIAMETER: ASSORTED ANGULATION : STRAIGHT (0) GINGIVAL HIGHT:ASSORTED. | SUPPLEMENTARY DENTAL SUPPLIES
2824 | 4215151305600 | FINAL MULTI-UNIT ABUTMENT FOR SCREW RETAINED FOR TISSUE LEVEL DENTAL IMPLANT MATERIAL : TITANIUM PLATFORM : ASSORTED DIAMETER: ASSORTED ANGULATION : STRAIGHT (0) GINGIVAL HIGHT:ASSORTED. | SUPPLEMENTARY DENTAL SUPPLIES
2825 | 4215151305700 | FINAL MULTI-UNIT ABUTMENT FOR SCREW RETAINED, TISSUE LEVEL DENTAL IMPLANT MATERIAL : TITANIUM PLATFORM : ASSORTED DIAMETER: ASSORTED ANGULATION : ASSORTED GINGIVAL HIGHT:ASSORTED | SUPPLEMENTARY DENTAL SUPPLIES
2826 | 4215151305800 | HEALING ABUTMENT FOR BONE LEVEL DENTAL IMPLANT TITANIUM OR TITANIUM ALLOY SHAPE: ASSORTED DIAMETER: ASSORTED HEIGHT: ASSORTED. | SUPPLEMENTARY DENTAL SUPPLIES
2827 | 4215151305900 | HEALING ABUTMENT FOR TISSUE LEVEL DENTAL IMPLANTTITANIUM OR TITANIUM ALLOY SHAPE: ASSORTED DIAMETER: ASSORTED HEIGHT: ASSORTED. | SUPPLEMENTARY DENTAL SUPPLIES
2828 | 4215151306000 | IMPRESSION COPING ABUTMENT LEVEL ZYGOMATIC IMPLANT IMPRESSION LEVEL : ASSORTED TRAY TYPE : ASSORTED. | SUPPLEMENTARY DENTAL SUPPLIES
2829 | 4215151306100 | IMPRESSION COPING FOR BONE LEVEL DENTAL IMPLANT LOCATOR ABUTMENT.. | SUPPLEMENTARY DENTAL SUPPLIES
2830 | 4215151306200 | IMPRESSION COPING FOR TISSUE LEVEL DENTAL IMPLANT LOCATOR ABUTMENT, DIAMETER AND LENGTH: ASSORTED | SUPPLEMENTARY DENTAL SUPPLIES
2831 | 4215151306300 | MULTIUNIT SCREW-RETAINED ABUTMENT FOR ZYGOMATIC IMPLANT IMPLANT DIAMETER : ASSORTED EMERGENCE PROFILE : ASSORTED ABUTMENT HEIGHT : ASSORTED GINGIVA HEIGHT : ASSORTED. | SUPPLEMENTARY DENTAL SUPPLIES
2832 | 4215151306400 | PREFABRICATED ABUTMENT FOR CEMENT RETAINED INCLUDE SCREWS FOR BONE LEVEL DENTAL IMPLANT MATERIAL : TITANIUM PLATFORM : ASSORTED DIAMETER: ASSORTED ANGULATION : ASSORTED GINGIVAL HIGHT:ASSORTED ( ENGAGING). | SUPPLEMENTARY DENTAL SUPPLIES
2833 | 4215151306500 | PREFABRICATED ABUTMENT FOR CEMENT RETAINED INCLUDE SCREWS FOR BONE LEVEL DENTAL IMPLANTMATERIAL : TITANIUM PLATFORM : ASSORTEDDIAMETER: ASSORTEDANGULATION : ASSORTEDGINGIVAL HIGHT:ASSORTED( NON - ENGAGING). | SUPPLEMENTARY DENTAL SUPPLIES
2834 | 4215151306600 | PREFABRICATED ABUTMENT FOR CEMENT RETAINED INCLUDE SCREWS FOR BONE LEVEL DENTAL IMPLANT MATERIAL : TITANIUM PLATFORM : ASSORTED DIAMETER: ASSORTED ANGULATION : STRAIGHT (0) GINGIVAL HIGHT:ASSORTED ( ENGAGING). | SUPPLEMENTARY DENTAL SUPPLIES
2835 | 4215151306700 | PREFABRICATED ABUTMENT FOR CEMENT RETAINED INCLUDE SCREWS FOR BONE LEVEL DENTAL IMPLANT MATERIAL : TITANIUM PLATFORM : ASSORTED DIAMETER: ASSORTED ANGULATION : STRAIGHT (0) GINGIVAL HIGHT:ASSORTED ( NON ENGAGING). | SUPPLEMENTARY DENTAL SUPPLIES
2836 | 4215151306800 | PREFABRICATED ABUTMENT FOR CEMENT RETAINED FOR TISSUE LEVEL DENTAL IMPLANT MATERIAL : TITANIUM PLATFORM : ASSORTED DIAMETER: ASSORTED ANGULATION : ASSORTED GINGIVAL HIGHT:ASSORTED ( ENGAGING). | SUPPLEMENTARY DENTAL SUPPLIES
2837 | 4215151306900 | PREFABRICATED ABUTMENT FOR CEMENT RETAINED, FOR TISSUE LEVEL DENTAL IMPLANT MATERIAL : TITANIUM PLATFORM : ASSORTED DIAMETER: ASSORTED ANGULATION : ASSORTED GINGIVAL HIGHT:ASSORTED ( NON - ENGAGING) | SUPPLEMENTARY DENTAL SUPPLIES
2838 | 4215151307000 | PREFABRICATED ABUTMENT FOR CEMENT RETAINED FOR TISSUE LEVEL DENTAL IMPLANT MATERIAL : TITANIUM PLATFORM : ASSORTED DIAMETER: ASSORTED ANGULATION : STRAIGHT (0) GINGIVAL HIGHT:ASSORTED ( ENGAGING). | SUPPLEMENTARY DENTAL SUPPLIES
2839 | 4215151307100 | PREFABRICATED ABUTMENT FOR CEMENT RETAINED FOR TISSUE LEVEL DENTAL IMPLANT MATERIAL : TITANIUM PLATFORM : ASSORTED DIAMETER: ASSORTED ANGULATION : STRAIGHT (0) GINGIVAL HIGHT:ASSORTED ( NON ENGAGING). | SUPPLEMENTARY DENTAL SUPPLIES
2840 | 4215151307200 | STRAIGHT LOCATOR OR EQUIVALENT ABUTMENTFOR BONE LEVEL DENTAL IMPLANT DIAMETER ASSORTED HEIGHT:ASSORTED.. | SUPPLEMENTARY DENTAL SUPPLIES
2841 | 4215151307300 | STRAIGHT LOCATOR OR EQUIVALENT ABUTMENT, FOR TISSUE LEVEL DENTAL IMPLANT, DIAMETER ASSORTED, HEIGHT ASSORTED | SUPPLEMENTARY DENTAL SUPPLIES
2842 | 4215151307400 | TEMPORARY ABUTMENT - METAL WITH FINAL SCREW CUSTOMIZABLE IN LAB OR CHAIRSIDE FOR BONE LEVEL DENTAL IMPLANT PLATFORM : ASSORTED ( NON ENGAGING). | SUPPLEMENTARY DENTAL SUPPLIES
2843 | 4215151307500 | TEMPORARY ABUTMENT - METAL WITH FINAL SCREW CUSTOMIZABLE IN LAB OR CHAIRSIDE FOR BONE LEVEL DENTAL IMPLANT PLATFORM : ASSORTED ( ENGAGING). | SUPPLEMENTARY DENTAL SUPPLIES
2844 | 4215151307600 | TEMPORARY ABUTMENT - METAL WITH SCREW CUSTOMIZABLE IN LAB OR CHAIRSIDE FOR TISSUE LEVEL DENTAL IMPLANT PLATFORM : ASSORTED ( NON ENGAGING). | SUPPLEMENTARY DENTAL SUPPLIES
2845 | 4215151307700 | TEMPORARY ABUTMENT - METAL WITH SCREW CUSTOMIZABLE IN LAB OR CHAIRSIDE FOR TISSUE LEVEL DENTAL IMPLANT PLATFORM : ASSORTED ( ENGAGING). | SUPPLEMENTARY DENTAL SUPPLIES
2846 | 4215151307800 | TEMPORARY ABUTMENT - NON METAL WITH FINAL SCREW CUSTOMIZABLE IN LAB OR CHAIRSIDE FOR BONE LEVEL DENTAL IMPLANT PLATFORM : ASSORTED ( NON ENGAGING). | SUPPLEMENTARY DENTAL SUPPLIES
2847 | 4215151307900 | TEMPORARY ABUTMENT - NON METAL WITH FINAL SCREW CUSTOMIZABLE IN LAB OR CHAIRSIDEFOR BONE LEVEL DENTAL IMPLANT PLATFORM : ASSORTED ( ENGAGING). | SUPPLEMENTARY DENTAL SUPPLIES
2848 | 4215151308000 | TEMPORARY ABUTMENT - NON METAL WITH SCREW CUSTOMIZABLE IN LAB OR CHAIRSIDE, FOR TISSUE LEVEL DENTAL IMPLANT PLATFORM : ASSORTED ( NON ENGAGING) | SUPPLEMENTARY DENTAL SUPPLIES
2849 | 4215151308100 | TEMPORARY ABUTMENT - NON METAL WITH SCREW CUSTOMIZABLE IN LAB OR CHAIRSIDEFOR TISSUE LEVEL DENTAL IMPLANT PLATFORM : ASSORTED ( ENGA GING). | SUPPLEMENTARY DENTAL SUPPLIES
2850 | 4215151308200 | TEMPORARY ABUTMENT LEVEL FOR ZYGOMATIC IMPLANT WITH FINAL SCREW CUSTOMIZABLE IN LAB OR CHAIRSIDE MATERIAL : ASSORTED PLATFORM: ASSORTED NON ENGAGING. | SUPPLEMENTARY DENTAL SUPPLIES
2851 | 4215151308300 | TITANIUM CAD/CAM ABUTMENT INCLUDING FINAL PROSTHETIC SCREW.FOR BONE LEVEL DENTAL IMPLANT GINGIVAL HEIGHT:ASSORTED DIAMETER: ASSORTED LENGTH: ASSORTED ANGULATION: ASSORTED ENGAGING. | SUPPLEMENTARY DENTAL SUPPLIES
2852 | 4215151308400 | TITANIUM CAD/CAM ABUTMENT INCLUDING FINAL PROSTHETIC SCREW. FOR BONE LEVEL DENTAL IMPLANT GINGIVAL HEIGHT:ASSORTED DIAMETER: ASSORTED LENGTH: ASSORTED ANGULATION: STRAIGHT (0) NON-ENGAGING. | SUPPLEMENTARY DENTAL SUPPLIES
2853 | 4215151308500 | TITANIUM CAD/CAM ABUTMENT INCLUDING FINAL PROSTHETIC SCREW. FOR BONE LEVEL DENTAL IMPLANT GINGIVAL HEIGHT:ASSORTED DIAMETER: ASSORTED LENGTH: ASSORTED ANGULATION: STRAIGHT(0) ENGAGING. | SUPPLEMENTARY DENTAL SUPPLIES
2854 | 4215151308600 | TITANIUM CAD/CAM ABUTMENT INCLUDING FINAL PROSTHETIC SCREW. FOR TISSUE LEVEL DENTAL IMPLANT GINGIVAL HEIGHT:ASSORTED DIAMETER: ASSORTED LENGTH: ASSORTED ANGULATION: STRAIGHT (0) NON-ENGAGING. | SUPPLEMENTARY DENTAL SUPPLIES
2855 | 4215151308700 | TITANIUM CAD/CAM ABUTMENT INCLUDING FINAL PROSTHETIC SCREW. FOR TISSUE LEVEL DENTAL IMPLANT GINGIVAL HEIGHT:ASSORTED DIAMETER: ASSORTED LENGTH: ASSORTED ANGULATION: STRAIGHT(0) ENGAGING. | SUPPLEMENTARY DENTAL SUPPLIES
2856 | 4215151308800 | TITANIUM CAD/CAM ABUTMENT INCLUDING FINAL PROSTHETIC SCREW.FOR BONE LEVEL DENTAL IMPLANT GINGIVAL HEIGHT:ASSORTED DIAMETER: ASSORTED LENGTH: ASSORTED ANGULATION: ASSORTED NON-ENGAGING.. | SUPPLEMENTARY DENTAL SUPPLIES
2857 | 4215151308900 | TITANIUM CAD/CAM ABUTMENT INCLUDING FINAL PROSTHETIC SCREW.FOR TISSUE LEVEL DENTAL IMPLANT GINGIVAL HEIGHT:ASSORTED DIAMETER: ASSORTED LENGTH: ASSORTED ANGULATION: ASSORTED ENGAGING.. | SUPPLEMENTARY DENTAL SUPPLIES
2858 | 4215151309000 | TITANIUM CAD/CAM ABUTMENT INCLUDING FINAL PROSTHETIC SCREW.FOR TISSUE LEVEL DENTAL IMPLANT GINGIVAL HEIGHT:ASSORTED DIAMETER: ASSORTED LENGTH: ASSORTED ANGULATION: ASSORTED NON-ENGAGING.. | SUPPLEMENTARY DENTAL SUPPLIES
2859 | 4215160000800 | ENDODONTIC GLICK INSTRUMENT #2 | DENTAL GENERAL SUPPLIES
2860 | 4215160000900 | DENTAL EXAMINATION KIT, CASSETTE DIMENSIONS 152 X 184 X 34 MM FOR 8 INSTRUMENTS WITH AN ACCESSORY AREA. UNIQUELY SOPHISTICATED ERGONOMIC DESIGN WITH REVOLUTIONARY NEW HOLE PATTERN FOR OPTIMAL USE IN THERMODISINFECTOR. IMS INFINITY SERIES CASSETTES ARE MADE OF LONG LASTING LOW MAINTENANCE STAINLESS STEEL. DURABLE, COLORED SILICONE RAILS SECURELY HOLD INSTRUMENTS THROUGHOUT PROCESSING CYCLE.ERGONOMIC LATCH WITH POSITIVE LOCKING MECHANISM IS SAFE AND EASY - TO - USE, ALLOWS ONE - HANDED OPENING AND VISUAL CONFIRMATION IF THE CASSETTE IS LOCKED/UNLOCKED.REVOLUTIONARY NEW HOLE PATTERN DESIGN CREATES 30% ADDITIONAL OPEN AREA FOR MORE ACCESS DURING CLEANING AND STERILIZATION AND IS COMPATIBLE WITH CURRENT CLEANING EQUIPMENT, INCLUDING AUTOMATED WASHERS.INNOVATIVE COLOR - CODED SILICONE RAIL SYSTEM, AVAILABLE IN 11 COLOR OPTIONS, SIGNIFICANTLY REDUCES INSTRUMENT CONTACT BY UP TO 59%, ALLOWING FOR MORE WATER FLOW WHILE PROTECTIN G THE INSTRUMENTS DURING REPROCESSING.HIGH QUALITY, ELECTRO POLISHED | DENTAL GENERAL SUPPLIES
2861 | 4215160001100 | ORTHO–PEDO KIT CASSETTE DIMENSION 152 X 184 X 34 MM FOR 11 INSTRUMENTS UNIQUELY SOPHISTICATED ERGONOMIC DESIGN WITH REVOLUTIONARY NEW HOLE PATTERN FOR OPTIMAL USE IN THERMO DISINFECTOR. IMS INFINITY SERIES CASSETTES ARE MADE OF LONG LASTING LOW MAINTENANCE STAINLESS STEEL. DURABLE, COLORED SILICONE RAILS SECURELY HOLD INSTRUMENTS THROUGHOUT PROCESSING CYCLE. ERGONOMIC LATCH WITH POSITIVE LOCKING MECHANISM IS SAFE AND EASY - TO - USE, ALLOWS ONE - HANDED OPENING AND VISUAL CONFIRMATION IF THE CASSETTE IS LOCKED/UNLOCKED. REVOLUTIONARY NEW HOLE PATTERN DESIGN CREATES 30% ADDITIONAL OPEN AREA FOR MORE ACCESS DURING CLEANING AND STERILIZATION, AND IS COMPATIBLE WITH CURRENT CLEANING EQUIPMENT, INCLUDING AUTOMATED WASHERS. INNOVATIVE COLOR - CODED SILICONE RAIL SYSTEM, AVAILABLE IN 11 COLOR OPTIONS, SIGNIFICANTLY REDUCES INSTRUMENT CONTACT BY UP TO 59%, ALLOWING FOR MORE WATER FLOW WHILE PROTECTING THE INSTRUMENTS DURING REPROCESSING. HIGH QUALITY, ELECTRO POLISHED STAINLESS STEEL PROTECTS | DENTAL GENERAL SUPPLIES
2862 | 4215160001300 | ENDODONTIC GLICK INSTRUMENT #1 | DENTAL GENERAL SUPPLIES
2863 | 4215160001400 | SPACE MAINTAINER PREFABRICATED KIT STAINLESS STEEL BAND ASSORTED KIT FOR DECIDUOUS (PRIMARY) MOLARS ANATOMICALLY CONTOURED PRE - WELDED RETAINER TUBE ON BAND WITH THE FOLLOWING COMPONENTS 120 - 144 BANDS - NARROW PERFORMED MAINTAINER WIRE (20) - PREFORMED MAINTAINER WIRES WITH DROP - LOOP (30) .NARROW PREFORMED MAINTAINER WIRES WITH RESTS (20) - NARROW PREFORMED MAINTENANCE WIRES WITH DISTAL SHOES (20 EACH) - CRIMPING PLIERS FOR THE TUBES (1). | DENTAL GENERAL SUPPLIES
2864 | 4215160001500 | PERIODONTAL SURGICAL KIT CASSETTES DIMENSION 290 X 184 X 34 MM FOR 24 INSTRUMENTS UNIQUELY SOPHISTICATED ERGONOMIC DESIGN WITH REVOLUTIONARY NEW HOLE PATTERN FOR OPTIMAL USE, CASSETTES ARE MADE OF LONG LASTING LOW MAINTENANCE STAINLESS STEEL. DURABLE, COLORED SILICONE RAILS SECURELY HOLD INSTRUMENTS THROUGHOUT PROCESSING CYCLE. ERGONOMIC LATCH WITH POSITIVE LOCKING MECHANISM, ALLOWS ONE - HANDED OPENING AND VISUAL CONFIRMATION IF THE CASSETTE IS LOCKED/UNLOCKED. HOLE PATTERN DESIGN AT LEAST 30% ADDITIONAL OPEN AREA FOR MORE ACCESS DURING CLEANING AND STERILIZATION .INNOVATIVE COLOR - CODED SILICONE RAIL SYSTEM, AVAILABLE I N 11 COLOR OPTIONS, HIGH QUALITY, ELECTRO-POLISHED STAINLESS STEEL | DENTAL GENERAL SUPPLIES
2865 | 4215160001600 | PEDODONTIC –SSC KIT CASSETTE DIMENSIONS 152 X 184 X 34 MM FOR 8 INSTRUMENTS WITH AN ACCESSORY AREA. UNIQUELY SOPHISTICATED ERGONOMIC DESIGN WITH REVOLUTIONARY NEW HOLE PATTERN FOR OPTIMAL USE IN THERMODISINFECTOR. IMS INFINITY SERIES CASSETTES ARE MADE OF LONG LAS TING LOW MAINTENANCE STAINLESS STEEL. DURABLE COLORED SILICONE RAILS SECURELY HOLD INSTRUMENTS THROUGHOUT PROCESSING CYCLE. ERGONOMIC LATCH WITH POSITIVE LOCKING MECHANISM IS SAFE AND EASY - TO - USE ALLOWS ONE - HANDED OPENING AND VISUAL CONFIRMATION IF THE CASSETTE IS LOCKED/UNLOCKED. REVOLUTIONARY NEW HOLE PATTERN DESIGN CREATES 30% ADDITIONAL OPEN AREA FOR MORE ACCESS DURING CLEANING AND STERILIZATION AND IS COMPATIBLE WITH CURRENT CLEANING EQUIPMENT INCLUDING AUTOMATED WASHERS. INNOVATIVE COLOR - CODED SILICONE RAIL SYSTEM AVAILABLE IN 11 COLOR OPTIONS SIGNIFICANTLY REDUCES INSTRUMENT CONTACT BY UP TO 59% ALLOWING FOR MORE WATER FLOW WHILE PROTECTING THE INSTRUMENTS DURING REPROCESSING. HIGH QUALITY ELECTROPOLISHED | DENTAL GENERAL SUPPLIES
2866 | 4215160001700 | PERIODONTAL MICROSURGICAL KIT, METAL INFINITY CASSETTE CONTAINS: 1. HI GH DEFINITION MIRROR SINGLE SIDED 2. MIRROR HANDLE 3. UNC PROBE 15 MM 4. MICROSURGICAL SCALPEL HANDLE 5. MICRO ADISON TISSUE PLIER 6. PERI-OSTEAL MICROSURGERY ELEVATOR # 1 AND # 37. NEEDLE HOLDER CASTROVIEJO NEEDLE HOLDER WITH MICROSURGICAL TIP 8. MICROSURGICAL ROSS SCISSOR 9. SUTURE PLIER 10. MICROSCALPEL BLADE HOLDER (BLADE - NORDLAND 69) 11. MICRO CHISEL # 1 | DENTAL GENERAL SUPPLIES
2867 | 4215160300000 | CALCIUM HYDROXIDE PASTE IN TWO TUBES, BASE 13G AND CATALYST 11G SYSTEM WITH MIXING PAD, RADIOPAQUE | DENTAL GENERAL SUPPLIES
2868 | 4215160300200 | CALCIUM HYDROXIDE PREMIXED: READY TO USE TEMPORARY ROOT CANAL MATERIAL, INJECTABLE, KIT CONTAIN 1.FOUR SYRINGES, 2.TWENTY DELIVERY TIPS | DENTAL GENERAL SUPPLIES
2869 | 4215160400100 | INSTRUMENT DENTAL COMPOSITE PLACEMENT AND CONTOURING #6 SATIN STEEL HANDLE | DENTAL GENERAL SUPPLIES
2870 | 4215160500100 | CROWN REMOVER MORREL WITH 3 INSERTS STAINLESS STEEL | DENTAL GENERAL SUPPLIES
2871 | 4215160600500 | WAX CARVER SET WHICH CONSISTS OF 12 PCS: LE - CORN CARVER LARGE WAX SPATULA BLADE HANDLE (SCALPEL) WAX SPATULA NO. 7 LARGE WAX KNIFE SMALL WAX KNIFE P.K.T NO. 1 P.K.T NO. 2 P.K.T NO. 4 P.K.T NO. 5 ASH NO. 5 CARVER AND TWEEZERSS. | SUPPLEMENTARY DENTAL SUPPLIES
2872 | 4215160601500 | CARVER FOR PORCELAIN SCULPTURING AND MIXING THIN AND FLEXIBLE.. | SUPPLEMENTARY DENTAL SUPPLIES
2873 | 4215160601600 | CARVER FOR PORCELAIN OCCLUSAL CARVING POINTED TIP.. | SUPPLEMENTARY DENTAL SUPPLIES
2874 | 4215160601700 | LONG CARVER, DOUBLE-ENDED, STAINLESS STEEL. | DENTAL GENERAL SUPPLIES
2875 | 4215160601800 | LONG INTERPROXIMAL CARVER, DOUBLE-ENDED, STAINLESS STEEL | DENTAL GENERAL SUPPLIES
2876 | 4215160601900 | DISCOID-CLEOID CARVER, DOUBLE-ENDED, STAINLESS STEEL | DENTAL GENERAL SUPPLIES
2877 | 4215160602200 | DENTAL CARVER DE HOLLENBACK #6 HANDLE, # CVHL3 | DENTAL GENERAL SUPPLIES
2878 | 4215160602300 | DENTAL CARVER DE TANNER 6, CV6T | DENTAL GENERAL SUPPLIES
2879 | 4215160602400 | INSTRUMENT DENTAL 3/6 DISCOID-CLEOID CARVER #6 SATIN STEEL HANDLE | DENTAL GENERAL SUPPLIES
2880 | 4215160602500 | INSTRUMENT DENTAL 89/92 DISCOID-CLEOID CARVER #6 SATIN STEEL HANDLE | DENTAL GENERAL SUPPLIES
2881 | 4215160602600 | LECRON WAX CARVER STAINLESS STEEL HANDLE DOUBLE-ENDED KNIFE END/SMALL SCOPE END SIZE 5. | SUPPLEMENTARY DENTAL SUPPLIES
2882 | 4215160800000 | LARGE DRAINAGE FILTER FOR DENTAL SUCTION SYSTEMS, DESIGNED FOR EFFICIENT PARTICLE RETENTION, COMPATIBLE WITH EACH HOSPITAL DENTAL CHAIR SYSTEM | GENERAL MEDICAL CONSUMABLES
2883 | 4215161000100 | GOLDMAN FOX BONE/SOFT TISSUE NIPPER, 10CM, GRADE 440 SERIES, STAINLESS STEEL (HIGH CARBON CONTENT AND A CERTAIN PERCENTAGE OF CHROMIUM) TRIPLE TEMPERED FOR GREATER RIGIDITY | DENTAL GENERAL SUPPLIES
2884 | 4215161001700 | APRON, PLASTIC, SIZE 75 X 145CM (+/- 5 CM), DISPOSABLE | SUPPLEMENTARY GEN.SUPPLIES NURS,BURN
2885 | 4215161001800 | 2/4 MOLT SURGICAL CURETTE | DENTAL GENERAL SUPPLIES
2886 | 4215161003200 | CYANOACRYLATE TISSUE ADHESIVE FOR WOUND CLOSURE | DENTAL GENERAL SUPPLIES
2887 | 4215161003600 | SELF ADHESIVE DUAL-CURE RESIN CEMENT FOR ZIRCONIA AND METAL CROWN BOTH NATURAL TEETH AND IMPLANT RADIOPAQUE PACKED IN SYRINGE WITH TIPS | DENTAL GENERAL SUPPLIES
2888 | 4215161003700 | PASTE, ABRASIVE PASTE, REUSABLE, OR EQUIVALENT | EAR, NOSE & THROAT SUPPLIES (ENT)
2889 | 4215161003900 | HANDHELD PERIOTEST M FOR IMPLANT STABILITY MEASUREMENT | DENTAL GENERAL SUPPLIES
2890 | 4215161004000 | HOLE IN ONE PILOT DRILL KIT SPECIAL | DENTAL GENERAL SUPPLIES
2891 | 4215161004100 | SILVER DIAMINE FLUORIDE FILLING 38%. | DENTAL GENERAL SUPPLIES
2892 | 4215161004600 | 2% SODIUM HYPOCHLORIDE CANAL IRRIGATION SOLUTION 200 ML | DENTAL GENERAL SUPPLIES
2893 | 4215161004700 | 2% SODIUM HYPOCHLORIDE CANAL IRRIGATION SOLUTION 500 ML | DENTAL GENERAL SUPPLIES
2894 | 4215161004900 | 3% MEDICAL SODIUM HYPOCHLORITE CANAL IRRIGATION SOLUTION 500 ML. | DENTAL GENERAL SUPPLIES
2895 | 4215161005100 | 5.25% MEDICAL SODIUM HYPOCHLORITE CANAL IRRIGATION SOLUTION 500 ML. | DENTAL GENERAL SUPPLIES
2896 | 4215161006600 | STAINLESS STEEL OPEN COIL SPRING | DENTAL GENERAL SUPPLIES
2897 | 4215161006700 | STAINLESS STEEL RULER FOR ORTHO DOUBLE SIDED.15 CM LONG | DENTAL GENERAL SUPPLIES
2898 | 4215161006800 | PRE-WELDED CONVERTIBLE BAND WITH TRIPLE TUBE, WITH LINGUAL CLEAT, 0.022 SLOT MBT PRESCRIPTION, MAXILLARY LEFT FIRST MOLAR, REFILL SIZE 38 OR EQUIVALENT | DENTAL GENERAL SUPPLIES
2899 | 4215161007100 | SUTURE POLYGLACTIN 910 ANTIBACTERIAL (COATED TRICLOSAN) MULTIFILAMENT ABSORBABLE SIZE 5/0 19-20 MM 3/8 CIRCLE PRIME REVERSE = CUTTING NEEDLE 45-50 CM UNDYED STERILE.... | SUPPLEMENTARY GEN.CONS SURG SUT,LAP,ROB
2900 | 4215161009000 | INTRAORAL POLISHING CERAMIC KIT. | DENTAL GENERAL SUPPLIES
2901 | 4215161020400 | BLOCK FOR COMPOSITE RESIN CAD HT SIZE C14 SHADE A1 COMPATIBLE WITH EACH HOSPITAL CONNECTOR.. | SUPPLEMENTARY DENTAL SUPPLIES
2902 | 4215161020500 | BLOCK FOR COMPOSITE RESIN CAD HT SIZE C14 SHADE A2 COMPATIBLE WITH EACH HOSPITAL CONNECTOR.. | SUPPLEMENTARY DENTAL SUPPLIES
2903 | 4215161021400 | BLOCK FOR COMPOSITE RESIN CAD LT SIZE C14 SHADE A1 COMPATIBLE WITH EACH HOSPITAL CONNECTOR.. | SUPPLEMENTARY DENTAL SUPPLIES
2904 | 4215161021500 | BLOCK FOR COMPOSITE RESIN CAD LT SIZE C14 SHADE A2 COMPATIBLE WITH EACH HOSPITAL CONNECTOR.. | SUPPLEMENTARY DENTAL SUPPLIES
2905 | 4215161030600 | WAX NATURAL BADGE COLOR.. | SUPPLEMENTARY DENTAL SUPPLIES
2906 | 4215161031200 | KIT RESIN INFILTRATION FOR SMOOTH SURFACE CARIES LESIONS | DENTAL GENERAL SUPPLIES
2907 | 4215161031900 | INTRAORAL IMAGING PLATE PHOTO-STIMULABLE PHOSPHOR SIZE 0 COMPATIBLE WITH DURR SCANNER OR EQUIVALENT | DENTAL GENERAL SUPPLIES
2908 | 4215161032000 | INTRAORAL IMAGING PLATE PHOTO-STIMULABLE PHOSPHOR SIZE 1 COMPATIBLE WITH DURR SCANNER OR EQUIVALENT | DENTAL GENERAL SUPPLIES
2909 | 4215161032100 | INTRAORAL IMAGING PLATE PHOTO-STIMULABLE PHOSPHOR SIZE 2 COMPATIBLE WITH DURR SCANNER OR EQUIVALENT | DENTAL GENERAL SUPPLIES
2910 | 4215161032200 | INTRAORAL IMAGING PLATE PHOTO-STIMULABLE PHOSPHOR SIZE 3 COMPATIBLE WITH DURR SCANNER OR EQUIVALENT | DENTAL GENERAL SUPPLIES
2911 | 4215161032300 | BARRIER ENVELOPES FOR INTRAORAL IMAGING PLATE PHOTO-STIMULABLE PHOSPHOR SIZE 0 COMPATIBLE WITH DURR SCANNER OR EQUIVALENT | DENTAL GENERAL SUPPLIES
2912 | 4215161032600 | BARRIER ENVELOPES FOR INTRAORAL IMAGING PLATE PHOTO-STIMULABLE PHOSPHOR SIZE 3 COMPATIBLE WITH DURR SCANNER OR EQUIVALENT | DENTAL GENERAL SUPPLIES
2913 | 4215161033300 | PENCIL RED ARCH MARKING ORTHODONTIC DISPOSABLE | DENTAL GENERAL SUPPLIES
2914 | 4215161033900 | RETRACTION CORD #000:KNITTED RETRACTION CORD NOT BRAIDED OR TWISTED 100% COTTON ABOUT 2 - 2.5 M/PKG | DENTAL GENERAL SUPPLIES
2915 | 4215161034100 | ORTHODONTIC RETAINER BOXES 25 MM/ 1 INCH DEPTH | DENTAL GENERAL SUPPLIES
2916 | 4215161034500 | ORTHODONTIC METAL BRACKET SET, MAXILLARY/MANDIBULAR (5-5), BONDABLE 0.022 SLOT MBT PRESCRIPTION LOW PROFILE, HOOKS ON CANINES AND PREMOLARS | DENTAL GENERAL SUPPLIES
2917 | 4215161034600 | SAFETY LOCKING FACEBOW SNAP FREE HEADGEAR KLOEHN TYPE, STAINLESS STEEL, SIZE 1 | DENTAL GENERAL SUPPLIES
2918 | 4215161034700 | SAFETY LOCKING FACEBOW SNAP FREE HEADGEAR KLOEHN TYPE, STAINLESS STEEL, SIZE 2 | DENTAL GENERAL SUPPLIES
2919 | 4215161034800 | SAFETY LOCKING FACEBOW SNAP FREE HEADGEAR KLOEHN TYPE, STAINLESS STEEL, SIZE 3 | DENTAL GENERAL SUPPLIES
2920 | 4215161034900 | SAFETY LOCKING FACEBOW SNAP FREE HEADGEAR KLOEHN TYPE, STAINLESS STEEL, SIZE 4 | DENTAL GENERAL SUPPLIES
2921 | 4215161035000 | SAFETY LOCKING FACEBOW SNAP FREE HEADGEAR KLOEHN TYPE, STAINLESS STEEL, SIZE 5 | DENTAL GENERAL SUPPLIES
2922 | 4215161035100 | X - RAY FILM ILLUMINATOR VIEWER LIGHT BOX PANEL | DENTAL GENERAL SUPPLIES
2923 | 4215161035300 | MOLAR TUBE TWEEZER/HOLDER WITH LOCK | DENTAL GENERAL SUPPLIES
2924 | 4215161035400 | PRE-WELDED CONVERTIBLE BAND WITH DOUBLE TUBE (SINGLE AND AUXILIARY), WITH LINGUAL CLEAT, 0.022 SLOT MBT PRESCRIPTION, MANDIBULAR LEFT FIRST MOLAR, REFILL SIZE 34+ OR EQUIVALENT | DENTAL GENERAL SUPPLIES
2925 | 4215161035500 | PRE-WELDED CONVERTIBLE BAND WITH DOUBLE TUBE (SINGLE AND AUXILIARY), WITH LINGUAL CLEAT, 0.022 SLOT MBT PRESCRIPTION, MANDIBULAR LEFT FIRST MOLAR, REFILL SIZE 38 OR EQUIVALENT | DENTAL GENERAL SUPPLIES
2926 | 4215161035600 | PRE-WELDED CONVERTIBLE BAND WITH DOUBLE TUBE (SINGLE AND AUXILIARY), WITH LINGUAL CLEAT, 0.022 SLOT MBT PRESCRIPTION, MANDIBULAR LEFT FIRST MOLAR, REFILL SIZE 34 OR EQUIVALENT | DENTAL GENERAL SUPPLIES
2927 | 4215161035700 | PRE-WELDED CONVERTIBLE BAND WITH DOUBLE TUBE (SINGLE AND AUXILIARY), WITH LINGUAL CLEAT, 0.022 SLOT MBT PRESCRIPTION, MANDIBULAR LEFT FIRST MOLAR, REFILL SIZE 35 OR EQUIVALENT | DENTAL GENERAL SUPPLIES
2928 | 4215161035800 | PRE-WELDED CONVERTIBLE BAND WITH DOUBLE TUBE (SINGLE AND AUXILIARY), WITH LINGUAL CLEAT, 0.022 SLOT MBT PRESCRIPTION, MANDIBULAR LEFT FIRST MOLAR, REFILL SIZE 35+ OR EQUIVALENT | DENTAL GENERAL SUPPLIES
2929 | 4215161035900 | PRE-WELDED CONVERTIBLE BAND WITH DOUBLE TUBE (SINGLE AND AUXILIARY), WITH LINGUAL CLEAT, 0.022 SLOT MBT PRESCRIPTION, MANDIBULAR LEFT FIRST MOLAR, REFILL SIZE 36 OR EQUIVALENT | DENTAL GENERAL SUPPLIES
2930 | 4215161036000 | PRE-WELDED CONVERTIBLE BAND WITH DOUBLE TUBE (SINGLE AND AUXILIARY), WITH LINGUAL CLEAT, 0.022 SLOT MBT PRESCRIPTION, MANDIBULAR LEFT FIRST MOLAR, REFILL SIZE 36+ OR EQUIVALENT | DENTAL GENERAL SUPPLIES
2931 | 4215161036100 | PRE-WELDED CONVERTIBLE BAND WITH DOUBLE TUBE (SINGLE AND AUXILIARY), WITH LINGUAL CLEAT, 0.022 SLOT MBT PRESCRIPTION, MANDIBULAR LEFT FIRST MOLAR, REFILL SIZE 37 OR EQUIVALENT | DENTAL GENERAL SUPPLIES
2932 | 4215161036200 | PRE-WELDED CONVERTIBLE BAND WITH DOUBLE TUBE (SINGLE AND AUXILIARY), WITH LINGUAL CLEAT, 0.022 SLOT MBT PRESCRIPTION, MANDIBULAR LEFT FIRST MOLAR, REFILL SIZE 37+ OR EQUIVALENT | DENTAL GENERAL SUPPLIES
2933 | 4215161036300 | PRE-WELDED CONVERTIBLE BAND WITH DOUBLE TUBE WITH LINGUAL CLEAT 0.022 SLOT MBT PRESCRIPTION MANDIBULAR LEFT FIRST MOLAR REFILL SIZE 38+ OR EQUIVALENT | DENTAL GENERAL SUPPLIES
2934 | 4215161036400 | PRE-WELDED CONVERTIBLE BAND WITH DOUBLE TUBE (SINGLE AND AUXILIARY), WITH LINGUAL CLEAT, 0.022 SLOT MBT PRESCRIPTION, MANDIBULAR LEFT FIRST MOLAR, REFILL SIZE 39 OR EQUIVALENT | DENTAL GENERAL SUPPLIES
2935 | 4215161036500 | PRE-WELDED CONVERTIBLE BAND WITH SINGLE TUBE, WITH LINGUAL CLEAT, 0.022 SLOT MBT PRESCRIPTION, MANDIBULAR LEFT SECOND MOLAR, SIZE 31 OR EQUIVALENT | DENTAL GENERAL SUPPLIES
2936 | 4215161036600 | PRE-WELDED CONVERTIBLE BAND WITH SINGLE TUBE, WITH LINGUAL CLEAT, 0.022 SLOT MBT PRESCRIPTION, MANDIBULAR LEFT SECOND MOLAR, SIZE 31+ OR EQUIVALENT | DENTAL GENERAL SUPPLIES
2937 | 4215161036700 | PRE-WELDED CONVERTIBLE BAND WITH SINGLE TUBE, WITH LINGUAL CLEAT, 0.022 SLOT MBT PRESCRIPTION, MANDIBULAR LEFT SECOND MOLAR, SIZE 32 OR EQUIVALENT | DENTAL GENERAL SUPPLIES
2938 | 4215161036800 | PRE-WELDED CONVERTIBLE BAND WITH SINGLE TUBE, WITH LINGUAL CLEAT, 0.022 SLOT MBT PRESCRIPTION, MANDIBULAR LEFT SECOND MOLAR, SIZE 32+ OR EQUIVALENT | DENTAL GENERAL SUPPLIES
2939 | 4215161036900 | PRE-WELDED CONVERTIBLE BAND WITH SINGLE TUBE WITH LINGUAL CLEAT 0.022 SLOT MBT PRESCRIPTION MANDIBULAR LEFT SECOND MOLAR REFILL SIZE 33 OR EQUIVALENT | DENTAL GENERAL SUPPLIES
2940 | 4215161037000 | PRE-WELDED CONVERTIBLE BAND WITH SINGLE TUBE, WITH LINGUAL CLEAT, 0.022 SLOT MBT PRESCRIPTION, MANDIBULAR LEFT SECOND MOLAR, SIZE 33+ OR EQUIVALENT | DENTAL GENERAL SUPPLIES
2941 | 4215161037100 | PRE-WELDED CONVERTIBLE BAND WITH SINGLE TUBE WITH LINGUAL CLEAT 0.022 SLOT MBT PRESCRIPTION MANDIBULAR LEFT SECOND MOLAR REFILL SIZE 34 OR EQUIVALENT | DENTAL GENERAL SUPPLIES
2942 | 4215161037200 | PRE-WELDED CONVERTIBLE BAND WITH SINGLE TUBE, WITH LINGUAL CLEAT, 0.022 SLOT MBT PRESCRIPTION, MANDIBULAR LEFT SECOND MOLAR, SIZE 34+ OR EQUIVALENT | DENTAL GENERAL SUPPLIES
2943 | 4215161037300 | PRE-WELDED CONVERTIBLE BAND WITH SINGLE TUBE, WITH LINGUAL CLEAT, 0.022 SLOT MBT PRESCRIPTION, MANDIBULAR LEFT SECOND MOLAR, SIZE 35 OR EQUIVALENT | DENTAL GENERAL SUPPLIES
2944 | 4215161037400 | PRE-WELDED CONVERTIBLE BAND WITH DOUBLE TUBE (SINGLE AND AUXILIARY), WITH LINGUAL CLEAT, 0.022 SLOT MBT PRESCRIPTION, MANDIBULAR RIGHT FIRST MOLAR, REFILL SIZE 34 OR EQUIVALENT | DENTAL GENERAL SUPPLIES
2945 | 4215161037500 | PRE-WELDED CONVERTIBLE BAND WITH DOUBLE TUBE (SINGLE AND AUXILIARY), WITH LINGUAL CLEAT, 0.022 SLOT MBT PRESCRIPTION, MANDIBULAR RIGHT FIRST MOLAR, REFILL SIZE 34+ OR EQUIVALENT | DENTAL GENERAL SUPPLIES
2946 | 4215161037600 | PRE-WELDED CONVERTIBLE BAND WITH DOUBLE TUBE (SINGLE AND AUXILIARY), WITH LINGUAL CLEAT, 0.022 SLOT MBT PRESCRIPTION, MANDIBULAR RIGHT FIRST MOLAR, REFILL SIZE 35 OR EQUIVALENT | DENTAL GENERAL SUPPLIES
2947 | 4215161037700 | PRE-WELDED CONVERTIBLE BAND WITH DOUBLE TUBE (SINGLE AND AUXILIARY), WITH LINGUAL CLEAT, 0.022 SLOT MBT PRESCRIPTION, MANDIBULAR RIGHT FIRST MOLAR, REFILL SIZE 35+ OR EQUIVALENT | DENTAL GENERAL SUPPLIES
2948 | 4215161037800 | PRE-WELDED CONVERTIBLE BAND WITH DOUBLE TUBE (SINGLE AND AUXILIARY), WITH LINGUAL CLEAT, 0.022 SLOT MBT PRESCRIPTION, MANDIBULAR RIGHT FIRST MOLAR, REFILL SIZE 36 OR EQUIVALENT | DENTAL GENERAL SUPPLIES
2949 | 4215161038100 | PRE-WELDED CONVERTIBLE BAND WITH DOUBLE TUBE (SINGLE AND AUXILIARY), WITH LINGUAL CLEAT, 0.022 SLOT MBT PRESCRIPTION, MANDIBULAR RIGHT FIRST MOLAR, REFILL SIZE 37+ OR EQUIVALENT | DENTAL GENERAL SUPPLIES
2950 | 4215161038200 | PRE-WELDED CONVERTIBLE BAND WITH DOUBLE TUBE (SINGLE AND AUXILIARY), WITH LINGUAL CLEAT, 0.022 SLOT MBT PRESCRIPTION, MANDIBULAR RIGHT FIRST MOLAR, REFILL SIZE 38 OR EQUIVALENT | DENTAL GENERAL SUPPLIES
2951 | 4215161038300 | PRE-WELDED CONVERTIBLE BAND WITH DOUBLE TUBE (SINGLE AND AUXILIARY), WITH LINGUAL CLEAT, 0.022 SLOT MBT PRESCRIPTION, MANDIBULAR RIGHT FIRST MOLAR, REFILL SIZE 38+ OR EQUIVALENT | DENTAL GENERAL SUPPLIES
2952 | 4215161038400 | PRE-WELDED CONVERTIBLE BAND WITH DOUBLE TUBE (SINGLE AND AUXILIARY), WITH LINGUAL CLEAT, 0.022 SLOT MBT PRESCRIPTION, MANDIBULAR RIGHT FIRST MOLAR, REFILL SIZE 39 OR EQUIVALENT | DENTAL GENERAL SUPPLIES
2953 | 4215161038500 | PRE-WELDED CONVERTIBLE BAND WITH SINGLE TUBE, WITH LINGUAL CLEAT, 0.022 SLOT MBT PRESCRIPTION, MANDIBULAR RIGHT SECOND MOLAR, SIZE 31 OR EQUIVALENT | DENTAL GENERAL SUPPLIES
2954 | 4215161038600 | PRE-WELDED CONVERTIBLE BAND WITH SINGLE TUBE, WITH LINGUAL CLEAT, 0.022 SLOT MBT PRESCRIPTION, MANDIBULAR RIGHT SECOND MOLAR, SIZE 31+ OR EQUIVALENT | DENTAL GENERAL SUPPLIES
2955 | 4215161038700 | PRE-WELDED CONVERTIBLE BAND WITH SINGLE TUBE, WITH LINGUAL CLEAT, 0.022 SLOT MBT PRESCRIPTION, MANDIBULAR RIGHT SECOND MOLAR, SIZE 32 OR EQUIVALENT | DENTAL GENERAL SUPPLIES
2956 | 4215161038800 | PRE-WELDED CONVERTIBLE BAND WITH SINGLE TUBE, WITH LINGUAL CLEAT, 0.022 SLOT MBT PRESCRIPTION, MANDIBULAR RIGHT SECOND MOLAR, SIZE 32+ OR EQUIVALENT | DENTAL GENERAL SUPPLIES
2957 | 4215161038900 | PRE-WELDED CONVERTIBLE BAND WITH SINGLE TUBE, WITH LINGUAL CLEAT, 0.022 SLOT MBT PRESCRIPTION, MANDIBULAR RIGHT SECOND MOLAR, SIZE 33 OR EQUIVALENT | DENTAL GENERAL SUPPLIES
2958 | 4215161039000 | PRE-WELDED CONVERTIBLE BAND WITH SINGLE TUBE, WITH LINGUAL CLEAT, 0.022 SLOT MBT PRESCRIPTION, MANDIBULAR RIGHT SECOND MOLAR, SIZE 33+ OR EQUIVALENT | DENTAL GENERAL SUPPLIES
2959 | 4215161039300 | PRE-WELDED CONVERTIBLE BAND WITH SINGLE TUBE, WITH LINGUAL CLEAT, 0.022 SLOT MBT PRESCRIPTION, MANDIBULAR RIGHT SECOND MOLAR, SIZE 35 OR EQUIVALENT | DENTAL GENERAL SUPPLIES
2960 | 4215161039800 | PRE-WELDED CONVERTIBLE BAND WITH TRIPLE TUBE, WITH LINGUAL CLEAT, 0.022 SLOT MBT PRESCRIPTION, MAXILLARY LEFT FIRST MOLAR, REFILL SIZE 35 OR EQUIVALENT | DENTAL GENERAL SUPPLIES
2961 | 4215161039900 | PRE-WELDED CONVERTIBLE BAND WITH TRIPLE TUBE, WITH LINGUAL CLEAT, 0.022 SLOT MBT PRESCRIPTION, MAXILLARY LEFT FIRST MOLAR, REFILL SIZE 35+ OR EQUIVALENT | DENTAL GENERAL SUPPLIES
2962 | 4215161040000 | PRE-WELDED CONVERTIBLE BAND WITH TRIPLE TUBE, WITH LINGUAL CLEAT, 0.022 SLOT MBT PRESCRIPTION, MAXILLARY LEFT FIRST MOLAR, REFILL SIZE 36 OR EQUIVALENT | DENTAL GENERAL SUPPLIES
2963 | 4215161040100 | PRE-WELDED CONVERTIBLE BAND WITH TRIPLE TUBE, WITH LINGUAL CLEAT, 0.022 SLOT MBT PRESCRIPTION, MAXILLARY LEFT FIRST MOLAR, REFILL SIZE 37 OR EQUIVALENT | DENTAL GENERAL SUPPLIES
2964 | 4215161040200 | PRE-WELDED CONVERTIBLE BAND WITH TRIPLE TUBE, WITH LINGUAL CLEAT, 0.022 SLOT MBT PRESCRIPTION, MAXILLARY LEFT FIRST MOLAR, REFILL SIZE 37+ OR EQUIVALENT | DENTAL GENERAL SUPPLIES
2965 | 4215161040300 | PRE-WELDED CONVERTIBLE BAND WITH TRIPLE TUBE, WITH LINGUAL CLEAT, 0.022 SLOT MBT PRESCRIPTION, MAXILLARY LEFT FIRST MOLAR, REFILL SIZE 39 OR EQUIVALENT | DENTAL GENERAL SUPPLIES
2966 | 4215161040400 | PRE-WELDED CONVERTIBLE BAND WITH TRIPLE TUBE, WITH LINGUAL CLEAT, 0.022 SLOT MBT PRESCRIPTION, MAXILLARY LEFT FIRST MOLAR, REFILL SIZE 34+ OR EQUIVALENT | DENTAL GENERAL SUPPLIES
2967 | 4215161040500 | PRE-WELDED CONVERTIBLE BAND WITH TRIPLE TUBE, WITH LINGUAL CLEAT, 0.022 SLOT MBT PRESCRIPTION, MAXILLARY LEFT FIRST MOLAR, REFILL SIZE 36+ OR EQUIVALENT | DENTAL GENERAL SUPPLIES
2968 | 4215161040700 | PRE-WELDED CONVERTIBLE BAND WITH TRIPLE TUBE, WITH LINGUAL CLEAT, 0.022 SLOT MBT PRESCRIPTION, MAXILLARY LEFT FIRST MOLAR, REFILL SIZE 38+ OR EQUIVALENT | DENTAL GENERAL SUPPLIES
2969 | 4215161040800 | PRE-WELDED CONVERTIBLE BAND WITH SINGLE TUBE, WITH LINGUAL CLEAT, 0.022 SLOT MBT PRESCRIPTION, MAXILLARY LEFT SECOND MOLAR, SIZE 31 OR EQUIVALENT | DENTAL GENERAL SUPPLIES
2970 | 4215161040900 | PRE-WELDED CONVERTIBLE BAND WITH SINGLE TUBE, WITH LINGUAL CLEAT, 0.022 SLOT MBT PRESCRIPTION, MAXILLARY LEFT SECOND MOLAR, SIZE 31+ OR EQUIVALENT | DENTAL GENERAL SUPPLIES
2971 | 4215161041000 | PRE-WELDED CONVERTIBLE BAND WITH SINGLE TUBE, WITH LINGUAL CLEAT, 0.022 SLOT MBT PRESCRIPTION, MAXILLARY LEFT SECOND MOLAR, SIZE 32 OR EQUIVALENT | DENTAL GENERAL SUPPLIES
2972 | 4215161041100 | PRE-WELDED CONVERTIBLE BAND WITH SINGLE TUBE, WITH LINGUAL CLEAT, 0.022 SLOT MBT PRESCRIPTION, MAXILLARY LEFT SECOND MOLAR, SIZE 32+ OR EQUIVALENT | DENTAL GENERAL SUPPLIES
2973 | 4215161041400 | PRE-WELDED CONVERTIBLE BAND WITH SINGLE TUBE, WITH LINGUAL CLEAT, 0.022 SLOT MBT PRESCRIPTION, MAXILLARY LEFT SECOND MOLAR, SIZE 34 OR EQUIVALENT | DENTAL GENERAL SUPPLIES
2974 | 4215161041800 | PRE-WELDED CONVERTIBLE BAND WITH SINGLE TUBE, WITH LINGUAL CLEAT, 0.022 SLOT MBT PRESCRIPTION, MAXILLARY LEFT SECOND MOLAR, SIZE 36 OR EQUIVALENT | DENTAL GENERAL SUPPLIES
2975 | 4215161042000 | PRE-WELDED CONVERTIBLE BAND WITH SINGLE TUBE, WITH LINGUAL CLEAT, 0.022 SLOT MBT PRESCRIPTION, MAXILLARY LEFT SECOND MOLAR, SIZE 37 OR EQUIVALENT | DENTAL GENERAL SUPPLIES
2976 | 4215161042100 | PRE-WELDED CONVERTIBLE BAND WITH DOUBLE TUBE (SINGLE AND AUXILIARY), WITH LINGUAL CLEAT, 0.022 SLOT MBT PRESCRIPTION, MAXILLARY RIGHT FIRST MOLAR, REFILL SIZE 34 OR EQUIVALENT | DENTAL GENERAL SUPPLIES
2977 | 4215161042200 | PRE-WELDED CONVERTIBLE BAND WITH TRIPLE TUBE, WITH LINGUAL CLEAT, 0.022 SLOT MBT PRESCRIPTION, MAXILLARY RIGHT FIRST MOLAR, REFILL SIZE 36+ OR EQUIVALENT | DENTAL GENERAL SUPPLIES
2978 | 4215161042300 | PRE-WELDED CONVERTIBLE BAND WITH TRIPLE TUBE WITH LINGUAL CLEAT 0.022 SLOT MBT PRESCRIPTION MAXILLARY RIGHT FIRST MOLAR REFILL SIZE 37 OR EQUIVALENT | DENTAL GENERAL SUPPLIES
2979 | 4215161042400 | PRE-WELDED CONVERTIBLE BAND WITH TRIPLE TUBE, WITH LINGUAL CLEAT, 0.022 SLOT MBT PRESCRIPTION, MAXILLARY RIGHT FIRST MOLAR, REFILL SIZE 38+ OR EQUIVALENT | DENTAL GENERAL SUPPLIES
2980 | 4215161042500 | PRE-WELDED CONVERTIBLE BAND WITH TRIPLE TUBE, WITH LINGUAL CLEAT, 0.022 SLOT MBT PRESCRIPTION, MAXILLARY RIGHT FIRST MOLAR, REFILL SIZE 39 OR EQUIVALENT | DENTAL GENERAL SUPPLIES
2981 | 4215161042600 | PRE-WELDED CONVERTIBLE BAND WITH SINGLE TUBE, WITH LINGUAL CLEAT, 0.022 SLOT MBT PRESCRIPTION, MAXILLARY RIGHT SECOND MOLAR, SIZE 31 OR EQUIVALENT | DENTAL GENERAL SUPPLIES
2982 | 4215161042800 | PRE-WELDED CONVERTIBLE BAND WITH SINGLE TUBE, WITH LINGUAL CLEAT, 0.022 SLOT MBT PRESCRIPTION, MAXILLARY RIGHT SECOND MOLAR, SIZE 32 OR EQUIVALENT | DENTAL GENERAL SUPPLIES
2983 | 4215161043100 | PRE-WELDED CONVERTIBLE BAND WITH SINGLE TUBE, WITH LINGUAL CLEAT, 0.022 SLOT MBT PRESCRIPTION, MAXILLARY RIGHT SECOND MOLAR, SIZE 33+ OR EQUIVALENT | DENTAL GENERAL SUPPLIES
2984 | 4215161043300 | PRE-WELDED CONVERTIBLE BAND WITH SINGLE TUBE, WITH LINGUAL CLEAT, 0.022 SLOT MBT PRESCRIPTION, MAXILLARY RIGHT SECOND MOLAR, SIZE 34+ OR EQUIVALENT | DENTAL GENERAL SUPPLIES
2985 | 4215161043400 | PRE-WELDED CONVERTIBLE BAND WITH SINGLE TUBE, WITH LINGUAL CLEAT, 0.022 SLOT MBT PRESCRIPTION, MAXILLARY RIGHT SECOND MOLAR, SIZE 35 OR EQUIVALENT | DENTAL GENERAL SUPPLIES
2986 | 4215161043800 | PRE-WELDED CONVERTIBLE BAND WITH SINGLE TUBE, WITH LINGUAL CLEAT, 0.022 SLOT MBT PRESCRIPTION, MAXILLARY RIGHT SECOND MOLAR, SIZE 37 OR EQUIVALENT | DENTAL GENERAL SUPPLIES
2987 | 4215161043900 | STRESS TENSION GAUGE 100 - 1000 GM | DENTAL GENERAL SUPPLIES
2988 | 4215161044200 | TORQUING PLIERS (+KEY) SIZE 0.018 | DENTAL GENERAL SUPPLIES
2989 | 4215161044300 | ORTHODONTIC TORQUING PLIER WITH KEY, FOR 0.018 ARCHWIRE | DENTAL GENERAL SUPPLIES
2990 | 4215161044400 | TORQUING PLIERS (+KEY) SIZE 0.022 | DENTAL GENERAL SUPPLIES
2991 | 4215161044500 | ORTHODONTIC TORQUING PLIER WITH KEY DUAL-SIDED OR INTERCHANGEABLE, ACCOMMODATING BOTH 0.018'' AND 0.022'' ARCHWIRE SLOT DIMENSIONS | DENTAL GENERAL SUPPLIES
2992 | 4215161044700 | QUADHELIX PREFABRICATED PALATAL WITH ARMS IN LINGUAL SHEETS 0.9/34 MM.. | SUPPLEMENTARY DENTAL SUPPLIES
2993 | 4215161044800 | QUADHELIX PREFABRICATED PALATAL WITH ARMS IN LINGUAL SHEETS 0.9/36 MM | DENTAL GENERAL SUPPLIES
2994 | 4215161044900 | QUADHELIX PREFABRICATED PALATAL WITH ARMS IN LINGUAL SHEETS 0.9/38 MM | DENTAL GENERAL SUPPLIES
2995 | 4215161045000 | QUADHELIX PREFABRICATED PALATAL WITH ARMS IN LINGUAL SHEETS 0.9/40 MM | DENTAL GENERAL SUPPLIES
2996 | 4215161045300 | QUADHELIX PREFABRICATED PALATAL WITH ARMS IN LINGUAL SHEETS 0.9/42 MM.. | SUPPLEMENTARY DENTAL SUPPLIES
2997 | 4215161045400 | REVERSE CURVE LOWER NITI ARCH WIRE 0.019 X 0.025 INCH ONE EACH (EA)=ONE (1) PACK | DENTAL GENERAL SUPPLIES
2998 | 4215161045500 | REVERSE CURVE LOWER NITI ARCHWIRE 0.018 INCH ONE EACH (EA)=ONE (1) PACK | DENTAL GENERAL SUPPLIES
2999 | 4215161045600 | REVERSE CURVE UPPER NITI ARCH WIRE 0.018 INCH ONE EACH (EA)=ONE (1) PACK | DENTAL GENERAL SUPPLIES
3000 | 4215161045700 | REVERSE CURVE UPPER NITI ARCH WIRE 0.019 X 0.025 INCH ONE EACH (EA)=ONE (1) PACK | DENTAL GENERAL SUPPLIES
3001 | 4215161045900 | REVERSE PULL FACE MASK WITH ADJUSTABLE FOREHEAD CAP CHIN CAP AND ADJUSTABLE HOOKS TO ENGAGE ELASTIC (DELAIRE TYPE) FOREHEAD AND CHIN PAD ARE LINED FOR PATIENT COMFORT | DENTAL GENERAL SUPPLIES
3002 | 4215161047000 | SELF - CUTTING ORTHODONTIC MINISCREW STERILE INDIVIDUAL PACKED MADE OF TITANIUM ALLOY - SIZE 10 MM WITH DIAMETER RANGE FROM 1.4 - 2 MM | DENTAL GENERAL SUPPLIES
3003 | 4215161047400 | SELF - CUTTING ORTHODONTIC MINISCREW STERILE INDIVIDUAL PACKED MADE OF TITANIUM ALLOY - SIZE 6 MM WITH DIAMETER RANGE FROM 1.4 - 2 MM | DENTAL GENERAL SUPPLIES
3004 | 4215161048100 | SELF - CUTTING ORTHODONTIC MINISCREW STERILE INDIVIDUAL PACKED BRACKET HEAD MADE OF TITANIUM OR SS ALLOY - SIZE 12 MM WITH DIAMETER RANGE FROM 1.4 - 2 MM | DENTAL GENERAL SUPPLIES
3005 | 4215161049100 | SELF - CUTTING ORTHODONTIC MINISCREW STERILE INDIVIDUAL PACKED MADE OF TITANIUM ALLOY SIZE 8 MM WITH DIAMETER RANGE FROM 1.4 - 2 MM | DENTAL GENERAL SUPPLIES
3006 | 4215161049200 | UPPER NITI SUPER ELASTIC ARCHWIRE 0.012 INCH BROAD SHAPE EACH WIRE IS PACKED SEPARATELY (ARCH COORDINATION) | DENTAL GENERAL SUPPLIES
3007 | 4215161049400 | UPPER NITI SUPER ELASTIC ARCHWIRE 0.014 INCH BROAD SHAPE EACH WIRE IS PACKED SEPARATELY (ARCH COORDINATION) ONE EACH (EA)=ONE (1) PACK | DENTAL GENERAL SUPPLIES
3008 | 4215161049600 | UPPER NITI SUPER ELASTIC ARCHWIRE 0.016 INCH BROAD SHAPE EACH WIRE IS PACKED SEPARATELY (ARCH COORDINATION) ONE EACH (EA)=ONE (1) PACK | DENTAL GENERAL SUPPLIES
3009 | 4215161049800 | UPPER NITI SUPER ELASTIC ARCHWIRE 0.016 INCH X 0.022 INCH BROAD SHAPE EACH WIRE IS PACKED SEPARATELY (ARCH COORDINATION) ONE EACH (EA)=ONE (1) PACK | DENTAL GENERAL SUPPLIES
3010 | 4215161049900 | UPPER NITI SUPER ELASTIC ARCHWIRE 0.017 INCH X 0.025 INCH BROAD SHAPE EACH WIRE IS PACKED SEPARATELY (ARCH COORDINATION) ONE EACH (EA)=ONE (1) PACK | DENTAL GENERAL SUPPLIES
3011 | 4215161050000 | UPPER NITI SUPER ELASTIC ARCHWIRE 0.018 INCH BROAD SHAPE EACH WIRE IS PACKED SEPARATELY (ARCH COORDINATION) ONE EACH (EA)=ONE (1) PACK | DENTAL GENERAL SUPPLIES
3012 | 4215161050100 | UPPER NITI SUPER ELASTIC ARCHWIRE 0.019 INCH X 0.025 INCH BROAD SHAPE EACH WIRE IS PACKED SEPARATELY (ARCH COORDINATION) ONE EACH (EA)=ONE (1) PACK | DENTAL GENERAL SUPPLIES
3013 | 4215161050200 | UPPER STAINLESS STEEL ARCHWIRE 0.014 INCH BROAD SHAPE EACH WIRE IS PACKED SEPARATELY (ARCH COORDINATION) ONE EACH (EA)=ONE (1) PACK | DENTAL GENERAL SUPPLIES
3014 | 4215161050300 | UPPER STAINLESS STEEL ARCHWIRE 0.016 INCH X 0.022 INCH BROAD SHAPE EACH WIRE IS PACKED SEPARATELY (ARCH COORDINATION) ONE EACH (EA)=ONE (1) PACK | DENTAL GENERAL SUPPLIES
3015 | 4215161050400 | UPPER STAINLESS STEEL ARCHWIRE 0.016 INCH BROAD SHAPE EACH WIRE IS PACKED SEPARATELY (ARCH COORDINATION) ONE EACH (EA)=ONE (1) PACK | DENTAL GENERAL SUPPLIES
3016 | 4215161050500 | UPPER STAINLESS STEEL ARCHWIRE 0.017 INCH X 0.025 INCH BROAD SHAPE EACH WIRE IS PACKED SEPARATELY (ARCH COORDINATION) ONE EACH (EA)=ONE (1) PACK | DENTAL GENERAL SUPPLIES
3017 | 4215161050600 | UPPER STAINLESS STEEL ARCHWIRE 0.018 INCH BROAD SHAPE EACH WIRE IS PACKED SEPARATELY (ARCH COORDINATION) ONE EACH (EA)=ONE (1) PACK | DENTAL GENERAL SUPPLIES
3018 | 4215161050800 | UPPER STAINLESS STEEL ARCHWIRE 0.019 INCH X 0.025 INCH BROAD SHAPE EACH WIRE IS PACKED SEPARATELY (ARCH COORDINATION) ONE EACH (EA)=ONE (1) PACK | DENTAL GENERAL SUPPLIES
3019 | 4215161051000 | UPPER STAINLESS STEEL ARCHWIRE 0.021 INCH X 0.025 INCH BROAD SHAPE EACH WIRE IS PACKED SEPARATELY (ARCH COORDINATION) ONE EACH (EA)=ONE (1) PACK | DENTAL GENERAL SUPPLIES
3020 | 4215161051100 | UPPER TMA ARCHWIRE 0.016 X 0.016 INCH BROAD SHAPE EACH WIRE IS PACKED SEPARATELY (ARCH COORDINATION) ONE EACH (EA)=ONE (1) PACK | DENTAL GENERAL SUPPLIES
3021 | 4215161051200 | UPPER TMA ARCHWIRE 0.016 X 0.022 INCH BROAD SHAPE EACH WIRE IS PACKED SEPARATELY (ARCH COORDINATION) ONE EACH (EA)=ONE (1) PACK | DENTAL GENERAL SUPPLIES
3022 | 4215161051300 | UPPER TMA ARCHWIRE 0.017 INCH X 0.025 INCH BROAD SHAPE EACH WIRE IS PACKED SEPARATELY (ARCH COORDINATION) ONE EACH (EA)=ONE (1) PACK | DENTAL GENERAL SUPPLIES
3023 | 4215161052500 | TADS NITI POWER CLOSING SPRINGS 12 MM WITH DELTA HEAD | DENTAL GENERAL SUPPLIES
3024 | 4215161052600 | TADS NITI POWER CLOSING SPRINGS 9 MM WITH DELTA HEAD | DENTAL GENERAL SUPPLIES
3025 | 4215161052700 | THERMALLY ACTIVE LOWER CUNITI 0.014 X 0.025 ARCHWIRE BROAD SHAPE ONE EACH (EA)=ONE (1) PACK | DENTAL GENERAL SUPPLIES
3026 | 4215161052800 | THERMALLY ACTIVE LOWER CUNITI 0.014 X 0.025 ARCHWIRE OVOID SHAPE ONE EACH (EA)=ONE (1) PACK | DENTAL GENERAL SUPPLIES
3027 | 4215161052900 | THERMALLY ACTIVE LOWER CUNITI 0.016 X 0.022 ARCHWIRE BROAD SHAPE ONE EACH (EA)=ONE (1) PACK | DENTAL GENERAL SUPPLIES
3028 | 4215161053000 | THERMALLY ACTIVE LOWER CUNITI 0.016 X 0.022 ARCHWIRE OVOID SHAPE ONE EACH (EA)=ONE (1) PACK | DENTAL GENERAL SUPPLIES
3029 | 4215161053100 | THERMALLY ACTIVE LOWER CUNITI 0.018 X 0.025 ARCHWIRE BROAD SHAPE ONE EACH (EA)=ONE (1) PACK | DENTAL GENERAL SUPPLIES
3030 | 4215161053200 | THERMALLY ACTIVE LOWER CUNITI 0.018 X 0.025 ARCHWIRE OVOID SHAPE ONE EACH (EA)=ONE (1) PACK | DENTAL GENERAL SUPPLIES
3031 | 4215161053300 | THERMALLY ACTIVE LOWER CUNITI 0.019 X 0.025 ARCHWIRE BROAD SHAPE ONE EACH (EA)=ONE (1) PACK | DENTAL GENERAL SUPPLIES
3032 | 4215161053400 | THERMALLY ACTIVE LOWER CUNITI 0.014 ARCHWIRE BROAD SHAPE ONE EACH (EA)=ONE (1) PACK | DENTAL GENERAL SUPPLIES
3033 | 4215161053500 | THERMALLY ACTIVE LOWER CUNITI 0.014 ARCHWIRE OVOID SHAPE ONE EACH (EA)=ONE (1) PACK | DENTAL GENERAL SUPPLIES
3034 | 4215161053600 | THERMALLY ACTIVE LOWER CUNITI 0.016 ARCHWIRE BROAD SHAPE ONE EACH (EA)=ONE (1) PACK | DENTAL GENERAL SUPPLIES
3035 | 4215161053700 | THERMALLY ACTIVE LOWER CUNITI 0.016 ARCHWIRE OVOID SHAPE ONE EACH (EA)=ONE (1) PACK | DENTAL GENERAL SUPPLIES
3036 | 4215161053800 | THERMALLY ACTIVE LOWER CUNITI 0.018 ARCHWIRE BROAD SHAPE ONE EACH (EA)=ONE (1) PACK | DENTAL GENERAL SUPPLIES
3037 | 4215161053900 | THERMALLY ACTIVE LOWER CUNITI 0.018 ARCHWIRE OVOID SHAPE ONE EACH (EA)=ONE (1) PACK | DENTAL GENERAL SUPPLIES
3038 | 4215161054000 | THERMALLY ACTIVE UPPER CUNITI 0.014 X 0.025 ARCHWIRE BROAD SHAPE ONE EACH (EA)=ONE (1) PACK | DENTAL GENERAL SUPPLIES
3039 | 4215161054100 | THERMALLY ACTIVE UPPER CUNITI 0.014 X 0.025 ARCHWIRE OVOID SHAPE ONE EACH (EA)=ONE (1) PACK | DENTAL GENERAL SUPPLIES
3040 | 4215161054200 | THERMALLY ACTIVE UPPER CUNITI 0.016 X 0.022 ARCHWIRE BROAD SHAPE ONE EACH (EA)=ONE (1) PACK | DENTAL GENERAL SUPPLIES
3041 | 4215161054300 | THERMALLY ACTIVE UPPER CUNITI 0.016 X 0.022 ARCHWIRE OVOID SHAPE ONE EACH (EA)=ONE (1) PACK | DENTAL GENERAL SUPPLIES
3042 | 4215161054400 | THERMALLY ACTIVE UPPER CUNITI 0.018 X 0.025 ARCHWIRE BROAD SHAPE ONE EACH (EA)=ONE (1) PACK | DENTAL GENERAL SUPPLIES
3043 | 4215161054500 | THERMALLY ACTIVE UPPER CUNITI 0.018 X 0.025 ARCHWIRE OVOID SHAPE ONE EACH (EA)=ONE (1) PACK | DENTAL GENERAL SUPPLIES
3044 | 4215161054600 | THERMALLY ACTIVE UPPER CUNITI 0.019 X 0.025 ARCHWIRE BROAD SHAPE ONE EACH (EA)=ONE (1) PACK | DENTAL GENERAL SUPPLIES
3045 | 4215161054700 | THERMALLY ACTIVE UPPER CUNITI 0.014 ARCHWIRE BROAD SHAPE ONE EACH (EA)=ONE (1) PACK | DENTAL GENERAL SUPPLIES
3046 | 4215161054800 | THERMALLY ACTIVE UPPER CUNITI 0.014 ARCHWIRE OVOID SHAPE ONE EACH (EA)=ONE (1) PACK | DENTAL GENERAL SUPPLIES
3047 | 4215161054900 | THERMALLY ACTIVE UPPER CUNITI 0.016 ARCHWIRE BROAD SHAPE ONE EACH (EA)=ONE (1) PACK | DENTAL GENERAL SUPPLIES
3048 | 4215161055000 | THERMALLY ACTIVE UPPER CUNITI 0.016 ARCHWIRE OVOID SHAPE ONE EACH (EA)=ONE (1) PACK | DENTAL GENERAL SUPPLIES
3049 | 4215161055100 | THERMALLY ACTIVE UPPER CUNITI 0.018 ARCHWIRE BROAD SHAPE ONE EACH (EA)=ONE (1) PACK | DENTAL GENERAL SUPPLIES
3050 | 4215161055200 | THERMALLY ACTIVE UPPER CUNITI 0.018 ARCHWIRE OVOID SHAPE ONE EACH (EA)=ONE (1) PACK | DENTAL GENERAL SUPPLIES
3051 | 4215161055500 | COMPLETE SET, FOR MEMBRANE FIXATION TACK SYSTEM | DENTAL GENERAL SUPPLIES
3052 | 4215161058300 | SET OF CARBIDE CROWN LENGTHENING BUR SYSTEM :FG SURGICAL ROUND CARBIDE (3 DIFFERENT SIZE), SURGICAL FLAME CARBIDE, FG SURGICAL END CUTTING CARBIDE, FG END CUTTING CARBIDE, FG SURGICAL ROUND CARBIDE (#US 7004, 7006, 7008) | DENTAL GENERAL SUPPLIES
3053 | 4215161058700 | BLADE SCALPEL STAINLESS STEEL SIZE15C DISPOSABLE STERILE | DENTAL GENERAL SUPPLIES
3054 | 4215161059000 | BONE COLLECTOR DISPOSABLE MICRO - BLADES MINIMALLY INVASIVE AUTOGENOUS BONE COLLECTOR.. | SUPPLEMENTARY DENTAL SUPPLIES
3055 | 4215161059100 | COLLAGEN MEMBRANE CROSSLINKED, FOR GUIDED BONE REGENERATION, BOVINE OR EQUINE ORIGIN 15 X 20 MM, ( +/-5 MM) | DENTAL GENERAL SUPPLIES
3056 | 4215161059200 | COLLAGEN MEMBRANE CROSSLINKED, FOR GUIDED BONE REGENERATION, BOVINE OR EQUINE ORIGIN 20 X 30 MM, ( +/-5 MM) | DENTAL GENERAL SUPPLIES
3057 | 4215161059300 | COLLAGEN MEMBRANE CROSSLINKED, FOR GUIDED BONE REGENERATION, BOVINE OR EQUINE ORIGIN 30 X 40 MM, ( +/-5 MM) | DENTAL GENERAL SUPPLIES
3058 | 4215161059400 | COLLAGEN MEMBRANE NON - CROSSLINKED, FOR GUIDED BONE REGENERATION, BOVINE OR EQUINE ORIGIN 15 X 20 MM, ( +/-5 MM) | DENTAL GENERAL SUPPLIES
3059 | 4215161059500 | COLLAGEN MEMBRANE NON - CROSSLINKED, FOR GUIDED BONE REGENERATION, BOVINE OR EQUINE ORIGIN 20 X 30 MM, ( +/-5 MM) | DENTAL GENERAL SUPPLIES
3060 | 4215161059600 | COLLAGEN MEMBRANE NON - CROSSLINKED, FOR GUIDED BONE REGENERATION, BOVINE OR EQUINE ORIGIN 30 X 40 MM, ( +/-5 MM) | DENTAL GENERAL SUPPLIES
3061 | 4215161059700 | PERICARDIUM MEMBRANE, FOR GUIDED BONE REGENERATION SIZE 15 X 20 MM, ( +/-5 MM) | DENTAL GENERAL SUPPLIES
3062 | 4215161059800 | PERICARDIUM MEMBRANE, FOR GUIDED BONE REGENERATION SIZE 20 X 30 MM, ( +/-5 MM) | DENTAL GENERAL SUPPLIES
3063 | 4215161059900 | PERICARDIUM MEMBRANE, FOR GUIDED BONE REGENERATION SIZE 30 X 40 MM ( +/-5 MM) | DENTAL GENERAL SUPPLIES
3064 | 4215161060000 | RESORBABLE COLLAGEN PLUG FOR WOUND DRESSING, SIZE (10X 20 MM) | DENTAL GENERAL SUPPLIES
3065 | 4215161060100 | RESORBABLE COLLAGEN TAPE, SIZE ( 2.5 CM X 7.5 CM) THICKNESS 1 MM | DENTAL GENERAL SUPPLIES
3066 | 4215161100000 | BRUSH INTERPROXIMAL W/ HANDLE AND TIP SET | DENTAL GENERAL SUPPLIES
3067 | 4215161100500 | BRUSH INTERDENTAL REFILLS, MODERATE - 8CT | DENTAL GENERAL SUPPLIES
3068 | 4215161200400 | SURGICAL WIEDER TONGUE RETRACTOR STAINLESS STEEL SIZE 1 AND 2.. | SUPPLEMENTARY DENTAL SUPPLIES
3069 | 4215161200500 | BAUER INTRAORAL VERTICAL RAMUS RETRACTOR WITH FIBER OPTIC STAINLESS STEEL RIGHT.. | SUPPLEMENTARY DENTAL SUPPLIES
3070 | 4215161200600 | DUNN-DAUTREY CONDYLE RETRACTOR ANTERIORS STAINLESS STEEL BLADE WIDTH: 6.5X60 MM APPROXIMATE LENGTH: 16CM APPROXIMATE.. | SUPPLEMENTARY DENTAL SUPPLIES
3071 | 4215161200800 | LIP RETRACTOR STANDARD SIZE PLASTIC AUTOCLAVABLE | DENTAL GENERAL SUPPLIES
3072 | 4215161200900 | OBWEGESER RAMUS RETRACTOR (V-NOTCH) STAINLESS STEEL SHARP CURVED BLADE SIZE: 22X70MM OVERALL LENGTH: 24CM APPROXIMATE.. | SUPPLEMENTARY DENTAL SUPPLIES
3073 | 4215161201000 | METAL SIMPLE PLANE LINE ARTICULATOR (HINGE TYPE).. | SUPPLEMENTARY DENTAL SUPPLIES
3074 | 4215161201100 | MOUTH RETRACTOR PLASTIC SPANDEX SMALL SIZE AUTOCLAVABLE | DENTAL GENERAL SUPPLIES
3075 | 4215161201200 | MOUTH RETRACTOR PLASTIC SPANDEX LARGE SIZE AUTOCLAVABLE | DENTAL GENERAL SUPPLIES
3076 | 4215161203600 | AUSTIN TISSUE RETRACTOR / WITHOUT HANDLE STAINLESS STEEL OVERALL LENGTH: 80MM APPROXIMATE.. | SUPPLEMENTARY DENTAL SUPPLIES
3077 | 4215161203700 | BAUER INTRAORAL VERTICAL RAMUS RETRACTOR WITH FIBER OPTIC STAINLESS STEEL LEFT.. | SUPPLEMENTARY DENTAL SUPPLIES
3078 | 4215161203800 | DUNN-DAUTREY CONDYLE RETRACTOR SUPERIOR STAINLESS STEEL BLADE WIDTH: 6.5X60MM APPROXIMATE LENGTH: 16MM APPROXIMATE.. | SUPPLEMENTARY DENTAL SUPPLIES
3079 | 4215161203900 | MUNRO MANDIBULAR LATERAL RAMUS RETRACTOR STAINLESS STEEL 30X80MM APPROXIMATE.. | SUPPLEMENTARY DENTAL SUPPLIES
3080 | 4215161204000 | OBWEGESER ABDOMINAL RETRACTORS FOR ILIAC BONE HARVEST STAINLESS STEEL SIZE: 80MM OVERALL LENGTH: 23MM APPROXIMATE.-.. | SUPPLEMENTARY DENTAL SUPPLIES
3081 | 4215161204100 | OBWEGESER CHANNEL RETRACTOR FOR MANDIBLE 17CM APPROXIMATE STAINLESS STEEL WORKING END: 10MM.-.. | SUPPLEMENTARY DENTAL SUPPLIES
3082 | 4215161204200 | OBWEGESER RAMUS RETRACTOR (V-NOTCH) STAINLESS STEEL SHARP STRAIGHT BLADE SIZE: 15X70MM OVERALL LENGTH: 24CM APPROXIMATE.-.. | SUPPLEMENTARY DENTAL SUPPLIES
3083 | 4215161204300 | OBWEGESER SOFT TISSUE RETRACTORS STAINLESS STEEL (BENT DOWNWARDS) 22CM APPROXIMATE WORKING END: LONG (65-80MM).-.. | SUPPLEMENTARY DENTAL SUPPLIES
3084 | 4215161204400 | OBWEGESER SOFT TISSUE RETRACTORS STAINLESS STEEL (BENT DOWNWARDS) 22CM APPROXIMATE WORKING END: MEDIUM (30-60MM).-.. | SUPPLEMENTARY DENTAL SUPPLIES
3085 | 4215161204500 | OBWEGESER SOFT TISSUE RETRACTORS STAINLESS STEEL (BENT DOWNWARDS) 22CM APPROXIMATE WORKING END: SHORT (15-25MM).-.. | SUPPLEMENTARY DENTAL SUPPLIES
3086 | 4215161204600 | OBWEGESER SOFT TISSUE RETRACTORS STAINLESS STEEL (BENT UPWARDS) 22CM APPROXIMATE WORKING END: LONG (65-80MM).-.. | SUPPLEMENTARY DENTAL SUPPLIES
3087 | 4215161204700 | OBWEGESER SOFT TISSUE RETRACTORS STAINLESS STEEL (BENT UPWARDS) 22CM APPROXIMATE WORKING END: MEDIUM (30-60MM).-.. | SUPPLEMENTARY DENTAL SUPPLIES
3088 | 4215161204800 | SENN-MUELLER RETRACTOR STAINLESS STEEL 15CM APPROXIMATE BLUNT/SHARP BLADE SIZE: 20X7MM APPROXIMATE.-.. | SUPPLEMENTARY DENTAL SUPPLIES
3089 | 4215161204900 | TAYLOR SPINAL RETRACTOR STAINLESS STEEL 30X100MM APPROXIMATE.-.. | SUPPLEMENTARY DENTAL SUPPLIES
3090 | 4215161205000 | OPTRAGATE LIP CHEEK RETRACTOR DENTAL MOUTH OPENER ASSORTED WITH DIFFERENT SIZES S/M/L | DENTAL GENERAL SUPPLIES
3091 | 4215161205100 | DENTAL CHEEK RETRACTOR MOUTH OPENER, C-SHAPE,ASSORTED SIZES | DENTAL GENERAL SUPPLIES
3092 | 4215161205200 | ORAL ORTHODONTIC DRY FIELD ISOLATION SYSTEM, COMBINED ADJUSTABLE BI-LATERAL CHEEK AND LIP RETRACTOR WITH INTEGRATED SUB-LINGUAL TONG UE GUARD AND ACTIVE SALIVA EJECTOR SUCTION TUBING CONNECTIONS, FULLY AUTOCLAVABLE, LARGE SIZE. | DENTAL GENERAL SUPPLIES
3093 | 4215161205300 | ORAL ORTHODONTIC DRY FIELD ISOLATION SYSTEM, COMBINED ADJUSTABLE BI-LATERAL CHEEK AND LIP RETRACTOR WITH INTEGRATED SUB-LINGUAL TONG UE GUARD AND ACTIVE SALIVA EJECTOR SUCTION TUBING CONNECTIONS, FULLY AUTOCLAVABLE, SMALL SIZE | DENTAL GENERAL SUPPLIES
3094 | 4215161300300 | FOOTBALL BURNISHER, DOUBLE-ENDED, STAINLESS STEEL | DENTAL GENERAL SUPPLIES
3095 | 4215161300400 | BALL BURNISHER, DOUBLE-ENDED, STAINLESS STEEL | DENTAL GENERAL SUPPLIES
3096 | 4215161301500 | INSTRUMENT DENTAL 21B BURNISHER (ACORN SHAPE) #6 SATIN STEEL HANDLE | DENTAL GENERAL SUPPLIES
3097 | 4215161301600 | INSTRUMENT DENTAL BURNISHER 27/29 #6 SATIN STEEL HANDLE | DENTAL GENERAL SUPPLIES
3098 | 4215161401000 | BUR, DIAMOND, FG, ISO# 806 - 314 - 175 - 514 - 014 | DENTAL GENERAL SUPPLIES
3099 | 4215161405400 | DIAMOND BUR SET, FG, FOR PORCELAIN LAMINATE VENEER PREPARATION, CONSISTING OF NOT LESS THAN 6 BURS. SET SHALL INCLUDE A SELECTION OF DIAMOND BURS SUITABLE FOR VENEER PREPARATION, INCLUDING DEPTH REDUCTION, FACIAL AND INCISAL REDUCTION, MARGIN PREPARATION, CONTOURING AND FINISHING. DIFFERENT SHAPES AND/OR GRITS AS REQUIRED FOR THE PROCEDURE. SUITABLE FOR HIGH-SPEED FG HANDPIECE. ONE EACH (EA) = ONE (1) SET. | DENTAL GENERAL SUPPLIES
3100 | 4215161406300 | BUR, OTOLOGY DIAMOND EXTENDED, 5MM OR EQUIVALENT | EAR, NOSE & THROAT SUPPLIES (ENT)
3101 | 4215161406500 | BUR, OTOLOGY SKEETER OR EQUIVALENT, 2.3MM RED/ WHITE | EAR, NOSE & THROAT SUPPLIES (ENT)
3102 | 4215161406800 | BUR, OTOLOGY DIAMOND EXTENDED, 1MM OR EQUIVALENT | EAR, NOSE & THROAT SUPPLIES (ENT)
3103 | 4215161407000 | BUR, OTOLOGY DIAMOND EXTENDED, 0.5MM OR EQUIVALENT | EAR, NOSE & THROAT SUPPLIES (ENT)
3104 | 4215161407400 | BUR OTOLOGY SKEETER OR EQUIVALENT 0.5MM VIOLET | EAR, NOSE & THROAT SUPPLIES (ENT)
3105 | 4215161407500 | BUR, OTOLOGY SKEETER OR EQUIVALENT, 0.6MM BLACK | EAR, NOSE & THROAT SUPPLIES (ENT)
3106 | 4215161407600 | BUR OTOLOGY SKEETER OR EQUIVALENT 0.6MM BLUE | EAR, NOSE & THROAT SUPPLIES (ENT)
3107 | 4215161408100 | BUR OTOLOGY SKEETER OR EQUIVALENT 1.4MM GRAY | EAR, NOSE & THROAT SUPPLIES (ENT)
3108 | 4215161408200 | BUR, OTOLOGY SKEETER OR EQUIVALENT, 1.8MM BROWN | EAR, NOSE & THROAT SUPPLIES (ENT)
3109 | 4215161408300 | BUR, OTOLOGY SKEETER OR EQUIVALENT, 1MM ORANGE | EAR, NOSE & THROAT SUPPLIES (ENT)
3110 | 4215161408400 | BUR, OTOLOGY SKEETER OR EQUIVALENT, 2.3MM RED | EAR, NOSE & THROAT SUPPLIES (ENT)
3111 | 4215161408500 | BUR CARBIDE RA INVERTED CONE SIZE 1 MM #35 ISO 500 - 204 - 010 - 001 - 010 | DENTAL GENERAL SUPPLIES
3112 | 4215161408600 | BUR CARBIDE RA INVERTED CONE SIZE 1.4 MM #37 ISO 500 - 204 - 010 - 001 - 014 | DENTAL GENERAL SUPPLIES
3113 | 4215161408700 | BUR CARBIDE RA TAPERED FLAT END SIZE 1.2 MM #171L ISO 500 - 204 - 171 - 006 - 012 | DENTAL GENERAL SUPPLIES
3114 | 4215161408800 | BUR CARBIDE, FOR SURIGICAL BONE CUTTER, FISSURE ROUND END, RA ISO# 500 - 205 - 415 - 007 - 016 | DENTAL GENERAL SUPPLIES
3115 | 4215161408900 | BUR DIAMOND FG ROUND MEDIUM COARSE SIZE 1.2 MM #801 ISO 806 - 314 - 001 - 524 - 012 | DENTAL GENERAL SUPPLIES
3116 | 4215161409000 | BUR DIAMOND FG ROUND MEDIUM, SIZE 1.8 MM #801 ISO 806 - 314 - 001 - 524 - 018 | DENTAL GENERAL SUPPLIES
3117 | 4215161409100 | BUR, DIAMOND, FG, TAPERED, FLAT END, SHORT, MEDIUM COARSE, SIZE 1.6 MM, ISO# 806 - 314 - 171 - 524 - 016 | DENTAL GENERAL SUPPLIES
3118 | 4215161409200 | BUR, DIAMOND, FG, TAPERED, ROUND END, SUPER COARSE, SIZE 1.6 MM, ISO# 806 - 314 - 199 - 544 - 016 | DENTAL GENERAL SUPPLIES
3119 | 4215161409400 | BUR, STONE, FG, FLAME, ROUND END, SIZE 2.5 MM, ISO# 635 - 314 - 243 - 505 - 025 | DENTAL GENERAL SUPPLIES
3120 | 4215161409600 | BUR, STONE, RA, FLAME ARKANSAS, SIZE 2.5 MM, ISO# 635 - 204 - 243 - 505 - 025 | DENTAL GENERAL SUPPLIES
3121 | 4215161410400 | BUR CARBIDE FG TAPERED FLAT END #169L ISO 500 - 314 - 171 - 006 - 009 | DENTAL GENERAL SUPPLIES
3122 | 4215161410500 | BUR CARBIDE FG TAPERED FLAT END SIZE 1 MM #170L ISO 500 - 314 - 171 - 006 - 010 | DENTAL GENERAL SUPPLIES
3123 | 4215161410800 | BUR DIAMOND ENDO ACCESS TAPERED ROUND END 21 MM FG (FRICTION GRIP) COARSE SZ SMALL | DENTAL GENERAL SUPPLIES
3124 | 4215161412100 | AUTOMIX MIXING TIP FOR BITE-REGISTRATION AND HEAVY-BODY ADDITION SILICONE IMPRESSION MATERIAL, UNIVERSAL | DENTAL GENERAL SUPPLIES
3125 | 4215161412300 | BUR, OTOLOGY DIAMOND EXTENDED, 2MM OR EQUIVALENT | EAR, NOSE & THROAT SUPPLIES (ENT)
3126 | 4215161412400 | BUR, OTOLOGY DIAMOND EXTENDED, 3MM OR EQUIVALENT | EAR, NOSE & THROAT SUPPLIES (ENT)
3127 | 4215161412600 | BUR, OTOLOGY DIAMOND EXTENDED, 4MM OR EQUIVALENT | EAR, NOSE & THROAT SUPPLIES (ENT)
3128 | 4215161413200 | BUR, OTOLOGY SKEETER, CUTTING, SIZE 0.75 MM, OR EQUIVALENT | EAR, NOSE & THROAT SUPPLIES (ENT)
3129 | 4215161413300 | BUR, OTOLOGY SKEETER OR EQUIVALENT, 0.7MM GREEN | EAR, NOSE & THROAT SUPPLIES (ENT)
3130 | 4215161413400 | BUR, OTOLOGY SKEETER OR EQUIVALENT, 0.8MM BLACK | EAR, NOSE & THROAT SUPPLIES (ENT)
3131 | 4215161413900 | TUBE, LASER SHIELD ENDOTRACHEAL ID 7MM | EAR, NOSE & THROAT SUPPLIES (ENT)
3132 | 4215161414100 | BLADE, DEBRIDER 12° NASAL CURVED BLADE 3.5MM, OR EQUIVALENT | EAR, NOSE & THROAT SUPPLIES (ENT)
3133 | 4215161414200 | BLADE, DEBRIDER 12° NASAL CURVED BLADE 4MM, OR EQUIVALENT | EAR, NOSE & THROAT SUPPLIES (ENT)
3134 | 4215161414300 | BLADE, DEBRIDER 40° NASAL CURVED BLADE 4MM, OR EQUIVALENT | EAR, NOSE & THROAT SUPPLIES (ENT)
3135 | 4215161414500 | BUR, HI SPEED SINUS BUR DIAMOND 70° 3MM 13CM SPEED UP TO 30, 000 RPM, OR EQUIVALENT | EAR, NOSE & THROAT SUPPLIES (ENT)
3136 | 4215161414600 | BUR, HI SPEED SINUS BUR TAPERED DIAMOND 70° 4MM SPEED UP TO 30, 000 RPM, OR EQUIVALENT | EAR, NOSE & THROAT SUPPLIES (ENT)
3137 | 4215161414800 | ADHESIVE, REGULAR TRACHEOSTOMA SEAL USED WITH HEAT MOISTURE EXCHANGER ROUND, OR EQUIVALENT | EAR, NOSE & THROAT SUPPLIES (ENT)
3138 | 4215161414900 | ADHESIVE, REGULAR TRACHEOSTOMA SEAL USED WITH HEAT MOISTURE EXCHANGER OVAL, OR EQUIVALENT | EAR, NOSE & THROAT SUPPLIES (ENT)
3139 | 4215161415100 | TIP, FOR OTOACOUSTIC EMISSION TESTING FOR INFANTS, ASSORTED SIZES | EAR, NOSE & THROAT SUPPLIES (ENT)
3140 | 4215161416700 | DIAMOND-COATED MILLING DRILLS ASSORTED DIAMETERS COMPATIBLE WITH AMANN GIRRBACH MILLING MACHINES.-.. | SUPPLEMENTARY DENTAL SUPPLIES
3141 | 4215161416900 | BUR ORAL SURGERY FISSURE ISO 500 - 104 - 168 - 007 - 016 | DENTAL GENERAL SUPPLIES
3142 | 4215161417000 | BUR ORAL SURGERY FISSURE ISO 500 - 104 - 168 - 007 - 012 | DENTAL GENERAL SUPPLIES
3143 | 4215161417100 | HEAT TREATED NITI WIRE BLUE TRIANGULAR CROSS SECTION WITH ALTERNATIVE CUTTING EDGE AND CONSTANT TAPER WITH UNIQUE ROUNDED SAFETY TIP. TAPER 06 SIZE 40 LENGTH 31MM | DENTAL GENERAL SUPPLIES
3144 | 4215161417200 | CONTOURED MICRO ETCHED FIRST MOLAR BONDABLE BASE SINGLE BUCCAL TUBE ROTH #0.022 MEDIUM SIZE ASSORTED BY TOOTH NUMBER | DENTAL GENERAL SUPPLIES
3145 | 4215161417300 | BUR DIAMOND FG CYLINDER ROUND END COARSE #6881 ISO 806 - 314 - 141 - 534 - 012 | DENTAL GENERAL SUPPLIES
3146 | 4215161417400 | BUR DIAMOND FG CYLINDER ROUND END COARSE #6881 ISO 806 - 314 - 141 - 534 - 014 | DENTAL GENERAL SUPPLIES
3147 | 4215161417500 | BUR DIAMOND FG LONG ROUND MEDIUM ISO 806 - 315 - 001 - 524 - 012 | DENTAL GENERAL SUPPLIES
3148 | 4215161417600 | BUR DIAMOND FG LONG ROUND MEDIUM ISO 806 - 315 - 001 - 524 - 016 | DENTAL GENERAL SUPPLIES
3149 | 4215161417700 | BUR DIAMOND FG CYLINDER ROUND END FINE #8881 ISO 806 - 314 - 141 - 514 - 012 | DENTAL GENERAL SUPPLIES
3150 | 4215161417800 | BUR DIAMOND FG CYLINDER ROUND END COARSE #6881 ISO 806 - 314 - 141 - 534 - 016 | DENTAL GENERAL SUPPLIES
3151 | 4215161417900 | INTRAORAL ELASTICS, 1/8 INCH (3.2 MM), HEAVY FORCE (6 OZ - 170 G), ONE EACH (EA) = ONE (1) PACK | DENTAL GENERAL SUPPLIES
3152 | 4215161418000 | BUR DIAMOND FG CYLINDER ROUND END FINE #8881 ISO 806 - 314 - 141 - 514 - 010 | DENTAL GENERAL SUPPLIES
3153 | 4215161418100 | BUR DIAMOND FG CYLINDER ROUND END FINE #8881 ISO 806 - 314 - 141 - 514 - 014 | DENTAL GENERAL SUPPLIES
3154 | 4215161418200 | BUR DIAMOND FG CYLINDER ROUND END FINE #8881 ISO 806 - 314 - 141 - 514 - 016 | DENTAL GENERAL SUPPLIES
3155 | 4215161418300 | BUR DIAMOND FG PEAR (4MM) COARSE (GREEN) ISO 806 - 314 - 234 - 534 - 018 | DENTAL GENERAL SUPPLIES
3156 | 4215161418400 | BUR DIAMOND FG PEAR (4MM) COARSE (GREEN) ISO 806 - 314 - 234 - 534 - 014 | DENTAL GENERAL SUPPLIES
3157 | 4215161418500 | BUR DIAMOND FG PEAR (4MM) COARSE (GREEN) ISO 806 - 314 - 234 - 534 - 012 | DENTAL GENERAL SUPPLIES
3158 | 4215161418600 | BUR DIAMOND FG FOR CUTTING ZIRCONIA CROWNS ISO 806 - 314 - 140 - 526 - 014 | DENTAL GENERAL SUPPLIES
3159 | 4215161418700 | BUR DIAMOND FG PEAR (4MM) COARSE (GREEN) ISO 806 - 314 - 234 - 534 - 016 | DENTAL GENERAL SUPPLIES
3160 | 4215161418800 | BUR, SILICONE- BONDED ABRASIVE, RA,FLAME SHAPE, MEDIUM GRIT, SIZE 0.30MM #0403 ISO# 658-204-243-523-030 | DENTAL GENERAL SUPPLIES
3161 | 4215161418900 | BUR, SILICONE- BONDED ABRASIVE, RA,FLAME SHAPE, FINE GRIT, SIZE 0.30MM #0404 ISO# 638-204-243-513-030 | DENTAL GENERAL SUPPLIES
3162 | 4215161419000 | BUR, SILICONE- BONDED ABRASIVE, FG,CONE SHAPE, MEDIUM GRIT, SIZE 0.24MM #0101 ISO# 652-314-164-523-024 | DENTAL GENERAL SUPPLIES
3163 | 4215161419100 | BURS DRILLS AND TREPHINE 3 MM ONE EACH (EA) = ONE (1) PACK | DENTAL GENERAL SUPPLIES
3164 | 4215161419200 | CURVED INTRAORAL DELIVERY TIP FOR BITE-REGISTRATION AND HEAVY-BODY IMPRESSION MATERIAL, UNIVERSAL WHITE | DENTAL GENERAL SUPPLIES
3165 | 4215161423900 | BUR CARBIDE RA INVERTED CONE SIZE 1.6 MM #38 ISO 500 - 204 - 010 - 001 - 016 | DENTAL GENERAL SUPPLIES
3166 | 4215161424100 | BUR ACRYLIC CYLINDER SIZE LARGE.. | SUPPLEMENTARY DENTAL SUPPLIES
3167 | 4215161424200 | BUR ACRYLIC TAPERED SIZE LARGE.. | SUPPLEMENTARY DENTAL SUPPLIES
3168 | 4215161424600 | SEPARATING DISC, BLACK, 9500 - 900 - 220 | DENTAL GENERAL SUPPLIES
3169 | 4215161424700 | SEPARATING DISC, BLACK, 9511 - 900 - 190 | DENTAL GENERAL SUPPLIES
3170 | 4215161424800 | BUR ENDO TUNGSTEN CARBIDE TAPERED SAFE ENDED NON - CUTTING TIP 21 MM | DENTAL GENERAL SUPPLIES
3171 | 4215161424900 | BUR, ENDO TUNGSTEN CARBIDE TAPERED, SAFE ENDED, NON - CUTTING TIP, 25 MM | DENTAL GENERAL SUPPLIES
3172 | 4215161425000 | BUR FINISHING STEEL ROUND, RA ISO# 310 - 204 - 001 - 071 - 010 | DENTAL GENERAL SUPPLIES
3173 | 4215161425100 | BUR STEEL HP TAPERED FLAT END WAX CUTTER SIZE 2.3 MM ISO 310-104-471-377-023.. | SUPPLEMENTARY DENTAL SUPPLIES
3174 | 4215161425200 | BUR, FINISHING STEEL, LONG TAPERED, ROUND, ISO# 310 - 204 - 001 - 071 - 010 | DENTAL GENERAL SUPPLIES
3175 | 4215161425300 | BUR, FINISHING STEEL LONG TAPERED ROUND, ISO# 310 - 204 - 001 - 071 - 016 | DENTAL GENERAL SUPPLIES
3176 | 4215161425400 | TUNGSTEN CARBIDE BUR, FG, FOR PULP CHAMBER AND ENDODONTIC ACCESS PREPARATION, HEAD DIAMETER 1.4 MM (SIZE 014). | DENTAL GENERAL SUPPLIES
3177 | 4215161425500 | MANDREL FOR DISC, ISO# 330 - 104 - 603 - 391 - 050 | DENTAL GENERAL SUPPLIES
3178 | 4215161425600 | MANDREL SPINDLE SHAPED, ISO# 330 - 104 - 610 - 415 | DENTAL GENERAL SUPPLIES
3179 | 4215161425700 | MANDREL FOR PAPER FINISHING STRIPS, ISO# 330 - 104 - 622 - 444-042 | DENTAL GENERAL SUPPLIES
3180 | 4215161425800 | BUR TUNGSTEN CARBIDE HP CYLINDER ISO# 500 - 103 - 116 - 190 - 015.. | SUPPLEMENTARY DENTAL SUPPLIES
3181 | 4215161425900 | BUR TUNGSTEN CARBIDE HP CYLINDER ROUND ISO# 500 - 103 - 137 - 135 - 010.. | SUPPLEMENTARY DENTAL SUPPLIES
3182 | 4215161426000 | BUR TUNGSTEN CARBIDE SURGICAL HP ROUND SHAPE SIZE 0.6 (US #1/2) ISO 500-104-001-001-006.. | SUPPLEMENTARY DENTAL SUPPLIES
3183 | 4215161426100 | BUR SURGICAL TUNGSTEN CARBIDE HP ROUND (US#6) ISO# 500 - 104 - 001 - 001 - 018.. | SUPPLEMENTARY DENTAL SUPPLIES
3184 | 4215161426200 | BUR SURGICAL TUNGSTEN CARBIDE HP ROUND (US#8) ISO# 500 - 104 - 001 - 001 - 023.. | SUPPLEMENTARY DENTAL SUPPLIES
3185 | 4215161426300 | BUR SURGICAL TUNGSTEN CARBIDE HP TAPERED LONG FISSURE CROSSCUT (US# 700 L) ISO# 500 - 104 - 171 - 007.. | SUPPLEMENTARY DENTAL SUPPLIES
3186 | 4215161426400 | BUR TUNGSTEN CARBIDE HP ROUND ISO# 500 - 104 - 001 - 190 - 014.. | SUPPLEMENTARY DENTAL SUPPLIES
3187 | 4215161426500 | BUR CARBIDE HP ROUND 2.3 MM ISO# 500 - 104 - 001 - 190 - 023.. | SUPPLEMENTARY DENTAL SUPPLIES
3188 | 4215161426600 | BUR CARBIDE HP ROUND 1 MM ISO# 500 - 104 - 001 - 291 - 010.. | SUPPLEMENTARY DENTAL SUPPLIES
3189 | 4215161426700 | BUR CARBIDE HP ROUND 1.8 MM ISO# 500 - 104 - 001 - 291 - 018.. | SUPPLEMENTARY DENTAL SUPPLIES
3190 | 4215161426800 | BUR CARBIDE TUNGSTEN CARBIDE COARSE FINE HP ISO# 500 - 104 - 123 - 190 - 014 | DENTAL GENERAL SUPPLIES
3191 | 4215161426900 | BUR TUNGSTEN CARBIDE HP TAPERED SIZE 010 ISO# 500 - 104 - 168 - 007 - 010.. | SUPPLEMENTARY DENTAL SUPPLIES
3192 | 4215161427000 | BUR ORAL SURGERY FLAT END TAPER ISO# 500 - 104 - 168 - 007 - 021 | DENTAL GENERAL SUPPLIES
3193 | 4215161427100 | BUR, SURGICAL (701 L) LONG CROSSCUT TAPERED FISSURE, FG, ISO# 500 - 104 - 171 - 007 - 021 | DENTAL GENERAL SUPPLIES
3194 | 4215161427200 | BUR CARBIDE HP TAPER ISO# 500 - 104 - 194 - 140 - 023.. | SUPPLEMENTARY DENTAL SUPPLIES
3195 | 4215161427300 | BUR TUNGSTEN CARBIDE HP TAPERED ROUND FINE CUTTER SIZE 040 ISO# 500 - 104 - 194 - 142 - 040.. | SUPPLEMENTARY DENTAL SUPPLIES
3196 | 4215161427400 | BUR ACRYLIC TUNGSTEN CARBIDE STANDARD BUR PLAIN CUT ISO# 500 - 104 - 194 - 190 - 023.. | SUPPLEMENTARY DENTAL SUPPLIES
3197 | 4215161427500 | BUR CARBIDE HP TAPERED ROUND END MEDIUM CUTTING SIZE 5 MM ISO# 500 - 104 - 194 - 190 - 050.. | SUPPLEMENTARY DENTAL SUPPLIES
3198 | 4215161427600 | BUR ACRYLIC TUNGSTEN CARBIDE STANDARD TAPERED ROUND CROSS CUT COARSE ISO# 500 - 104 - 194 - 190 - 060.. | SUPPLEMENTARY DENTAL SUPPLIES
3199 | 4215161427700 | BUR TUNGSTEN CARBIDE HP LONG TAPERED ROUND ENDED COARSE CUTTER ISO# 500 - 104 - 194 - 192 - 023.. | SUPPLEMENTARY DENTAL SUPPLIES
3200 | 4215161427800 | BUR TUNGSTEN CARBIDE HP COARSE CUTTER ISO# 500 - 104 - 194 - 220 - 070.. | SUPPLEMENTARY DENTAL SUPPLIES
3201 | 4215161427900 | BUR TUNGSTEN CARBIDE HP BUD SHAPE CUTTER ISO# 500 - 104 - 194 - 223 - 050.. | SUPPLEMENTARY DENTAL SUPPLIES
3202 | 4215161428000 | BUR ACRYLIC TRIMMER TUNGSTEN CARBIDE HP ISO# 500 - 104 - 194 - 223 - 060.. | SUPPLEMENTARY DENTAL SUPPLIES
3203 | 4215161428100 | BUR ACRYLIC TRIMMER TUNGSTEN CARBIDE HP ISO# 500 - 104 - 194 - 223 - 070.. | SUPPLEMENTARY DENTAL SUPPLIES
3204 | 4215161428200 | BUR TUNGSTEN CARBIDE HP TAPERED ROUND CUTTER ISO# 500 - 104 - 196 - 190 - 014.. | SUPPLEMENTARY DENTAL SUPPLIES
3205 | 4215161428300 | BUR TUNGSTEN CARBIDE CROSS CUT FINE FOR DENTURE HP ISO# 500 - 104 - 197 - 140 - 018 | DENTAL GENERAL SUPPLIES
3206 | 4215161428400 | BUR CARBIDE HP TAPERED ROUND END MEDIUM CUTTING SIZE 5 MM ISO# 500 - 104 - 199 - 141 - 023.. | SUPPLEMENTARY DENTAL SUPPLIES
3207 | 4215161428500 | BUR TUNGSTEN CARBIDE HP TAPERED FINE CUTTER ISO# 500 - 104 - 201 - 140 - 023.. | SUPPLEMENTARY DENTAL SUPPLIES
3208 | 4215161428700 | BUR TUNGSTEN CARBIDE GRENADE OR FLAME SHAPE HP ISO# 500 - 104 - 274 - 072 - 012 | DENTAL GENERAL SUPPLIES
3209 | 4215161428800 | BUR TUNGSTEN CARBIDE GRENADE OR FLAME SHAPE HP ISO# 500 - 104 - 274 - 072 - 014 | DENTAL GENERAL SUPPLIES
3210 | 4215161428900 | BUR TUNGSTEN CARBIDE CROSS CUT SUPERFINE BUD SHAPE FOR DENTURE HP ISO# 500 - 104 - 274 - 140 - 060 | DENTAL GENERAL SUPPLIES
3211 | 4215161429000 | BUR TUNGSTEN CARBIDE HP COARSE CUTTER ISO# 500 - 104 - 274 - 192 - 060.. | SUPPLEMENTARY DENTAL SUPPLIES
3212 | 4215161429100 | BUR TUNGSTEN CARBIDE HP COARSE CUTTER ISO# 500 - 104 - 274 - 220 - 060.. | SUPPLEMENTARY DENTAL SUPPLIES
3213 | 4215161429200 | BUR TUNGSTEN CARBIDE CROSS CUT COARSE LARGE HP ISO# 500 - 104 - 274 - 221 - 060 | DENTAL GENERAL SUPPLIES
3214 | 4215161429300 | BUR TUNGSTEN CARBIDE HP EGG ROUND ISO# 500 - 104 - 277 - 072 - 014.. | SUPPLEMENTARY DENTAL SUPPLIES
3215 | 4215161429400 | BUR TUNGSTEN CARBIDE HP EGG SHAPE COARSE CUTTER ISO# 500 - 104 - 277 - 190 - 060.. | SUPPLEMENTARY DENTAL SUPPLIES
3216 | 4215161429500 | BUR CARBIDE HP FISSURE ISO# 500 - 104 - 415 - 296 - 016.. | SUPPLEMENTARY DENTAL SUPPLIES
3217 | 4215161429600 | BUR CARBIDE HP TAPERED SIZE 2.1 MM ISO# 500 - 104 - 415 - 296 - 018.. | SUPPLEMENTARY DENTAL SUPPLIES
3218 | 4215161429700 | BUR CARBIDE HP TAPERED SIZE 2.1 MM ISO# 500 - 104 - 415 - 296 - 021.. | SUPPLEMENTARY DENTAL SUPPLIES
3219 | 4215161429800 | BUR CARBIDE HP TAPERED SIZE 2.3 MM ISO# 500 - 104 - 415 - 296 - 023.. | SUPPLEMENTARY DENTAL SUPPLIES
3220 | 4215161429900 | BUR TUNGSTEN CARBIDE FG CROSS CUT #557 ISO# 500 - 314 - 107 - 007 - 010 | DENTAL GENERAL SUPPLIES
3221 | 4215161430000 | BUR TUNGSTEN CARBIDE CUTTER COARSE TAPERED ROUND END FOR TRIMMING/CUTTING CHROME COBALT ISO 500 - 104 - 194 - 134 - 040 | DENTAL GENERAL SUPPLIES
3222 | 4215161430100 | BUR, TUNGSTEN CARBIDE, RA, ROUND (US#1/2), ISO# 500 - 204 - 001 - 001 - 006 | DENTAL GENERAL SUPPLIES
3223 | 4215161430200 | BUR TUNGSTEN CARBIDE RA ROUND SHAPE ISO #500 - 204 - 001 - 001 - 007 | DENTAL GENERAL SUPPLIES
3224 | 4215161430300 | BUR TUNGSTEN CARBIDE RA ROUND SHAPE #1 ISO 500 - 204 - 001 - 001 - 008 | DENTAL GENERAL SUPPLIES
3225 | 4215161430400 | BUR TUNGSTEN CARBIDE LONG TAPERED ROUND #5 ISO 500 - 204 - 001 - 001 - 016 | DENTAL GENERAL SUPPLIES
3226 | 4215161430500 | BUR TUNGSTEN CARBIDE RA INVERTED CONE #33 (US RA #1/2) ISO 500 - 204 - 010 - 001 - 006 | DENTAL GENERAL SUPPLIES
3227 | 4215161430600 | BUR CARBIDE RA INVERTED CONE SIZE 0.8 MM #34 ISO 500 - 204 - 010 - 001 - 008 | DENTAL GENERAL SUPPLIES
3228 | 4215161430700 | BUR CARBIDE RA INVERTED CONE SIZE 2.3 MM #41 ISO 500 - 204 - 010 - 001 - 023 | DENTAL GENERAL SUPPLIES
3229 | 4215161430800 | BUR, CARBIDE, RA, BULLET, FINISHING AMALGAM, SIZE 1.4 MM, ISO# 500 - 204 - 499 - 072 - 014 | DENTAL GENERAL SUPPLIES
3230 | 4215161430900 | BUR, CARBIDE, RA, BULLET, FINISHING AMALGAM, SIZE 2.3 MM, ISO# 500 - 204 - 499 - 072 - 023 | DENTAL GENERAL SUPPLIES
3231 | 4215161431000 | BUR, SURGICAL TUNGSTEN CARBIDE, RA, LONG ROUND (US#4), ISO# 500 - 205 - 001 - 001 - 014 | DENTAL GENERAL SUPPLIES
3232 | 4215161431100 | BUR, CARBIDE, RA, LONG SHANK ROUND US#6, ISO# 500 - 205 - 001 - 291 - 018 | DENTAL GENERAL SUPPLIES
3233 | 4215161431200 | BUR, CARBIDE, RA, LONG SHANK ROUND US#8 ISO# 500 - 205 - 001 - 291 - 023 | DENTAL GENERAL SUPPLIES
3234 | 4215161431300 | BUR, SURGICAL TUNGSTEN CARBIDE, RA, X - LONG SHANK ROUND (US#2), ISO# 500 - 206 - 001 - 001 - 010 | DENTAL GENERAL SUPPLIES
3235 | 4215161431400 | BUR TUNGSTEN CARBIDE BUD SHAPE CUTTER HP #ISO 500 - 104 - 274 - 190 - 060 | DENTAL GENERAL SUPPLIES
3236 | 4215161431500 | BUR, CARBIDE, FG, ROUND SIZE 1/4, ISO# 500 - 314 - 001 - 001 - 005 | DENTAL GENERAL SUPPLIES
3237 | 4215161431600 | BUR, CARBIDE, FG, ISO# 500 - 314 - 001 - 001 - 006 ROUND SIZE 1/2 | DENTAL GENERAL SUPPLIES
3238 | 4215161431700 | BUR CARBIDE FG ROUND SIZE 0.8 MM #1 ISO 500 - 314 - 001 - 001 - 008 | DENTAL GENERAL SUPPLIES
3239 | 4215161431800 | BUR, CARBIDE, FG, ROUND SIZE 2, ISO# 500 - 314 - 001 - 001 - 010 | DENTAL GENERAL SUPPLIES
3240 | 4215161431900 | BUR TUNGSTEN CARBIDE FG ROUND SHAPE SIZE 1.2 MM #3 ISO 500 - 314 - 001 - 001 - 012 | DENTAL GENERAL SUPPLIES
3241 | 4215161432000 | BUR TUNGSTEN CARBIDE FG ROUND SHAPE #4 ISO 500 - 314 - 001 - 001 - 014 | DENTAL GENERAL SUPPLIES
3242 | 4215161432100 | BUR, TUNGSTEN CARBIDE, FG, ROUND SHAPE #5, ISO 500 - 314 - 001 - 001 - 016 | DENTAL GENERAL SUPPLIES
3243 | 4215161432200 | BUR CARBIDE FG ROUND SHAPE SIZE 2.3 MM #8 ISO 500 - 314 - 001 - 001 - 023 | DENTAL GENERAL SUPPLIES
3244 | 4215161432300 | BUR, TUNGSTEN CARBIDE, FG, ROUND COARSE, ISO# 500 - 314 - 001 - 001 - 027 | DENTAL GENERAL SUPPLIES
3245 | 4215161432400 | BUR TUNGSTEN CARBIDE FG ROUND COARSE #6S ISO 500 - 314 - 001 - 003 - 018 | DENTAL GENERAL SUPPLIES
3246 | 4215161432500 | BUR TUNGSTEN CARBIDE FG ROUND COARSE #8S ISO 500 - 314 - 001 - 003 - 023 | DENTAL GENERAL SUPPLIES
3247 | 4215161432600 | BUR TUNGSTEN CARBIDE FG FINISHING ROUND #7003 ISO 500 - 314 - 001 - 071 - 012 | DENTAL GENERAL SUPPLIES
3248 | 4215161432700 | BUR TUNGSTEN CARBIDE FG FINISHING ROUND #7008 ISO 500 - 314 - 001 - 071 - 023 | DENTAL GENERAL SUPPLIES
3249 | 4215161432800 | BUR TUNGSTEN CARBIDE FG INVERTED CONE #33 (US FG #1/2) ISO 500 - 314 - 010 - 001 - 006 | DENTAL GENERAL SUPPLIES
3250 | 4215161432900 | BUR CARBIDE FG INVERTED CONE #34 ISO 500 - 314 - 010 - 001 - 008 | DENTAL GENERAL SUPPLIES
3251 | 4215161433000 | BUR TUNGSTEN CARBIDE FG INVERTED CONE #35 ISO 500 - 314 - 010 - 001 - 010 | DENTAL GENERAL SUPPLIES
3252 | 4215161433100 | BUR TUNGSTEN CARBIDE FG INVERTED CONE #36 ISO 500 - 314 - 010 - 001 - 012 | DENTAL GENERAL SUPPLIES
3253 | 4215161433200 | BUR TUNGSTEN CARBIDE FG INVERTED CONE #38 ISO 500 - 314 - 010 - 001 - 016 | DENTAL GENERAL SUPPLIES
3254 | 4215161433300 | BUR TUNGSTEN CARBIDE FG INVERTED CONE #39 ISO 500 - 314 - 010 - 001 - 018 | DENTAL GENERAL SUPPLIES
3255 | 4215161433400 | BUR TUNGSTEN CARBIDE FG INVERTED CONE #35 ISO 500 - 314 - 010 - 006 - 010 | DENTAL GENERAL SUPPLIES
3256 | 4215161433500 | BUR TUNGSTEN CARBIDE FG SHORT CYLINDER #55 ISO 500 - 314 - 107 - 006 - 008 | DENTAL GENERAL SUPPLIES
3257 | 4215161433600 | BUR CARBIDE FG MULTI FLUTED LARGE FOR ORTHODONTIC USE #56 ISO 500 - 314 - 107 - 006 - 009 | DENTAL GENERAL SUPPLIES
3258 | 4215161433700 | BUR CARBIDE FG CYLINDER FLAT END SIZE 1 MM #57 ISO 500 - 314 - 107 - 006 - 010 | DENTAL GENERAL SUPPLIES
3259 | 4215161433800 | BUR CARBIDE FG CYLINDER FLAT END SIZE 1.2 MM #58 ISO 500 - 314 - 107 - 006 - 012 | DENTAL GENERAL SUPPLIES
3260 | 4215161434000 | BUR TUNGSTEN CARBIDE FG SHORT CYLINDER #558 ISO 500 - 314 - 107 - 007 - 012 | DENTAL GENERAL SUPPLIES
3261 | 4215161434200 | BUR TUNGSTEN CARBIDE FG LONG CYLINDER #57L ISO 500 - 314 - 110 - 006 - 010 | DENTAL GENERAL SUPPLIES
3262 | 4215161434300 | BUR CARBIDE FG CYLINDER ROUND END SIZE 1 MM #1157 ISO 500 - 314 - 137 - 006 - 010 | DENTAL GENERAL SUPPLIES
3263 | 4215161434400 | BUR CARBIDE FG CYLINDER ROUNDED EDGE FINE #1158 ISO 500 - 314 - 137 - 006 - 012 | DENTAL GENERAL SUPPLIES
3264 | 4215161434500 | BUR CARBIDE FG END CUTTING PERIO CROWN LENGTHENING SHORT SIZE 1 MM #957 ISO 500 - 314 - 150 - 001 - 010 | DENTAL GENERAL SUPPLIES
3265 | 4215161434600 | BUR CARBIDE FG END CUTTING #958 ISO 500 - 314 - 150 - 001 - 012 | DENTAL GENERAL SUPPLIES
3266 | 4215161434700 | BUR, FINISHING FISSURE CYLINDER FINE, FG, ISO# 500 - 314 - 158 - 072 - 012 | DENTAL GENERAL SUPPLIES
3267 | 4215161434800 | BUR CARBIDE FG TAPER FISSURE #169 ISO 500 - 314 - 168 - 006 - 008 | DENTAL GENERAL SUPPLIES
3268 | 4215161434900 | BUR TUNGSTEN CARBIDE FG PLAIN FISSURE TAPER #170 ISO 500 - 314 - 168 - 006 - 010 | DENTAL GENERAL SUPPLIES
3269 | 4215161435000 | BUR TUNGSTEN CARBIDE FG FISSURE TAPER CROSSCUT FLAT END #699 ISO 500 - 314 - 168 - 007 - 009 | DENTAL GENERAL SUPPLIES
3270 | 4215161435100 | BUR TUNGSTEN CARBIDE FG TAPERED #700 ISO 500 - 314 - 168 - 007 - 010 | DENTAL GENERAL SUPPLIES
3271 | 4215161435200 | BUR TUNGSTEN CARBIDE FG FISSURE TAPER CROSSCUT FLAT END #701 ISO 500 - 314 - 168 - 007 - 012 | DENTAL GENERAL SUPPLIES
3272 | 4215161435300 | BUR TUNGSTEN CARBIDE FG FISSURE TAPER CROSSCUT FLAT END #702 ISO 500 - 314 - 168 - 007 - 016 | DENTAL GENERAL SUPPLIES
3273 | 4215161435400 | BUR, TUNGSTEN CARBIDE, FG, FINISHING TAPER, ISO# 500 - 314 - 168 - 072 - 010 | DENTAL GENERAL SUPPLIES
3274 | 4215161435500 | BUR TUNGSTEN CARBIDE FG FISSURE TAPER CROSSCUT FLAT END, US7011 ISO# 500 - 314 - 171 - 007 - 012 | DENTAL GENERAL SUPPLIES
3275 | 4215161435600 | BUR TUNGSTEN CARBIDE FG FISSURE TAPER PLAIN ROUND END #1170 ISO 500 - 314 - 194 - 006 - 010 | DENTAL GENERAL SUPPLIES
3276 | 4215161435700 | BUR: TUNGSTEN CARBIDE FG (FRICTION GRIP) FLAT STRAIGHT FISSURE CROSSCUT (US#556) ISO# 500 - 314 - 107 - 007 - 009 | DENTAL GENERAL SUPPLIES
3277 | 4215161435800 | BUR, CARBIDE, FG, TAPERED ROUND FINE #557, ISO 500 - 314 - 194 - 007 - 010 | DENTAL GENERAL SUPPLIES
3278 | 4215161435900 | BUR, CARBIDE, FG, TAPERED ROUND, ULTRA FINE, ISO# 500 - 314 - 194 - 007 - 016 | DENTAL GENERAL SUPPLIES
3279 | 4215161436000 | BUR, TUNGSTEN CARBIDE, FG, TAPERED ROUND CROWN CUTTER, ISO# 500 - 314 - 194 - 293 - 016 | DENTAL GENERAL SUPPLIES
3280 | 4215161436100 | BUR, CARBIDE, FG, NON CUTTING SAFE END, ISO# 500 - 314 - 219 - 295 - 016 | DENTAL GENERAL SUPPLIES
3281 | 4215161436200 | BUR TUNGSTEN CARBIDE FG PEAR SHAPE #331 ISO 500 - 314 - 232 - 001 - 010 | DENTAL GENERAL SUPPLIES
3282 | 4215161436300 | BUR TUNGSTEN CARBIDE FG PEAR SHAPE #332 ISO 500 - 314 - 232 - 001 - 012 | DENTAL GENERAL SUPPLIES
3283 | 4215161436400 | BUR CARBIDE FG PEAR SHAPE LONG SIZE 0.9 MM #245 ISO 500 - 314 - 233 - 006 - 009 | DENTAL GENERAL SUPPLIES
3284 | 4215161436500 | BUR CARBIDE FG PEAR SHAPE LONG SIZE 1 MM #331L ISO 500 - 314 - 234 - 006 - 010 | DENTAL GENERAL SUPPLIES
3285 | 4215161436600 | BUR CARBIDE FG PEAR SHAPE LONG SIZE 1.4 MM #333L ISO 500 - 314 - 234 - 006 - 014 | DENTAL GENERAL SUPPLIES
3286 | 4215161436700 | BUR CARBIDE FG PEAR SHAPE #329 ISO 500 - 314 - 237 - 001 - 006 | DENTAL GENERAL SUPPLIES
3287 | 4215161436800 | BUR, TUNGSTEN CARBIDE, FG, FINISHING LONG FLAME, FINE, ISO# 500 - 314 - 249 - 072 - 010 | DENTAL GENERAL SUPPLIES
3288 | 4215161436900 | BUR CARBIDE FG FLAME SHAPE POINTED END FINISHING AMALGAM SIZE 1.4 MM #7104 ISO 500 - 314 - 254 - 072 - 014 | DENTAL GENERAL SUPPLIES
3289 | 4215161437000 | BUR CARBIDE FG FLAME SHAPE FINE #7106 ISO 500 - 314 - 254 - 072 - 018 | DENTAL GENERAL SUPPLIES
3290 | 4215161437100 | BUR, TUNGSTEN CARBIDE, FG, GRENADE, FINE, ISO# 500 - 314 - 274 - 072 - 014 | DENTAL GENERAL SUPPLIES
3291 | 4215161437200 | BUR TUNGSTEN CARBIDE FG FLAME FISSURE #7408 ISO 500 - 314 - 277 - 042 - 023 | DENTAL GENERAL SUPPLIES
3292 | 4215161437300 | BUR, CARBIDE, FG, EGG, FINISHING, SIZE 1.3 MM, ISO# 500 - 314 - 277 - 072 - 013 | DENTAL GENERAL SUPPLIES
3293 | 4215161437400 | BUR, CARBIDE, FG, TAPER FISSURE, ISO# 500 - 314 - 299 - 072 - 018 | DENTAL GENERAL SUPPLIES
3294 | 4215161437500 | BUR CARBIDE FG TAPERED FISSURE FLAT END SIZE 0.6 MM #168 ISO 500 - 314 - 168 - 006 - 006 | DENTAL GENERAL SUPPLIES
3295 | 4215161437600 | BUR CARBIDE FG TAPERED FISSURE FLAT END SIZE 1.2 MM #171 ISO 500 - 314 - 168 - 006 - 012 | DENTAL GENERAL SUPPLIES
3296 | 4215161437700 | BUR CARBIDE FG TAPERED FISSURE FLAT END SIZE 1.6 MM #172 ISO 500 - 314 - 168 - 006 - 016 | DENTAL GENERAL SUPPLIES
3297 | 4215161437800 | BUR TUNGSTEN CARBIDE FG FINISHING SHORT FLAME FINE #7902 ISO 500 - 314 - 496 - 071 - 010 | DENTAL GENERAL SUPPLIES
3298 | 4215161437900 | BUR TUNGSTEN CARBIDE FG FINISHING FLAME FINE #7903 ISO 500 - 314 - 496 - 071 - 012 | DENTAL GENERAL SUPPLIES
3299 | 4215161438000 | BUR CARBIDE FG CYLINDER FISSURE LONG FLAT END SIZE 1 MM #557L ISO 500 - 315 - 110 - 007 - 010 | DENTAL GENERAL SUPPLIES
3300 | 4215161438100 | BUR CARBIDE FG END CUTTING PERIO CROWN LENGTHENING LONG SIZE 1 MM #957 ISO 500 - 315 - 150 - 001 - 010 | DENTAL GENERAL SUPPLIES
3301 | 4215161438200 | BUR, CARBIDE, FG, LONG SHANK ROUND, SIZE 3, ISO# 500 - 316 - 001 - 001 - 012 | DENTAL GENERAL SUPPLIES
3302 | 4215161438300 | BUR, CARBIDE, FG, LONG SHANK ROUND, SIZE 4, ISO# 500 - 316 - 001 - 001 - 014 | DENTAL GENERAL SUPPLIES
3303 | 4215161438400 | BUR TUNGSTEN CARBIDE FG TAPER FISSURE CROSS CUT LONG HEAD LONG SHANK (US#702 L) ISO# 500 - 316 - 107 - 007 | DENTAL GENERAL SUPPLIES
3304 | 4215161438500 | BUR POLISHER MOUNTED BULLET RUBBER BROWN HP ISO 658-104-292-513-050 | DENTAL GENERAL SUPPLIES
3305 | 4215161438600 | BUR STONE HP PINK COLOR ROUND SIZE 4 MM ISO# 625 - 104 - 001 - 523 - 040.. | SUPPLEMENTARY DENTAL SUPPLIES
3306 | 4215161438700 | BUR STONE HP GREEN COLOR SIZE 3.5 MM ISO# 625 - 104 - 173 - 523 - 035.. | SUPPLEMENTARY DENTAL SUPPLIES
3307 | 4215161438800 | BUR STONE HP GREEN COLOR SIZE 5 MM ISO# 625 - 104 - 243 - 523 - (050 OR 060). | SUPPLEMENTARY DENTAL SUPPLIES
3308 | 4215161438900 | BUR STONE HP GREEN COLOR SIZE 6 MM ISO# 625 - 104 - 266 - 523 - 060.. | SUPPLEMENTARY DENTAL SUPPLIES
3309 | 4215161439000 | BUR STONE HP GREEN COLOR SIZE 11 MM ISO# 625 - 104 - 273 - 523 - 110.. | SUPPLEMENTARY DENTAL SUPPLIES
3310 | 4215161439100 | BUR STONE HP GREEN COLOR SIZE 2.5 MM ISO# 625 - 104 - 288 - (513 OR 523) - 025. | SUPPLEMENTARY DENTAL SUPPLIES
3311 | 4215161439200 | BUR STONE HP GREEN COLOR SIZE 8.5 MM ISO# 625 - 104 - 316 - 523 - 085.. | SUPPLEMENTARY DENTAL SUPPLIES
3312 | 4215161439300 | BUR STONE HP CYLINDER SHAPE MEDIUM GRIT SIZE 3 MM GREEN COLOR ISO 655-204-107-523-030.. | SUPPLEMENTARY DENTAL SUPPLIES
3313 | 4215161439400 | BUR, STONE, FG, ROUND ARKANSAS, SIZE 3 MM, ISO# 635 - 314 - 001 - 505 - 030 | DENTAL GENERAL SUPPLIES
3314 | 4215161439500 | BUR, STONE, FG, ARKANSAS, SIZE 2.5 MM, ISO# 635 - 314 - 288 - 504 - 025 | DENTAL GENERAL SUPPLIES
3315 | 4215161439600 | BUR, POLISHER MOUNTED BULLET RUBBER BROWN, ISO# 653 - 104 - 292 - 513 - 045 | DENTAL GENERAL SUPPLIES
3316 | 4215161439700 | BUR, POLISHER MOUNTED, FLAT WHEEL, RUBBER, BROWN, ISO# 653 - 104 - 372 - 513 - 150 | DENTAL GENERAL SUPPLIES
3317 | 4215161439800 | BUR, POLISHER, COMPOFIX, SUPER FINE, ISO# 653 - 104 - 541 - 502 - 070 | DENTAL GENERAL SUPPLIES
3318 | 4215161439900 | BUR POLISHER SUPER COARSE B/R ISO# 653 - 104 - 543 - 242 - 210 | DENTAL GENERAL SUPPLIES
3319 | 4215161440000 | BUR POLISHER SUPER FINE Y/R ISO# 653 - 104 - 543 - 492 - 180 | DENTAL GENERAL SUPPLIES
3320 | 4215161440100 | BUR POLISHER SUPER FINE Y/R ISO# 653 - 104 - 543 - 492 - 210 | DENTAL GENERAL SUPPLIES
3321 | 4215161440200 | BUR POLISHER FINE RED RING ISO# 653 - 104 - 543 - 502 - 180 | DENTAL GENERAL SUPPLIES
3322 | 4215161440300 | BUR POLISHER COARSE G/RING ISO# 653 - 104 - 543 - 522 - 180 | DENTAL GENERAL SUPPLIES
3323 | 4215161440400 | BUR POLISHER COARSE G/RING ISO# 653 - 104 - 543 - 522 - 210 | DENTAL GENERAL SUPPLIES
3324 | 4215161440500 | BUR POLISHER SUPER COARSE B/R ISO# 653 - 104 - 543 - 542 - 180 | DENTAL GENERAL SUPPLIES
3325 | 4215161440600 | BUR, POLISHER SILICON, BROWN, FRICTION GRIP, ISO# 653 - 204 - 243 - 513 - 045 | DENTAL GENERAL SUPPLIES
3326 | 4215161440700 | BUR GRINDING WHEEL FOR PORCELAIN HEATLESS COARSE GRIT ISO# 654 - 900 - 372 - 531 - 190 | DENTAL GENERAL SUPPLIES
3327 | 4215161440800 | BUR STONE HP GREEN COLOR CYLINDER SIZE 5 MM ISO# 655 - 104 - 107 - 523 - 050.. | SUPPLEMENTARY DENTAL SUPPLIES
3328 | 4215161441200 | BUR POLISHER POINT HP RUBBER GREEN ISO# 658 - 104 - 243 - 503 - 055.. | SUPPLEMENTARY DENTAL SUPPLIES
3329 | 4215161441300 | BUR POLISHER MINI POINT HP RUBBER BROWN ISO# 658 - 104 - 243 - 513 - 030.. | SUPPLEMENTARY DENTAL SUPPLIES
3330 | 4215161441400 | BUR POLISHER FOR ACRYLIC MOUNTED BULLET SILICONE GREY MEDIUM GRIT ISO# 658 - 104 - 243 - 534 - 110.. | SUPPLEMENTARY DENTAL SUPPLIES
3331 | 4215161441500 | BUR, POLISHER, MOUNTED LENTICULAR, RUBBER, GREEN, ISO# 658 - 104 - 303 - 503 - 150 | DENTAL GENERAL SUPPLIES
3332 | 4215161441600 | BUR, POLISHER, MOUNTED FLAT WHEEL, RUBBER, BROWN, ISO# 658 - 104 - 373 - 513 - 145 | DENTAL GENERAL SUPPLIES
3333 | 4215161441700 | BUR COMPOSITE POLISHER FLAME SHAPE RA ISO# 658 - 204 - 243 - 503 - 030 | DENTAL GENERAL SUPPLIES
3334 | 4215161441800 | BUR, COMPOSITE POLISHER, LENS SHAPE, RA, ISO# 658 - 204 - 303 - 513 - 100 | DENTAL GENERAL SUPPLIES
3335 | 4215161441900 | BUR, POLISHER, WHEEL RUBBER, BROWN, PRE - POLISHER, ISO# 658 - 900 - 303 - 515 - 170 | DENTAL GENERAL SUPPLIES
3336 | 4215161442100 | BUR POLISHER ACRYLIC DENTURE BULLET SILICONE FINE GRIT.. | SUPPLEMENTARY DENTAL SUPPLIES
3337 | 4215161442200 | DISC SEPARATING DIAMOND ISO 806 - 104 - 365 - 514 - 220 | DENTAL GENERAL SUPPLIES
3338 | 4215161442300 | BUR, POLISHER, WHEEL, MIRROR FINISH WITH DIAMOND IMPREGNATION, RUBBER GREEN, ISO# 802 - 104 - 303 - 514 - 110 | DENTAL GENERAL SUPPLIES
3339 | 4215161442400 | BUR, POLISHER, WHEEL, MIRROR FINISH WITH DIAMOND IMPREGNATION, RUBBER GREEN, ISO# 802 - 104 - 303 - 514 - 150 | DENTAL GENERAL SUPPLIES
3340 | 4215161442500 | BUR, POLISHER, WHEEL, HEATLESS, COARSE GRIT, DIAMOND FOR GRINDING PORCELAIN, ISO# 802 - 104 - 303 - 533 - 205 | DENTAL GENERAL SUPPLIES
3341 | 4215161442600 | DISC DIAMOND FLEXIBLE FOIL SUPERFINE ISO# 803 - 104 - 345 - 502 - 200 | DENTAL GENERAL SUPPLIES
3342 | 4215161442700 | BUR DIAMOND FG CYLINDER POINTED FINE - MEDIUM ISO 806 - 314 - 130 - 524 - 012 | DENTAL GENERAL SUPPLIES
3343 | 4215161442800 | "BUR, DIAMOND, FG, INVERTED CONE, ISO# 806 -314- 010 - 524 - 014" | DENTAL GENERAL SUPPLIES
3344 | 4215161442900 | BUR DIAMOND HP ROUND ISO# 806 - 104 - 001 - 514 - 014.. | SUPPLEMENTARY DENTAL SUPPLIES
3345 | 4215161443000 | BUR DIAMOND HP WHEEL HALF CIRCLE RIM FINE MEDIUM ISO 806 - 104 - 068 - 524 - 055 | DENTAL GENERAL SUPPLIES
3346 | 4215161443100 | BUR, DIAMOND, HP, ROUND, MEDIUM, ISO 806 - 104 - 140 - 524 - 014 | DENTAL GENERAL SUPPLIES
3347 | 4215161443200 | BUR DIAMOND HP POINTED LONG ISO 806 - 104 - 166 - 524 - 018 | DENTAL GENERAL SUPPLIES
3348 | 4215161443300 | BUR DIAMOND HP FINE TAPERED ROUND ISO# 806 - 104 - 199 - 524 - 016.. | SUPPLEMENTARY DENTAL SUPPLIES
3349 | 4215161443400 | DISC DIAMOND, DOUBLE SIDE, FINE RED RING ISO# 806 - 104 - 350 - 514 - 220 | DENTAL GENERAL SUPPLIES
3350 | 4215161443500 | DISC, SEPARATOR PORCELAIN/DIAMOND, SUPER FLEX, DOUBLE SIDED, 0.1 MM THICK WITH 3 MM COATING, ISO# 806 - 104 - 355 - 514 - 220 | DENTAL GENERAL SUPPLIES
3351 | 4215161443600 | DISC, DIAMOND, FLEXIBLE, LASERFLEX, FINE, ISO# 806 - 104 - 380 - 514 - 190 | DENTAL GENERAL SUPPLIES
3352 | 4215161443700 | DISC, PLASTER, MINI, FINE, RED RING, ISO# 806 - 104 - 380 - 514 - 320 | DENTAL GENERAL SUPPLIES
3353 | 4215161443800 | BUR DIAMOND FG TAPERED TORPEDO COARSE ISO# 806 - 314 - 173 - 534 - 021 | DENTAL GENERAL SUPPLIES
3354 | 4215161443900 | BUR DIAMOND FG STRAIGHT FISSURE FLAT END SHORT SHANK #835 ISO 806 - 313 - 107 - 524 - 012 | DENTAL GENERAL SUPPLIES
3355 | 4215161444000 | BUR DIAMOND FG ROUND FINISHING EXTRA FINE #801 EF ISO 806 - 314 - 001 - 504 - 018 | DENTAL GENERAL SUPPLIES
3356 | 4215161444100 | BUR, DIAMOND, FG, ROUND, FINE #801F, ISO 806 - 314 - 001 - 514 - 018 | DENTAL GENERAL SUPPLIES
3357 | 4215161444200 | BUR DIAMOND FG ROUND MEDIUM COARSE SIZE 0.9 MM #801 ISO 806 - 314 - 001 - 524 - 009 | DENTAL GENERAL SUPPLIES
3358 | 4215161444300 | BUR DIAMOND FG ROUND #801 ISO 806 - 314 - 001 - 524 - 016 | DENTAL GENERAL SUPPLIES
3359 | 4215161444400 | BUR, DIAMOND, FG, ROUND, #ISO, 806 - 314 - 001 - 524 - 018 | DENTAL GENERAL SUPPLIES
3360 | 4215161444500 | BUR DIAMOND FG ROUND COARSE #801 ISO 806 - 314 - 001 - 534 - 018 | DENTAL GENERAL SUPPLIES
3361 | 4215161444600 | BUR DIAMOND FG ROUND SUPER COARSE #801 ISO 806 - 314 - 001 - 544 - 023 | DENTAL GENERAL SUPPLIES
3362 | 4215161444700 | BUR DIAMOND FG INVERTED CONE MEDIUM COARSE SIZE 1.0 MM #805 ISO 806 - 314 - 010 - 524 - 010 | DENTAL GENERAL SUPPLIES
3363 | 4215161444900 | BUR DIAMOND FG INVERTED CONE MEDIUM COARSE SIZE 1.8 MM #805 ISO 806 - 314 - 010 - 524 - 018 | DENTAL GENERAL SUPPLIES
3364 | 4215161445000 | BUR, DIAMOND, FG, DOUBLE CONE, FINE - MEDIUM #811, ISO 806 - 314 - 038 - 524 - 033 | DENTAL GENERAL SUPPLIES
3365 | 4215161445100 | BUR DIAMOND FG DOUBLE CONE FINE - MEDIUM #811L ISO 806 - 314 - 039 - 524 - 037 | DENTAL GENERAL SUPPLIES
3366 | 4215161445200 | BUR DIAMOND FG WHEEL SHAPED #815 ISO 806 - 314 - 040 - 524 - 016 | DENTAL GENERAL SUPPLIES
3367 | 4215161445300 | BUR DIAMOND FG CYLINDER SHORT FLAT END MEDIUM COARSE SIZE 0.8 MM #835 ISO 806 - 314 - 107 - 524 - 008 | DENTAL GENERAL SUPPLIES
3368 | 4215161445400 | BUR DIAMOND FG CYLINDER FINE MEDIUM #835 ISO 806 - 314 - 107 - 524 - 010 | DENTAL GENERAL SUPPLIES
3369 | 4215161445500 | BUR DIAMOND FG STRAIGHT FISSURE #835 ISO 806 - 314 - 107 - 524 - 014 | DENTAL GENERAL SUPPLIES
3370 | 4215161445600 | BUR DIAMOND FG SHORT STRAIGHT FISSURE FLAT END #837 ISO 806 - 314 - 110 - 524 - 014 | DENTAL GENERAL SUPPLIES
3371 | 4215161445700 | BUR DIAMOND FG LONG CYLINDER SUPER COARSE #837 ISO 806 - 314 - 111 - 544 - 014 | DENTAL GENERAL SUPPLIES
3372 | 4215161445800 | BUR DIAMOND FG CYLINDER POINTED COARSE #886 ISO 806 - 314 - 131 - 534 - 016 | DENTAL GENERAL SUPPLIES
3373 | 4215161445900 | BUR DIAMOND FG CYLINDER ROUND FINE MEDIUM #838 ISO 806 - 314 - 137 - 524 - 012 | DENTAL GENERAL SUPPLIES
3374 | 4215161446000 | BUR, DIAMOND, FG, CYLINDER ROUND, FINE - MEDIUM, ISO# 806 - 314 - 140 - 524 - 014 | DENTAL GENERAL SUPPLIES
3375 | 4215161446100 | BUR DIAMOND FG CYLINDER ROUND END MEDIUM COARSE SIZE 1.2 MM #881 ISO 806 - 314 - 141 - 524 - 012 | DENTAL GENERAL SUPPLIES
3376 | 4215161446200 | BUR DIAMOND FG LONG CYLINDER #837KR ISO 806 - 314 - 158 - 524 - 010 | DENTAL GENERAL SUPPLIES
3377 | 4215161446300 | BUR DIAMOND FG LONG CYLINDER #837KR ISO 806 - 314 - 158 - 524 - 012 | DENTAL GENERAL SUPPLIES
3378 | 4215161446400 | BUR DIAMOND FG POINTED FINE #956 ISO 806 - 314 - 159 - 514 - 010 | DENTAL GENERAL SUPPLIES
3379 | 4215161446500 | BUR, DIAMOND, FG, TAPERED, CUTTING EDGE 6MM, POINTED END, FINE, ISO# 806 - 314 - 164 - 514 - 012 | DENTAL GENERAL SUPPLIES
3380 | 4215161446600 | BUR, DIAMOND, FG, SHORT, POINTED, FINE - MEDIUM, ISO# 806 - 314 - 164 - 524 - 012 | DENTAL GENERAL SUPPLIES
3381 | 4215161446700 | BUR, DIAMOND, FG, SHORT, POINTED, COARSE, ISO# 806 - 314 - 164 - 534 - 012 | DENTAL GENERAL SUPPLIES
3382 | 4215161446800 | BUR, DIAMOND, FG, POINTED, ISO# 806 - 314 - 165 - 524 - 010 | DENTAL GENERAL SUPPLIES
3383 | 4215161446900 | BUR, DIAMOND, FG, POINTED, COARSE, ISO# 806 - 314 - 165 - 534 - 014 | DENTAL GENERAL SUPPLIES
3384 | 4215161447000 | BUR, DIAMOND, FG, TAPERED FISSURE, ISO# 806 - 314 - 166 - 534 - 018 | DENTAL GENERAL SUPPLIES
3385 | 4215161447100 | BUR DIAMOND FG TAPERED EXTRA FINE COARSE SIZE 1.4 MM #859L ISO 806 - 314 - 167 - 504 - 014 | DENTAL GENERAL SUPPLIES
3386 | 4215161447200 | BUR DIAMOND FG LONG POINTED FINE MEDIUM #859L ISO 806 - 314 - 167 - 524 - 010 | DENTAL GENERAL SUPPLIES
3387 | 4215161447300 | BUR DIAMOND FG TAPERED FLAT END #845 ISO 806 - 314 - 168 - 524 - 012 | DENTAL GENERAL SUPPLIES
3388 | 4215161447400 | BUR, DIAMOND, FG, TAPERED, FINE - MEDIUM, ISO# 806 - 314 - 168 - 524 - 014 | DENTAL GENERAL SUPPLIES
3389 | 4215161447500 | BUR DIAMOND FG TAPERED FLAT END #848 ISO# 806 - 314 - 173 - 524 - 016 | DENTAL GENERAL SUPPLIES
3390 | 4215161447600 | BUR DIAMOND, FG, SHORT, TAPERED, ROUND, ISO# 806 - 314 - 197 - 534 - 025 | DENTAL GENERAL SUPPLIES
3391 | 4215161447700 | BUR, DIAMOND, FG, TAPERED, ROUND, EXTRA FINE, ISO# 806 - 314 - 198 - 504 - 016 | DENTAL GENERAL SUPPLIES
3392 | 4215161447800 | BUR, DIAMOND, FG, TAPERED, ROUND, ISO# 806 - 314 - 198 - 524 - 012 | DENTAL GENERAL SUPPLIES
3393 | 4215161447900 | BUR, DIAMOND, FG, TAPERED, ROUND, FINE - MEDIUM, ISO# 806 - 314 - 198 - 524 - 018 | DENTAL GENERAL SUPPLIES
3394 | 4215161448000 | BUR, DIAMOND, FG, TAPER, CUTTING LENGTH 8MM, ROUND END, ISO# 806 - 314 - 198 - 524 - 025 | DENTAL GENERAL SUPPLIES
3395 | 4215161448100 | BUR, DIAMOND, FG, STRAIGHT FISSURE CHAMFER, ISO# 806 - 314 - 198 - 534 - 016 | DENTAL GENERAL SUPPLIES
3396 | 4215161448200 | BUR, DIAMOND, FG, TAPERED, ROUND, COARSE, ISO# 806 - 314 - 198 - 534 - 018 | DENTAL GENERAL SUPPLIES
3397 | 4215161448300 | BUR, DIAMOND, FG, TAPERED, ROUND, SUPER COARSE, ISO# 806 - 314 - 198 - 544 - 016 | DENTAL GENERAL SUPPLIES
3398 | 4215161448400 | BUR, DIAMOND, FG, TAPERED, ROUND END, MEDIUM COARSE, SIZE 1.2 MM, ISO# 806 - 314 - 199 - 524 - 012 | DENTAL GENERAL SUPPLIES
3399 | 4215161448500 | BUR, DIAMOND, FG, TAPERED, ROUND END, MEDIUM COARSE, SIZE 1.4 MM, ISO# 806 - 314 - 199 - 524 - 014 | DENTAL GENERAL SUPPLIES
3400 | 4215161448600 | BUR, DIAMOND, FG, TAPERED, ROUND, COARSE, ISO# 806 - 314 - 199 - 534 - 012 | DENTAL GENERAL SUPPLIES
3401 | 4215161448700 | BUR DIAMOND FG TAPERED ROUND END COARSE ISO# 806 - 314 - 199 - 534 - 016 | DENTAL GENERAL SUPPLIES
3402 | 4215161448800 | BUR DIAMOND INVERTED CONE FG LARGE ISO# 806 - 314 - 225 - 524 - 018 | DENTAL GENERAL SUPPLIES
3403 | 4215161448900 | BUR, DIAMOND, FG, PEAR, FINE - MEDIUM, ISO# 806 - 314 - 232 - 524 - 008 | DENTAL GENERAL SUPPLIES
3404 | 4215161449000 | BUR, DIAMOND, FG, FLAME SHAPE, FINE GRIT, ISO# 806 - 314 - 245 - 514 - 012 | DENTAL GENERAL SUPPLIES
3405 | 4215161449100 | BUR DIAMOND FG FLAME MEDIUM ISO# 806 - 314 - 245 - 524 - 014 | DENTAL GENERAL SUPPLIES
3406 | 4215161449200 | BUR DIAMOND FG FLAME MEDIUM SIZE 1.0 MM ISO# 806 - 314 - 249 - 524 - 010 | DENTAL GENERAL SUPPLIES
3407 | 4215161449300 | BUR DIAMOND FG FLAME MEDIUM SIZE 1.2 MM ISO# 806 - 314 - 249 - 524 - 012 | DENTAL GENERAL SUPPLIES
3408 | 4215161449400 | BUR, DIAMOND, FG, FLAME, SUPER COARSE, ISO# 806 - 314 - 249 - 544 - 012 | DENTAL GENERAL SUPPLIES
3409 | 4215161449500 | BUR, DIAMOND, FG, EGG SHAPE, MEDIUM, ISO# 806 - 314 - 257 - 524 - 023 | DENTAL GENERAL SUPPLIES
3410 | 4215161449600 | BUR, DIAMOND, FG, EGG SHAPE, EXTRA FINE, ISO# 806 - 314 - 277 - 504 - 023 | DENTAL GENERAL SUPPLIES
3411 | 4215161449700 | BUR, DIAMOND, FG, FOOTBALL SHAPE, ISO# 806 - 314 - 277 - 524 - 014 | DENTAL GENERAL SUPPLIES
3412 | 4215161449800 | BUR, DIAMOND, FG, TAPERED FISSURE, POINTED, ISO# 806 - 314 - 167 - 514 - 010 | DENTAL GENERAL SUPPLIES
3413 | 4215161449900 | BUR, DIAMOND, FG, PEAR, MEDIUM COARSE, SIZE 1.2 MM, ISO# 806 - 314 - 288 - 524 - 012 | DENTAL GENERAL SUPPLIES
3414 | 4215161450100 | BUR, DIAMOND, FG, TORPEDO, COARSE, ISO# 806 - 314 - 289 - 534 - 014 | DENTAL GENERAL SUPPLIES
3415 | 4215161450200 | BUR DIAMOND FG TAPERED TORPEDO MEDIUM SIZE 1.2 MM ISO# 806 - 314 - 298 - 524 - 012 | DENTAL GENERAL SUPPLIES
3416 | 4215161450300 | BUR DIAMOND FG TAPERED TORPEDO MEDIUM SIZE 1.8 MM ISO# 806 - 314 - 298 - 524 - 018 | DENTAL GENERAL SUPPLIES
3417 | 4215161450400 | BUR, DIAMOND, FG, TORPEDO, COARSE, ISO# 806 - 314 - 298 - 534 - 021 | DENTAL GENERAL SUPPLIES
3418 | 4215161450500 | BUR, DIAMOND, FG, TAPERED FISSURE LONG, ISO# 806 - 314 - 496 - 524 - 012 | DENTAL GENERAL SUPPLIES
3419 | 4215161450600 | BUR, DIAMOND, FG, TORPEDO, FINE - MEDIUM, ISO# 806 - 314 - 534 - 524 - 009 | DENTAL GENERAL SUPPLIES
3420 | 4215161450700 | BUR DIAMOND FG TAPERED MEDIUM ISO# 806 - 314 - 544 - 524 - 025 | DENTAL GENERAL SUPPLIES
3421 | 4215161450800 | BUR, DIAMOND, TAPERED, ISO# 806 - 314 - 545 - 524 - 016 | DENTAL GENERAL SUPPLIES
3422 | 4215161450900 | BUR, DIAMOND, TAPERED, ISO# 806 - 314 - 545 - 524 - 018 | DENTAL GENERAL SUPPLIES
3423 | 4215161451000 | BUR DIAMOND FG TAPERED SUPER FINE ISO# 806 - 314 - 546 - 504 - 023 | DENTAL GENERAL SUPPLIES
3424 | 4215161451100 | BUR, DIAMOND, FG, TAPERED, FINE, ISO# 806 - 314 - 546 - 514 - 023 | DENTAL GENERAL SUPPLIES
3425 | 4215161451200 | BUR, DIAMOND, FG, DEPTH MARKING, ISO# 806 - 314 - 552 - 524 - 021 | DENTAL GENERAL SUPPLIES
3426 | 4215161451300 | BUR, DIAMOND, FG, TAPERED, FINE, ISO# 806 - 314 - 585 - 514 - 020 | DENTAL GENERAL SUPPLIES
3427 | 4215161451400 | BUR, DIAMOND, FG, TAPERED, FINE, ISO# 806 - 314 - 585 - 514 - 024 | DENTAL GENERAL SUPPLIES
3428 | 4215161451500 | BUR DIAMOND FG TAPERED MEDIUM ISO# 806 - 314 - 585 - 524 - 023 | DENTAL GENERAL SUPPLIES
3429 | 4215161451600 | BUR DIAMOND FG TAPER FISSURE LONG ISO# 806 - 315 - 551 - 534 - 014 | DENTAL GENERAL SUPPLIES
3430 | 4215161451700 | BUR TUNGSTEN CARBIDE FG ROUND EXTRA LONG ISO# 500 - 316 - 001 - 001 - 023 | DENTAL GENERAL SUPPLIES
3431 | 4215161451800 | BUR SINTERED DIAMOND TAPERED ROUND MEDIUM ISO# 807 - 104 - 198 - 524 - 029 | DENTAL GENERAL SUPPLIES
3432 | 4215161451900 | BUR SINTERED DIAMOND INVERTED CONE COARSE ISO# 807 - 104 - 198 - 534 - 033 | DENTAL GENERAL SUPPLIES
3433 | 4215161452000 | BUR SINTERED DIAMOND TAPERED ROUND MEDIUM ISO# 807 - 104 - 200 - 524 - 050 | DENTAL GENERAL SUPPLIES
3434 | 4215161452100 | BUR SINTERED DIAMOND MEDIUM ISO# 807 - 104 - 249 - 513 - 016 | DENTAL GENERAL SUPPLIES
3435 | 4215161452200 | BUR DIAMOND FG TAPERED CHAMFER ROUND WITH GUIDE PIN, SAFE END #ISO 806 - 314- 508 -514 OR 524 - 018 | DENTAL GENERAL SUPPLIES
3436 | 4215161452500 | BUR ACRYLIC POLISHER WHITE HP #9627.. | SUPPLEMENTARY DENTAL SUPPLIES
3437 | 4215161452600 | MANDREL HP WOOL WHEEL DIAMETER 2 - 2.5 CM MOUNTED ON HP 12 MANDRELSPACKAGE.. | SUPPLEMENTARY DENTAL SUPPLIES
3438 | 4215161452700 | DENTAL LABORATORY SEPARATING DISC,THIN, DOUBLE-SIDED CUTTING, APPROX. 22 MM DIAMETER × 0.6 MM THICKNESS, ISO# 613 - 900 - 327 - 504 - 220 | DENTAL GENERAL SUPPLIES
3439 | 4215161452800 | DISC, CUTTING METAL, SIZE 22 X 0.3 MM, FLEXURAL STRENGTH 2.5 N | DENTAL GENERAL SUPPLIES
3440 | 4215161452900 | DIS, SEPARATING PORCELAIN, SIZE 22 X 0.38 MM, STRENGTH 4.5 N | DENTAL GENERAL SUPPLIES
3441 | 4215161453000 | BUR, SINTERED DIAMOND SET | DENTAL GENERAL SUPPLIES
3442 | 4215161453100 | BUR TUNGSTEN CARBIDE ASSORTED SHAPE AND SIZE, SET NOT LESS THAN 6 BURS FOR FINISHING COMPOSITE RESTORATION | DENTAL GENERAL SUPPLIES
3443 | 4215161453200 | BUR TUNGSTEN CARBIDE HP TAPERED ROUND END SUPER FINE SIZE 6.0 MM ISO 500-104-194-140-060.. | SUPPLEMENTARY DENTAL SUPPLIES
3444 | 4215161453300 | BUR, CARBIDE, RA, COARSE 12 FLUTED, FOR REMOVAL OF ADHESIVE RESIDUE | DENTAL GENERAL SUPPLIES
3445 | 4215161453400 | BUR, CARBIDE, RA, FINE 12 FLUTED, FOR REMOVAL OF ADHESIVE RESIDUE | DENTAL GENERAL SUPPLIES
3446 | 4215161453500 | ORTHODONTIC FINISHING, POLISHING AND HIGH-LUSTRE KIT, FOR ADHESIVE/RESIN REMOVAL AFTER DEBONDING. KIT SHALL INCLUDE AT LEAST THREE TUNGSTEN CARBIDE FINISHING BURS, MULTI-FLUTED, IN DIFFERENT SHAPES INCLUDING ROUND SHAPE AND CYLINDRICAL/ROUND-END AND EGG/FOOTBALL, TOGETHER WITH FINISHING AND HIGH-LUSTRE POLISHERS FOR ENAMEL. | DENTAL GENERAL SUPPLIES
3447 | 4215161453600 | BUR POLISHER SILICONE BROWN HP ISO 658 - 104 - 292 - 513 - 045 | DENTAL GENERAL SUPPLIES
3448 | 4215161453700 | BUR, DIAMOND, FG, ENDO ACCESS TAPERED, ROUND END, COARSE, SIZE LARGE, 21 MM | DENTAL GENERAL SUPPLIES
3449 | 4215161453800 | BUR ACRYLIC FLAME SHAPE SIZE LARGE.. | SUPPLEMENTARY DENTAL SUPPLIES
3450 | 4215161454000 | BUR ACRYLIC TAPERED SIZE SMALL.. | SUPPLEMENTARY DENTAL SUPPLIES
3451 | 4215161454100 | BUR ACRYLIC FLAME SHAPE SIZE SMALL.. | SUPPLEMENTARY DENTAL SUPPLIES
3452 | 4215161454200 | BUR ACRYLIC CYLINDER SIZE SMALL.. | SUPPLEMENTARY DENTAL SUPPLIES
3453 | 4215161454300 | BUR, DIAMOND, INTERPROXIMAL, FINE GRIT, LONG, 0.39 MM | DENTAL GENERAL SUPPLIES
3454 | 4215161454400 | BUR CARBIDE HP ROUND 1.4 MM ISO# 500 - 104 - 001 - 291 - 014.. | SUPPLEMENTARY DENTAL SUPPLIES
3455 | 4215161454500 | BUR, CARBIDE, FG, COARSE, 18 FLUTED, FOR REMOVAL OF ADHESIVE RESIDUE | DENTAL GENERAL SUPPLIES
3456 | 4215161454600 | BUR, CARBIDE, FG, COARSE, 12 FLUTED, FOOTBALL SHAPE, FOR REMOVAL OF ADHESIVE RESIDUE | DENTAL GENERAL SUPPLIES
3457 | 4215161454700 | BUR DIAMOND HP TAPERED FLAT END MEDIUM COARSE SIZE 1.8 MM ISO# 806 - 104 - 171 - 524 - 018.. | SUPPLEMENTARY DENTAL SUPPLIES
3458 | 4215161454800 | BUR DIAMOND FG AMERICAN FOOTBALL MEDIUM SIZE 1.8 MM ISO# 806 - 314 - 257 - 524 - 018 | DENTAL GENERAL SUPPLIES
3459 | 4215161454900 | BUR DIAMOND FG FLAME MEDIUM SIZE 1.6 MM ISO# 806 - 314 - 249 - 524 - 016 | DENTAL GENERAL SUPPLIES
3460 | 4215161455000 | BUR DIAMOND FG FLAME MEDIUM SIZE 1.4 MM ISO# 806 - 314 - 249 - 524 - 014 | DENTAL GENERAL SUPPLIES
3461 | 4215161455100 | BUR, DIAMOND, FG, FLAME, SUPER FINE, SIZE 1.6 MM, ISO# 806 - 314 - 249 - 504 - 016 | DENTAL GENERAL SUPPLIES
3462 | 4215161455200 | BUR DIAMOND FG TAPERED ROUND END MEDIUM SIZE 2.3 MM ISO# 806 - 314 - 199 - 524 - 023 | DENTAL GENERAL SUPPLIES
3463 | 4215161455300 | BUR DIAMOND FG TAPERED ROUND END MEDIUM SIZE 1.6 MM ISO# 806 - 314 - 199 - 524 - 016 | DENTAL GENERAL SUPPLIES
3464 | 4215161455400 | BUR DIAMOND FG TAPERED ROUND END MEDIUM SIZE 1.6 MM ISO# 806 - 314 - 198 - 524 - 016 | DENTAL GENERAL SUPPLIES
3465 | 4215161455500 | BUR DIAMOND FG TAPERED ROUND END MEDIUM SIZE 1.4 MM ISO# 806 - 314 - 198 - 524 - 014 | DENTAL GENERAL SUPPLIES
3466 | 4215161455600 | BUR DIAMOND FG TAPERED ROUND END MEDIUM SIZE 1.0 MM ISO# 806 - 314 - 198 - 524 - 010 | DENTAL GENERAL SUPPLIES
3467 | 4215161455700 | BUR, DIAMOND, FG, TAPERED FLAT END LONG, COARSE, SIZE 1.8 MM, ISO# 806 - 314 - 173 - 534 - 018 | DENTAL GENERAL SUPPLIES
3468 | 4215161455800 | BUR DIAMOND FG TAPERED FLAT END MEDIUM SIZE 2.3 MM ISO# 806 - 314 - 173 - 524 - 023 | DENTAL GENERAL SUPPLIES
3469 | 4215161455900 | BUR DIAMOND FG TAPERED (NEEDLE) THIN MEDIUM SIZE 1.4 MM ISO# 806 - 314 - 165 - 524 - 014 | DENTAL GENERAL SUPPLIES
3470 | 4215161456000 | BUR DIAMOND FG CYLINDER ROUND END MEDIUM SIZE 1.4 MM #881 ISO 806 - 314 - 141 - 524 - 014 | DENTAL GENERAL SUPPLIES
3471 | 4215161456100 | BUR DIAMOND FG CYLINDER LONG FLAT END MEDIUM SIZE 1.2 MM #837L ISO# 806 - 314 - 111 - 524 - 012 | DENTAL GENERAL SUPPLIES
3472 | 4215161456200 | BUR DIAMOND FG CYLINDER SHORT FLAT END MEDIUM SIZE 1.6 MM #835 ISO 806 - 314 - 107 - 524 - 016 | DENTAL GENERAL SUPPLIES
3473 | 4215161456300 | BUR DIAMOND FG CYLINDER SHORT FLAT END MEDIUM SIZE 1.2 MM #835 ISO 806 - 314 - 107 - 524 - 012 | DENTAL GENERAL SUPPLIES
3474 | 4215161456400 | BUR DIAMOND FG ROUND EDGE WHEEL MEDIUM SIZE 5.5 MM #909 ISO 806 - 314 - 068 - 524 - 055 | DENTAL GENERAL SUPPLIES
3475 | 4215161456500 | BUR DIAMOND FG ROUND EDGE WHEEL MEDIUM SIZE 4.0 MM #909 ISO 806 - 314 - 068 - 524 - 040 | DENTAL GENERAL SUPPLIES
3476 | 4215161456600 | BUR DIAMOND FG BARREL (DOUBLE CONE) MEDIUM SIZE 3.1 MM #811 ISO 806 - 314 - 038 - 524 - 031 | DENTAL GENERAL SUPPLIES
3477 | 4215161456700 | BUR DIAMOND FG ROUND MEDIUM SIZE 2.3 MM #801 ISO 806 - 314 - 001 - 524 - 023 | DENTAL GENERAL SUPPLIES
3478 | 4215161456800 | BUR DIAMOND FG ROUND MEDIUM SIZE 1.4 MM ISO 806-314-001-524-014 | DENTAL GENERAL SUPPLIES
3479 | 4215161456900 | BUR DIAMOND FG TAPERED ROUND END SHORT SHANK SIZE 2.3 MM #855 ISO 806 - 313 - 197 - 534 - 023 | DENTAL GENERAL SUPPLIES
3480 | 4215161457000 | BUR, DIAMOND, FG, CYLINDER, FLAT END, SHORT 2 MM, MEDIUM , SIZE 0.9 MM, ISO# 805 - 314 - 232 - 524 - 009 | DENTAL GENERAL SUPPLIES
3481 | 4215161457100 | BUR CARBIDE RA STRAIGHT FISSURE SIZE 1.2 MM #58 ISO 500 - 204 - 107 - 006 - 012 | DENTAL GENERAL SUPPLIES
3482 | 4215161457200 | BUR CARBIDE RA INVERTED CONE SIZE 1.8 MM #39 ISO 500 - 204 - 010 - 001 - 018 | DENTAL GENERAL SUPPLIES
3483 | 4215161457300 | BUR TUNGSTEN CARBIDE RA ROUND SHAPE SIZE 2.3 MM #8 ISO 500 - 204 - 001 - 001 - 023 | DENTAL GENERAL SUPPLIES
3484 | 4215161457400 | BUR TUNGSTEN CARBIDE RA ROUND SHAPE SIZE 1.4 MM #US4 ISO 500 - 204 - 001 - 001 - 014 | DENTAL GENERAL SUPPLIES
3485 | 4215161457500 | BUR TUNGSTEN CARBIDE RA ROUND SHAPE SIZE 1 MM #2 ISO 500 - 204 - 001 - 001 - 010 | DENTAL GENERAL SUPPLIES
3486 | 4215161457600 | BUR CARBIDE HP CYLINDER BEVELED END SIZE 2.3 MM ISO# 500 - 104 - 292 - 192 - 023.. | SUPPLEMENTARY DENTAL SUPPLIES
3487 | 4215161457700 | BUR CARBIDE HP CYLINDER BEVELED END SIZE 2.3 MM ISO# 500 - 104 - 292 - 191 - 023.. | SUPPLEMENTARY DENTAL SUPPLIES
3488 | 4215161457800 | BUR CARBIDE HP CYLINDER BEVELED END MEDIUM CUTTING SIZE 2.3 MM ISO# 500 - 104 - 292 - 190 - 023.. | SUPPLEMENTARY DENTAL SUPPLIES
3489 | 4215161457900 | BUR CARBIDE HP CYLINDER BEVELED END EXTRA FINE CUTTING SIZE 2.3 MM ISO# 500 - 104 - 292 - 141 - 023.. | SUPPLEMENTARY DENTAL SUPPLIES
3490 | 4215161458000 | BUR CARBIDE HP FLAME SUPER COARSE CUTTING SIZE 6 MM ISO# 500 - 104 - 274 - 224 - 060.. | SUPPLEMENTARY DENTAL SUPPLIES
3491 | 4215161458100 | BUR CARBIDE HP ISO# 500 - 104 - 263 - 190 - 060.. | SUPPLEMENTARY DENTAL SUPPLIES
3492 | 4215161458200 | BUR CARBIDE HP PEAR FINE CUTTING SIZE 6 MM ISO# 500 - 104 - 237 - 140 - 060.. | SUPPLEMENTARY DENTAL SUPPLIES
3493 | 4215161458300 | BUR CARBIDE HP TAPERED ROUND END EXTRA FINE CUTTING SIZE 5 MM ISO# 500 - 104 - 199 - 140 - 023.. | SUPPLEMENTARY DENTAL SUPPLIES
3494 | 4215161458400 | BUR CARBIDE HP TAPERED ROUND END MEDIUM CUTTING SIZE 4 MM ISO# 500 - 104 - 194 - 190 - 040.. | SUPPLEMENTARY DENTAL SUPPLIES
3495 | 4215161458500 | BUR CARBIDE HP TAPERED ROUND END EXTRA FINE CUTTING SIZE 4 MM ISO# 500 - 104 - 194 - 141 - 040.. | SUPPLEMENTARY DENTAL SUPPLIES
3496 | 4215161458600 | BUR CARBIDE HP CYLINDER ROUND END FINE CUTTING SIZE 4.5 MM ISO# 500 - 104 - 194 - 140 - 045.. | SUPPLEMENTARY DENTAL SUPPLIES
3497 | 4215161458700 | BUR CARBIDE HP CYLINDER ROUND END SIZE 2.3 MM ISO# 500 - 104 - 144 - 190 - 023.. | SUPPLEMENTARY DENTAL SUPPLIES
3498 | 4215161458800 | BUR CARBIDE HP CYLINDER ROUND END MEDIUM CUTTING SIZE 6 MM ISO# 500 - 104 - 137 - 190 - 060.. | SUPPLEMENTARY DENTAL SUPPLIES
3499 | 4215161458900 | BUR CARBIDE HP ROUND 2.3 MM ISO# 500 - 104 - 001 - 291 - 023.. | SUPPLEMENTARY DENTAL SUPPLIES
3500 | 4215161459000 | DISC: DIAMOND CUTTING, FLEXIBLE, FINE, ISO# 806-104-380 OR 377-514-220 | DENTAL GENERAL SUPPLIES
3501 | 4215161459100 | BUR, DIAMOND, FG, ISO# 806 - 314 - 175 - 514 - 012 | DENTAL GENERAL SUPPLIES
3502 | 4215161459200 | BUR DIAMOND HP INVERTED CONE ISO 806 - 104 - 014 - 524 - 023 | DENTAL GENERAL SUPPLIES
3503 | 4215161459300 | BUR, TUNSTEN CARBIDE, FG, SURGICAL LONG CROSSCUT, TAPERED FISSURE #701L, ISO 500 - 316 - 171 - 007 - 012 | DENTAL GENERAL SUPPLIES
3504 | 4215161460600 | BUR SURGICAL AND ENDODONTIC LENGTH CARBIDE FRICTION GRIP BUR SURGICAL LENGTH #8 DIAMETER =2.3 MM LWH=1.6 MM | DENTAL GENERAL SUPPLIES
3505 | 4215161463400 | BUR SURGICAL CARBIDE HP LONG NECK FISSURE ISO NO: 500 104 415 007-016 | DENTAL GENERAL SUPPLIES
3506 | 4215161463500 | BUR SURGICAL CARBIDE HP LONG NECK ROUND ISO NO: 500 104 697 001-023 | DENTAL GENERAL SUPPLIES
3507 | 4215161463700 | BUR ROUND OPERATIVE RIGHT ANGLE #8 DIAMETER 2.3 MM LWH 1.7 MM ISO 500-204-001-010-023 | DENTAL GENERAL SUPPLIES
3508 | 4215161471400 | BUR, OTOLOGY SKEETER OR EQUIVALENT, 0.7MM GREEN/ WHITE | EAR, NOSE & THROAT SUPPLIES (ENT)
3509 | 4215161471500 | BUR, OTOLOGY SKEETER OR EQUIVALENT, 0.8MM YELLOW-WHITE | EAR, NOSE & THROAT SUPPLIES (ENT)
3510 | 4215161471600 | BUR, OTOLOGY SKEETER OR EQUIVALENT, 1MM ORANGE - WHITE | EAR, NOSE & THROAT SUPPLIES (ENT)
3511 | 4215161471800 | HEMOSTASIS HEMOSTATIC MATRIX PLUS FLEX TIP BOVINE-DERIVED GELATIN MATRIX AND HUMAN THROMBIN 5 ML STERILE.. | SUPPLEMENTARY GENERAL CONSUMABLES
3512 | 4215161472100 | HEMOSTASIS ENDOSCOPIC APPLICATOR OXIDIZED REGENERATED CELLULOSE BACTERICIDAL POWDER LAPAROSCOPIC 2-IN-1 RIGID AND FLEXIBLE TIPS 38 CM ( +/- 2 CM ) STERILE.. | SUPPLEMENTARY GEN.CONS SURG SUT,LAP,ROB
3513 | 4215161472200 | HEMOSTASIS POWDER ABSORBABLE DERIVED FROM PURIFIED PLANT STARCH ( POLYSACCHARIDE ) 5 GRAM.. | SUPPLEMENTARY GENERAL CONSUMABLES
3514 | 4215161472300 | HEMOSTASIS POWDER ABSORBABLE DERIVED FROM PURIFIED PLANT STARCH ( POLYSACCHARIDE ) 1 GRAM.. | SUPPLEMENTARY GENERAL CONSUMABLES
3515 | 4215161472400 | HEMOSTASIS POWDER ABSORBABLE DERIVED FROM PURIFIED PLANT STARCH ( POLYSACCHARIDE ) 3 GRAM.. | SUPPLEMENTARY GENERAL CONSUMABLES
3516 | 4215161472600 | HEMOSTASIS SOFT PLIABLE SPONGE ABSORBABLE MICROFIBRILLAR 100 % COLLAGEN 2 CM X 6.25 CM X 7 MM DISPOSABLE STERILE.. | SUPPLEMENTARY GENERAL CONSUMABLES
3517 | 4215161472800 | HEMOSTASIS SOFT PLIABLE SPONGE ABSORBABLE MICROFIBRILLAR 100 % COLLAGEN 8 CM X 12.5 CM X 3 MM DISPOSABLE STERILE.. | SUPPLEMENTARY GENERAL CONSUMABLES
3518 | 4215161473100 | HEMOSTASIS GELATIN MATRIX KIT CONTAINING 2 SYRINGES (MALE AND FEMALE) 2 APPLICATORS PREPARED BY MIXING GELATIN SYRINGE WITH SALINE 8 ML STERILE.. | SUPPLEMENTARY GENERAL CONSUMABLES
3519 | 4215161474200 | BUR ROUND OPERATIVE FRICTION GRIP #6 DIAMETER 1.8 MM LWH 1.3 MM ISO 522-314-001-010-018 | DENTAL GENERAL SUPPLIES
3520 | 4215161474300 | BUR ROUND OPERATIVE FRICTION GRIP#4 DIAMETER 1.4 MM LWH0.9 MM ISO 500-314-001-010-014 | DENTAL GENERAL SUPPLIES
3521 | 4215161474400 | BUR ROUND OPERATIVE RIGHT ANGLE #5 DIAMETER 1.6 MM LWH 1.1 MM | DENTAL GENERAL SUPPLIES
3522 | 4215161474500 | BUR SURGICAL AND ENDODONTIC LENGTH CARBIDE FRICTION GRIP BUR SURGICAL LENGTH 6 DIAMETER 1.8 MM LWH1.3 MM | DENTAL GENERAL SUPPLIES
3523 | 4215161474600 | BUR EXTRA LONG TAPER TRIMMING AND FINISHING FRICTION GRIP #7664 DIAMETER 1.5 MM LWH 6.8 MM | DENTAL GENERAL SUPPLIES
3524 | 4215161474700 | BUR ROUND OPERATIVE FRICTION GRIP #2 DIAMETER 1 MM LWH0.7 MM ISO 500-316-001-291-010 | DENTAL GENERAL SUPPLIES
3525 | 4215161474800 | BUR ROUND OPERATIVE RIGHT ANGLE # 4 DIAMETER 1.4 MM LWH0.9 MM | DENTAL GENERAL SUPPLIES
3526 | 4215161474900 | BUR SURGICAL AND ENDODONTIC LENGTH CARBIDE FRICTION GRIP BUR SURGICAL LENGTH 4 DIAMETER 1.4 MM LWH0.8 MM | DENTAL GENERAL SUPPLIES
3527 | 4215161475000 | BUR SURGICAL AND ENDODONTIC LENGTH, CARBIDE, RIGHT ANGLE BUR SURGICAL LENGTH 2 DIAMETER 1.2 MM | DENTAL GENERAL SUPPLIES
3528 | 4215161475100 | BUR SURGICAL AND ENDODONTIC LENGTH CARBIDE RIGHT ANGLE BUR SURGICAL LENGTH 4 DIAMETER 1.4 MM | DENTAL GENERAL SUPPLIES
3529 | 4215161475200 | BUR, CARBIDE, RA, ROUND, SURGICAL AND ENDODONTIC LENGTH #6, ISO 500 - 205 - 001 - 003 - 018 | DENTAL GENERAL SUPPLIES
3530 | 4215161475300 | BUR SURGICAL AND ENDODONTIC LENGTH CARBIDE RIGHT ANGLE BUR SURGICAL LENGTH 8 DIAMETER 2.3 MM | DENTAL GENERAL SUPPLIES
3531 | 4215161475500 | SYSTEM SHADE/STAINS KIT FOR PFM.. | SUPPLEMENTARY DENTAL SUPPLIES
3532 | 4215161475800 | DENTAL EXPLORER, NO. 23 PATTERN, SINGLE-ENDED, STAINLESS STEEL, ONE EACH (EA). | DENTAL GENERAL SUPPLIES
3533 | 4215161476200 | PRE-WELDED TWIN BRACKET WITH LINGUAL CLEAT 0.022 SLOT MBT PRESCRIPTION MAXILLARY BICUSPID PROFESSIONAL KIT INCLUDING 300 BANDS IN FOUR TRAYS WITH LID COVER (150 PER SIDE) SIZE FROM 1-14 OR EQUIVALENT | DENTAL GENERAL SUPPLIES
3534 | 4215161476300 | PRE-WELDED TWIN BRACKET, WITH LINGUAL CLEAT, 0.018 SLOT ROTH PRESCRIPTION, MAXILLARY BICUSPID, PROFESSIONAL KIT INCLUDING 300 BANDS IN FOUR TRAYS WITH LID COVER (150 PER SIDE), SIZE FROM 1-14 OR EQUIVALENT | DENTAL GENERAL SUPPLIES
3535 | 4215161476400 | DYNAMIC MIXING TIP, FOR AUTOMIX MACHINE PENTA OR EQUIVALENT | DENTAL GENERAL SUPPLIES
3536 | 4215161476700 | INSTRUMENT DENTAL PLUGGER (CONDENSER) HOLLENBACK DOUBLE END, #6 SATIN STEEL HANDLE | DENTAL GENERAL SUPPLIES
3537 | 4215161476900 | BUR STRAIGHT FLAT END CROSSCUT FISSURE OPERATIVE FRICTION GRIP #557L DIAMETER 1 MM LWH5 MM | DENTAL GENERAL SUPPLIES
3538 | 4215161477000 | PEAR SHAPE OPERATIVE FRICTION GRIP 331L DIAMETER 1 MM LWH3.8 MM | DENTAL GENERAL SUPPLIES
3539 | 4215161477400 | BULLET TRIMMING AND FINISHING FRICTION GRIP (FG) BUR # 9803 DIAMETER 1.2 MM LWH( 3 -3.8) MM ISO 500-314-499-032-012 | DENTAL GENERAL SUPPLIES
3540 | 4215161477500 | DENTAL BURS DIAMOND HP CUT ISO 806 - 104 - 199 - 524 - 016 | DENTAL GENERAL SUPPLIES
3541 | 4215161477600 | DENTAL BURS DIAMOND HP CUT ISO 806 - 104 - 198 - 524 - 023 | DENTAL GENERAL SUPPLIES
3542 | 4215161477800 | EGG TRIMMING AND FINISHING FRICTION GRIP (FG) BUR # 7404 DIAMETER 1.4 MM LWH 2.7 MM | DENTAL GENERAL SUPPLIES
3543 | 4215161477900 | LINDEMANN BUR FOR BONE CUTTING LATCH TYPE LARGE SIZE. | SUPPLEMENTARY DENTAL SUPPLIES
3544 | 4215161478000 | FRICTION GRIP (FG) TRANSMETAL BUR CROSSCUT SHAPE CUTTING SURFACE LENGTH 5 MM TOTAL LENGTH 19 MM | DENTAL GENERAL SUPPLIES
3545 | 4215161478200 | NEEDLE TRIMMING AND FINISHING FRICTION GRIP (FG) BUR # 9903 DIAMETER 1.3 MM LWH 3.8 MM | DENTAL GENERAL SUPPLIES
3546 | 4215161478300 | NEEDLE TRIMMING AND FINISHING FRICTION GRIP (FG) BUR #7901 DIAMETER 0.9 MM LWH 3.8 MM | DENTAL GENERAL SUPPLIES
3547 | 4215161478400 | BUR CARBIDE FG ROUND #1/2 ISO 500 - 314 - 001 - 001 - 006 | DENTAL GENERAL SUPPLIES
3548 | 4215161478500 | BUR CARBIDE FG ROUND #1/4 ISO 500 - 314 - 001 - 001 - 005 | DENTAL GENERAL SUPPLIES
3549 | 4215161478600 | BUR CARBIDE RA ROUND #6 ISO 500 - 204 - 001 - 001 - 018 | DENTAL GENERAL SUPPLIES
3550 | 4215161478700 | BUR CARBIDE AND ENDODONTIC LENGTH CARBIDE FRICTION GRIP (FG) BUR CARBIDE LENGTH 2 DIAMETER 1 MM LWH 0.7 MM | DENTAL GENERAL SUPPLIES
3551 | 4215161478800 | UNIVERSAL REGULAR OSSEODENSIFICATION SURGICAL BUR KIT FOR DENTAL IMPLANT PREPARATION. | SUPPLEMENTARY DENTAL SUPPLIES
3552 | 4215161479000 | BUR: ENDO TUNGSTEN CARBIDE TAPERED, SAFE ENDED, NON-CUTTING TIP, 23MM, EACH | DENTAL GENERAL SUPPLIES
3553 | 4215161479300 | SURGICAL STRAIGHT FISSURE BUR NO:702 ISO 500 104 170 008 016. | SUPPLEMENTARY DENTAL SUPPLIES
3554 | 4215161479500 | ACRYLIC DENTURE MONOLITHIC DISC FOR CAD CAM SYSTEM SIZE 98 DOUBLE SIDE (PINK ASSORTED SHADE) ALL SHADES COMPATIBLE WITH PM7 CENTER MACHINE.. | SUPPLEMENTARY DENTAL SUPPLIES
3555 | 4215161479600 | ACRYLIC POLISHER - COARSE - LARGE POINT - ISO 658 104 300 533 100.. | SUPPLEMENTARY DENTAL SUPPLIES
3556 | 4215161479700 | ACRYLIC POLISHER - FINE - BULLET - ISO 658 104 275 513 100.. | SUPPLEMENTARY DENTAL SUPPLIES
3557 | 4215161479800 | ACRYLIC POLISHER - FINE - LARGE POINT - ISO 658 104 300 513 100.. | SUPPLEMENTARY DENTAL SUPPLIES
3558 | 4215161479900 | ACRYLIC POLISHER - MEDIUM - LARGE POINT - ISO 658 104 300 523 100.. | SUPPLEMENTARY DENTAL SUPPLIES
3559 | 4215161480000 | CAD CAM MACHINE BUR 0.5 DIAMOND COATED FOR ZIRCONIUM DIOXIDE ZRO2 DC COMPATIBLE WITH CEREC INLAB MCX5.. | SUPPLEMENTARY DENTAL SUPPLIES
3560 | 4215161480100 | CAD CAM MACHINE BUR 0.5 FOR COMPOSITE (COATED) COMPATIBLE WITH CEREC INLAB MCX5.. | SUPPLEMENTARY DENTAL SUPPLIES
3561 | 4215161480200 | CAD CAM MACHINE BUR 0.5 FOR PMMA WAX PEEK COMPATIBLE WITH CEREC INLAB MCX5.. | SUPPLEMENTARY DENTAL SUPPLIES
3562 | 4215161480300 | CAD CAM MACHINE BUR 0.5 FOR SINTERING METAL COMPATIBLE WITH CEREC INLAB MCX5.. | SUPPLEMENTARY DENTAL SUPPLIES
3563 | 4215161480400 | CAD CAM MACHINE BUR 0.5 FOR ZIRCONIUM DIOXIDE ZRO2 COMPATIBLE WITH CEREC INLAB MCX5.. | SUPPLEMENTARY DENTAL SUPPLIES
3564 | 4215161480500 | CAD CAM MACHINE BUR 1.0 DIAMOND COATED FOR ZIRCONIUM DIOXIDE ZRO2 DC COMPATIBLE WITH CEREC INLAB MCX5.. | SUPPLEMENTARY DENTAL SUPPLIES
3565 | 4215161480600 | CAD CAM MACHINE BUR 1.0 FOR COMPOSITE (COATED) COMPATIBLE WITH CEREC INLAB MCX5.. | SUPPLEMENTARY DENTAL SUPPLIES
3566 | 4215161480700 | CAD CAM MACHINE BUR 1.0 FOR PMMA WAX PEEK COMPATIBLE WITH CEREC INLAB MCX5.. | SUPPLEMENTARY DENTAL SUPPLIES
3567 | 4215161480800 | CAD CAM MACHINE BUR 1.0 FOR SINTERING METAL COMPATIBLE WITH CEREC INLAB MCX5.. | SUPPLEMENTARY DENTAL SUPPLIES
3568 | 4215161480900 | CAD CAM MACHINE BUR 1.0 FOR ZIRCONIUM DIOXIDE ZRO2 COMPATIBLE WITH CEREC INLAB MCX5.. | SUPPLEMENTARY DENTAL SUPPLIES
3569 | 4215161481000 | CAD CAM MACHINE BUR 2.5 DIAMOND COATED FOR ZIRCONIUM DIOXIDE ZRO2 DC COMPATIBLE WITH CEREC INLAB MCX5.. | SUPPLEMENTARY DENTAL SUPPLIES
3570 | 4215161481100 | CAD CAM MACHINE BUR 2.5 FOR COMPOSITE (COATED) COMPATIBLE WITH CEREC INLAB MCX5.. | SUPPLEMENTARY DENTAL SUPPLIES
3571 | 4215161481200 | CAD CAM MACHINE BUR 2.5 FOR PMMA WAX PEEK COMPATIBLE WITH CEREC INLAB MCX5.. | SUPPLEMENTARY DENTAL SUPPLIES
3572 | 4215161481300 | CAD CAM MACHINE BUR 2.5 FOR SINTERING METAL COMPATIBLE WITH CEREC INLAB MCX5.. | SUPPLEMENTARY DENTAL SUPPLIES
3573 | 4215161481400 | CAD CAM MACHINE BUR 2.5 FOR ZIRCONIUM DIOXIDE ZRO2 COMPATIBLE WITH CEREC INLAB MCX5.. | SUPPLEMENTARY DENTAL SUPPLIES
3574 | 4215161481500 | CAD CAM MACHINE DIAMOND BUR 0.6 FOR GRINDING PROCESS COMPATIBLE WITH CEREC INLAB MCX5.. | SUPPLEMENTARY DENTAL SUPPLIES
3575 | 4215161481600 | CAD CAM MACHINE DIAMOND BUR 1.2 FOR GRINDING PROCESS COMPATIBLE WITH CEREC INLAB MCX5.. | SUPPLEMENTARY DENTAL SUPPLIES
3576 | 4215161481700 | CAD CAM MACHINE DIAMOND BUR 1.4 FOR GRINDING PROCESS COMPATIBLE WITH CEREC INLAB MCX5.. | SUPPLEMENTARY DENTAL SUPPLIES
3577 | 4215161481800 | CAD CAM MACHINE DIAMOND BUR 2.2 FOR GRINDING PROCESS COMPATIBLE WITH CEREC INLAB MCX5.. | SUPPLEMENTARY DENTAL SUPPLIES
3578 | 4215161481900 | CARBIDE CUTTERS - CROSSCUT EXTRACOARSE BLACK RING TURBO- ISO 500 104 223 144 060.. | SUPPLEMENTARY DENTAL SUPPLIES
3579 | 4215161482000 | CARBIDE CUTTERS - CROSSCUT EXTRACOARSE BLACK RING TURBO- ISO 500 104 223 200 040.. | SUPPLEMENTARY DENTAL SUPPLIES
3580 | 4215161482100 | CARBIDE CUTTERS - CROSSCUT EXTRACOARSE BLACK RING TURBO-ISO 500 104 223 275 060.. | SUPPLEMENTARY DENTAL SUPPLIES
3581 | 4215161482200 | CARBIDE CUTTERS-CROSSCUT COARSE GREEN RING MACRO - ISO 500 104 220 001 060.. | SUPPLEMENTARY DENTAL SUPPLIES
3582 | 4215161482300 | CARBIDE CUTTERS-CROSSCUT COARSE GREEN RING MACRO- ISO 500 104 220 001 023.. | SUPPLEMENTARY DENTAL SUPPLIES
3583 | 4215161482400 | CARBIDE CUTTERS-CROSSCUT COARSE GREEN RING MACRO -ISO 500 104 220 001 040.. | SUPPLEMENTARY DENTAL SUPPLIES
3584 | 4215161482500 | CARBIDE CUTTERS-CROSSCUT COARSE GREEN RING MACRO- ISO 500 104 220 122 023.. | SUPPLEMENTARY DENTAL SUPPLIES
3585 | 4215161482600 | CARBIDE CUTTERS-CROSSCUT COARSE GREEN RING MACRO- ISO 500 104 220 141 023.. | SUPPLEMENTARY DENTAL SUPPLIES
3586 | 4215161482700 | CARBIDE CUTTERS-CROSSCUT COARSE GREEN RING MACRO- ISO 500 104 220 145 023.. | SUPPLEMENTARY DENTAL SUPPLIES
3587 | 4215161482800 | CARBIDE CUTTERS-CROSSCUT COARSE GREEN RING MACRO- ISO 500 104 220 187 023.. | SUPPLEMENTARY DENTAL SUPPLIES
3588 | 4215161482900 | CARBIDE CUTTERS-CROSSCUT COARSE GREEN RING MACRO- ISO 500 104 220 198 023.. | SUPPLEMENTARY DENTAL SUPPLIES
3589 | 4215161483000 | CARBIDE CUTTERS-CROSSCUT COARSE GREEN RING MACRO- ISO 500 104 220 199 023.. | SUPPLEMENTARY DENTAL SUPPLIES
3590 | 4215161483100 | CARBIDE CUTTERS-CROSSCUT COARSE GREEN RING MACRO- ISO 500 104 220 200 023.. | SUPPLEMENTARY DENTAL SUPPLIES
3591 | 4215161483200 | CARBIDE CUTTERS-CROSSCUT COARSE GREEN RING MACRO- ISO 500 104 220 200 040.. | SUPPLEMENTARY DENTAL SUPPLIES
3592 | 4215161483300 | CARBIDE CUTTERS-CROSSCUT COARSE GREEN RING MACRO- ISO 500 104 220 201 050.. | SUPPLEMENTARY DENTAL SUPPLIES
3593 | 4215161483400 | CARBIDE CUTTERS-CROSSCUT COARSE GREEN RING MACRO- ISO 500 104 220 201 060.. | SUPPLEMENTARY DENTAL SUPPLIES
3594 | 4215161483500 | CARBIDE CUTTERS-CROSSCUT COARSE GREEN RING MACRO- ISO 500 104 220 237 070.. | SUPPLEMENTARY DENTAL SUPPLIES
3595 | 4215161483600 | CARBIDE CUTTERS-CROSSCUT COARSE GREEN RING MACRO-ISO 500 104 220 237 060.. | SUPPLEMENTARY DENTAL SUPPLIES
3596 | 4215161483700 | CARBIDE CUTTERS-CROSSCUT COARSE GREEN RING MACRO-ISO 500 104 220 292 023.. | SUPPLEMENTARY DENTAL SUPPLIES
3597 | 4215161483800 | CARBIDE CUTTERS-CROSSCUT COARSE GREEN RING MACRO-ISO 500 104 220 292 060.. | SUPPLEMENTARY DENTAL SUPPLIES
3598 | 4215161483900 | CARBIDE CUTTERS-CUT COARSE GREEN RING MACRON- ISO 500 104 215 239 060.. | SUPPLEMENTARY DENTAL SUPPLIES
3599 | 4215161484000 | CARBIDE CUTTERS-CUT COARSE GREEN RING MACRON- ISO 500 104 215 275 060.. | SUPPLEMENTARY DENTAL SUPPLIES
3600 | 4215161484100 | CARBIDE CUTTERS-CUT COARSE GREEN RING MACRONOM-ISO 500 104 215 194 060.. | SUPPLEMENTARY DENTAL SUPPLIES
3601 | 4215161484200 | CARBIDE CUTTERS-CUT EXTRACOARSE BLACK RING MINI-TRI TURBO- ISO 500 104 377 468 016.. | SUPPLEMENTARY DENTAL SUPPLIES
3602 | 4215161484300 | CARBIDE CUTTERS-CUT EXTRACOARSE BLACK RING TRI-CUTTER TURBO- ISO 500 104 377 468 023.. | SUPPLEMENTARY DENTAL SUPPLIES
3603 | 4215161484400 | CARBIDE INSTRUMENTS FISSURE BURS ISO 500 104 008 109 008.. | SUPPLEMENTARY DENTAL SUPPLIES
3604 | 4215161484500 | CARBIDE INSTRUMENTS FISSURE BURS ISO 500 104 008 109 009.. | SUPPLEMENTARY DENTAL SUPPLIES
3605 | 4215161484600 | CARBIDE INSTRUMENTS FISSURE BURS ISO 500 104 008 109 010.. | SUPPLEMENTARY DENTAL SUPPLIES
3606 | 4215161484700 | CARBIDE INSTRUMENTS FISSURE BURS ISO 500 104 008 109 014.. | SUPPLEMENTARY DENTAL SUPPLIES
3607 | 4215161484800 | CARBIDE INSTRUMENTS FISSURE BURS ISO 500 104 008 109 016.. | SUPPLEMENTARY DENTAL SUPPLIES
3608 | 4215161484900 | CARBIDE INSTRUMENTS FISSURE BURS ISO 500 104 008 109 023.. | SUPPLEMENTARY DENTAL SUPPLIES
3609 | 4215161485000 | CARBIDE INSTRUMENTS FISSURE BURS ISO 500 104 008 170 008.. | SUPPLEMENTARY DENTAL SUPPLIES
3610 | 4215161485100 | CARBIDE INSTRUMENTS FISSURE BURS ISO 500 104 008 170 010.. | SUPPLEMENTARY DENTAL SUPPLIES
3611 | 4215161485200 | CARBIDE INSTRUMENTS FISSURE BURS ISO 500 104 008 170 012.. | SUPPLEMENTARY DENTAL SUPPLIES
3612 | 4215161485300 | CARBIDE INSTRUMENTS INVERTED CONE BURS ISO 500 104 006 010 010.. | SUPPLEMENTARY DENTAL SUPPLIES
3613 | 4215161485400 | CARBIDE INSTRUMENTS INVERTED CONE BURS ISO 500 104 006 010 014.. | SUPPLEMENTARY DENTAL SUPPLIES
3614 | 4215161485500 | CARBIDE INSTRUMENTS INVERTED CONE BURS ISO 500 104 006 010 016.. | SUPPLEMENTARY DENTAL SUPPLIES
3615 | 4215161485600 | CARBIDE INSTRUMENTS INVERTED CONE BURS ISO 500 104 006 010 018.. | SUPPLEMENTARY DENTAL SUPPLIES
3616 | 4215161485700 | CARBIDE INSTRUMENTS ROSEHEAD BURS ISO 500 104 006 001 010.. | SUPPLEMENTARY DENTAL SUPPLIES
3617 | 4215161485800 | CARBIDE INSTRUMENTS ROSEHEAD BURS ISO 500 104 006 001 012.. | SUPPLEMENTARY DENTAL SUPPLIES
3618 | 4215161485900 | CARBIDE INSTRUMENTS ROSEHEAD BURS ISO 500 104 006 001 014.. | SUPPLEMENTARY DENTAL SUPPLIES
3619 | 4215161486000 | CARBIDE INSTRUMENTS ROSEHEAD BURS ISO 500 104 006 001 016.. | SUPPLEMENTARY DENTAL SUPPLIES
3620 | 4215161486100 | CARBIDE INSTRUMENTS ROSEHEAD BURS ISO 500 104 006 001 018.. | SUPPLEMENTARY DENTAL SUPPLIES
3621 | 4215161486200 | CARBIDE INSTRUMENTS ROSEHEAD BURS ISO 500 104 006 001 021.. | SUPPLEMENTARY DENTAL SUPPLIES
3622 | 4215161486300 | CARBIDE INSTRUMENTS ROSEHEAD BURS ISO 500 104 006 001 023.. | SUPPLEMENTARY DENTAL SUPPLIES
3623 | 4215161486400 | CARBIDE INSTRUMENTS ROSEHEAD BURS ISO 500 104 006 001 027.. | SUPPLEMENTARY DENTAL SUPPLIES
3624 | 4215161486500 | CARBIDE INSTRUMENTS TAPERED FISSURE BURS ISO 500 104 008 170 021.. | SUPPLEMENTARY DENTAL SUPPLIES
3625 | 4215161486600 | CERAMIC DIAMOND GRINDER - COARSE - BARREL 4.8X13 - ISO 805 104 113 534 048.. | SUPPLEMENTARY DENTAL SUPPLIES
3626 | 4215161486700 | CERAMIC DIAMOND GRINDER - COARSE - CYLINDER 3.5X11 - ISO 865 104 173 525 040.. | SUPPLEMENTARY DENTAL SUPPLIES
3627 | 4215161486800 | CERAMIC DIAMOND GRINDER - COARSE - WHEEL 12X2 - ISO 805 104 044 534 120.. | SUPPLEMENTARY DENTAL SUPPLIES
3628 | 4215161486900 | CERAMIC DIAMOND GRINDER - COARSE - WHEEL 22X2 - ISO 865 104 173 525 220.. | SUPPLEMENTARY DENTAL SUPPLIES
3629 | 4215161487000 | CERAMIC DIAMOND GRINDER - COARSE - WHEEL 22X4.5 - ISO 865 104 173 525 040.. | SUPPLEMENTARY DENTAL SUPPLIES
3630 | 4215161487100 | CERAMIC DIAMOND GRINDER - MEDIUM - BARREL 4.8X13 - ISO 805 104 113 524 048.. | SUPPLEMENTARY DENTAL SUPPLIES
3631 | 4215161487200 | BUR CERAMIC DIAMOND HP CYLINDER ROUND END SHAPE MEDIUM GRIT SIZE 3.5 MM ISO 805-104-173-534-035.. | SUPPLEMENTARY DENTAL SUPPLIES
3632 | 4215161487300 | CERAMIC DIAMOND GRINDER - MEDIUM - INVERTED CONE 11.5X3 - ISO 865 104 014 525 115.. | SUPPLEMENTARY DENTAL SUPPLIES
3633 | 4215161487400 | CERAMIC DIAMOND GRINDER - MEDIUM - WHEEL 12X2 - ISO 805 104 044 524 120.. | SUPPLEMENTARY DENTAL SUPPLIES
3634 | 4215161487500 | CERAMIC DIAMOND GRINDER - MEDIUM - WHEEL 15X3.5 - ISO 803 104 372 536 170.. | SUPPLEMENTARY DENTAL SUPPLIES
3635 | 4215161487600 | CERAMIC DIAMOND GRINDER - MEDIUM - WHEEL 22X2 - ISO 805 104 303 524 220.. | SUPPLEMENTARY DENTAL SUPPLIES
3636 | 4215161487700 | CERAMIC DIAMOND GRINDER - MEDIUM - WHEEL 22X4.5 - ISO 865 900 372 525 220.. | SUPPLEMENTARY DENTAL SUPPLIES
3637 | 4215161487800 | COTTON BUFF - POLISHING PASTE IMPREGNATED FOR ACRYLIC - FINE - ISO 019 900 372 501 220.. | SUPPLEMENTARY DENTAL SUPPLIES
3638 | 4215161487900 | COTTON BUFF - POLISHING PASTE IMPREGNATED FOR ACRYLIC - MEDIUM - ISO 019 900 372 511 220.. | SUPPLEMENTARY DENTAL SUPPLIES
3639 | 4215161488000 | DRILL BUR FOR OSSEODENSIFICATION ASSORTED SIZE AND DIAMETER.. | SUPPLEMENTARY DENTAL SUPPLIES
3640 | 4215161488100 | EXTRA LARGE PLASTER CUTTING DISC FOR CUTTING OUT DIES FROM THE PLASTER ARCH DIAMETER 300 - 500 MM THICKNESS 0.15 - 0.25 MM.. | SUPPLEMENTARY DENTAL SUPPLIES
3641 | 4215161488200 | FIBER WHEELS FOR ACRYLIC MATERIAL POLISHING - COARSE - FINE 25X11.. | SUPPLEMENTARY DENTAL SUPPLIES
3642 | 4215161488300 | FIBER WHEELS FOR ACRYLIC MATERIAL POLISHING - COARSE - MEDIUM 25X11.. | SUPPLEMENTARY DENTAL SUPPLIES
3643 | 4215161488400 | FIBER WHEELS FOR ACRYLIC MATERIAL POLISHING - COARSE - WHEEL 25X11.. | SUPPLEMENTARY DENTAL SUPPLIES
3644 | 4215161488500 | FINISHING SET FOR THERMOFORMING MATERIAL FOR CUTTING TRIMMING AND FINISHING OF SOFT-ELASTIC AND HARD-ELASTIC MATERIAL... | SUPPLEMENTARY DENTAL SUPPLIES
3645 | 4215161488600 | PILOT BUR FOR OSSEODENSIFICATION.-.. | SUPPLEMENTARY DENTAL SUPPLIES
3646 | 4215161488700 | PLASTER CUT DISCS 0.35 MM COMPATIBLE WITH G2 MACHINE.. | SUPPLEMENTARY DENTAL SUPPLIES
3647 | 4215161488800 | PLASTER CUTTER FOR DISC DIAMOND USED FOR DIE SILICONE SIZE FINE.. | SUPPLEMENTARY DENTAL SUPPLIES
3648 | 4215161488900 | POLISHER FOR MARGIN THINNING - COARSE - CONUS 4X10 - ISO 803 104 173 536 040.. | SUPPLEMENTARY DENTAL SUPPLIES
3649 | 4215161489000 | POLISHER FOR MARGIN THINNING - COARSE - WHEEL 22X3 - ISO 803 104 372 536 220.. | SUPPLEMENTARY DENTAL SUPPLIES
3650 | 4215161489100 | PORCELAIN POLISHER - COARSE - LENSE 26X2 - ISO 803 104 303 534 260.. | SUPPLEMENTARY DENTAL SUPPLIES
3651 | 4215161489200 | PORCELAIN POLISHER - COARSE - SPIRAL SHAPE 17X1.6- ISO 803 104 543 534 170.. | SUPPLEMENTARY DENTAL SUPPLIES
3652 | 4215161489300 | PORCELAIN POLISHER - FINE - LENSE 26X2- ISO 803 104 303 514 260.. | SUPPLEMENTARY DENTAL SUPPLIES
3653 | 4215161489400 | PORCELAIN POLISHER - FINE - SPIRAL SHAPE 17X1.6 - ISO 803 104 543 514 170.. | SUPPLEMENTARY DENTAL SUPPLIES
3654 | 4215161489500 | PORCELAIN POLISHER - MEDIUM - LENSE 26X2 - ISO 803 104 303 524 260.. | SUPPLEMENTARY DENTAL SUPPLIES
3655 | 4215161489600 | PORCELAIN POLISHER - MEDIUM - SPIRAL SHAPE17X1.6 - ISO 803 104 543 524 170.. | SUPPLEMENTARY DENTAL SUPPLIES
3656 | 4215161489700 | BUR CARBIDE HP CYLINDER FOR ACRYLIC CUTTING SIZE 6.0 MM ISO# 500 - 104 - 118 - 174 - 060.. | SUPPLEMENTARY DENTAL SUPPLIES
3657 | 4215161489800 | SET OF FLEXIBLE POLISHING DISC - COATED WITH ALUMINUM OXIDE - 14MM - WITH MANDREL.. | SUPPLEMENTARY DENTAL SUPPLIES
3658 | 4215161489900 | SILICON POLISHING BUR FOR PROSTHETIC AND ORTHO ACRYLIC, GRAY, SIZE 100, HEAD LENGTH 24,5 | SUPPLEMENTARY DENTAL SUPPLIES
3659 | 4215161490000 | BUR, SILICONE RUBBER POLISHER, HP, MEDIUM GRIT, GRAY, SIZE 150, HEAD LENGTH 18.0 FOR ACRYLIC DENTURES AND ORTHODONTIC APPLIANCES, ISO 658-104-201-523-150 | SUPPLEMENTARY DENTAL SUPPLIES
3660 | 4215161490100 | SILICON POLISHING BUR FOR PROSTHETIC AND ORTHO ACRYLIC, GREEN, SIZE 100, HEAD LENGTH 24.5 ISO 658-104-275-533-100 | SUPPLEMENTARY DENTAL SUPPLIES
3661 | 4215161490200 | SILICON POLISHING BUR, FOR PROSTHETIC AND ORTHO ACRYLIC, GREEN, SIZE 150 HEAD LENGTH 18.0 ISO 658-104-201-533-150 | SUPPLEMENTARY DENTAL SUPPLIES
3662 | 4215161490300 | SILICON POLISHING BUR FOR PROSTHETIC AND ORTHO ACRYLIC, YELLOW, SIZE 100, HEAD LENGTH 24.5 | SUPPLEMENTARY DENTAL SUPPLIES
3663 | 4215161490400 | BUR SILICONE RUBBER POLISHER HP MEDIUM GRIT YELLOW SIZE 150 HEAD LENGTH 18.0 FOR ACRYLIC DENTURES AND ORTHODONTIC APPLIANCES ISO 658 = -104-201-513-150.. | SUPPLEMENTARY DENTAL SUPPLIES
3664 | 4215161490500 | BUR SYNTHETIC DIAMOND BARREL/CYLINDER COARSE GRIT SIZE 5.0 MM ISO 805-104-107-534-050.. | SUPPLEMENTARY DENTAL SUPPLIES
3665 | 4215161490600 | SYNTHETIC DIAMOND GRINDER - COARSE - BARREL 6.5X13 - ISO 805 104 107 534 065.. | SUPPLEMENTARY DENTAL SUPPLIES
3666 | 4215161490700 | SYNTHETIC DIAMOND GRINDER - COARSE - CYLINDER 4X10 - ISO 805 104 173 534 040.. | SUPPLEMENTARY DENTAL SUPPLIES
3667 | 4215161490800 | BUR SYNTHETIC DIAMOND GRINDER HP INVERTED CONE COARSE GRIT SIZE 11.5 MM ISO 805-104-014-534-115.. | SUPPLEMENTARY DENTAL SUPPLIES
3668 | 4215161490900 | SYNTHETIC DIAMOND GRINDER - COARSE - WHEEL 12X2 - ISO 805 104 044 534 120.. | SUPPLEMENTARY DENTAL SUPPLIES
3669 | 4215161491000 | SYNTHETIC DIAMOND GRINDER - COARSE - WHEEL 15X3 - ISO 805 104 042 534 150.. | SUPPLEMENTARY DENTAL SUPPLIES
3670 | 4215161491100 | SYNTHETIC DIAMOND GRINDER - COARSE - WHEEL 22X4 - ISO 805 900 371 534 220.. | SUPPLEMENTARY DENTAL SUPPLIES
3671 | 4215161491200 | SYNTHETIC DIAMOND GRINDER - MEDIUM - BARREL 5X13 - ISO 805 104 107 524 050.. | SUPPLEMENTARY DENTAL SUPPLIES
3672 | 4215161491300 | SYNTHETIC DIAMOND GRINDER - MEDIUM - CYLINDER 4X10 - ISO 805 104 173 524 040.. | SUPPLEMENTARY DENTAL SUPPLIES
3673 | 4215161491400 | BUR SYNTHETIC DIAMOND GRINDER HP INVERTED CONE MEDIUM GRIT SIZE 11.5 MM ISO 805-104-014-524-115.. | SUPPLEMENTARY DENTAL SUPPLIES
3674 | 4215161491500 | SYNTHETIC DIAMOND GRINDER - MEDIUM - WHEEL 12X2 - ISO 805 104 044 524 120.. | SUPPLEMENTARY DENTAL SUPPLIES
3675 | 4215161491600 | SYNTHETIC DIAMOND GRINDER - MEDIUM - WHEEL 22X4 - ISO 805 900 372 534 220.. | SUPPLEMENTARY DENTAL SUPPLIES
3676 | 4215161491700 | UNIVERSAL WHITE POLISHING WHEEL 22X3 - ISO 658 900 372 533 220.. | SUPPLEMENTARY DENTAL SUPPLIES
3677 | 4215161491800 | ZIRCONIA POLISHER - FINE - LENSE 26X2 - ISO 803 104 303 514 260.. | SUPPLEMENTARY DENTAL SUPPLIES
3678 | 4215161491900 | ZIRCONIA POLISHER - FINE - SPIRAL SHAPE 17X1.6 - ISO 803 204 543 504 170.. | SUPPLEMENTARY DENTAL SUPPLIES
3679 | 4215161492000 | ZIRCONIA POLISHER - MEDIUM - LENSE 26X2 - ISO 803 104 303 524 260.. | SUPPLEMENTARY DENTAL SUPPLIES
3680 | 4215161492100 | ZIRCONIA POLISHER - MEDIUM - SPIRAL SHAPE 17X1.6 - ISO 803 204 543 523 170.. | SUPPLEMENTARY DENTAL SUPPLIES
3681 | 4215161492200 | DIAMOND PERIODONTAL CROWN LENGTHENING BUR KIT ALUMINUM BUR BLOCK, SUPER COARSE ROUND DIAMOND (2 DIFFERENT SIZES), COARSE NEEDLE DIAMOND, MEDIUM WHEEL DIAMOND, MEDIUM BARREL DIAMOND, COARSE FOOTBALL DIAMOND, MEDIUM END-CUTTING DIAMOND (3 DIFFERENT SIZES), FG SURG SUPER COARSE ROUND DIAMOND (2 DIFFERENT SIZES)FG ROUND CARBIDE (2 DIFFERENT SIZES)FG SURGICAL ROUND CARBIDE ( 2 DIFFERENT SIZES) | DENTAL GENERAL SUPPLIES
3682 | 4215161492300 | BUR, DIAMOND, FG, FINE ACORN SHAPE, HEAD SIZE (2.7- 2.9- 3.1 MM) PACKED IN SET | DENTAL GENERAL SUPPLIES
3683 | 4215161492400 | MANDREL FOR FINISHING AND POLISHING ROUND DISC, RA, POP ON SQUARE HEAD | DENTAL GENERAL SUPPLIES
3684 | 4215161492500 | MANDREL FOR FINISHING AND POLISHING ROUND DISC, RA, POP ON ROUND HEAD | DENTAL GENERAL SUPPLIES
3685 | 4215161492600 | DEGRANULATION BURS KIT FOR EFFICIENT TISSUE REMOVAL | DENTAL GENERAL SUPPLIES
3686 | 4215161492700 | STEP BUR SIZE 12S LWH 12 MM COMPATIBLE WITH CEREC MILLING MACHINE.. | SUPPLEMENTARY DENTAL SUPPLIES
3687 | 4215161492800 | POINTED CYLINDER BUR SIZE 12S LWH 12 MM COMPATIBLE WITH CEREC MILLING MACHINE.. | SUPPLEMENTARY DENTAL SUPPLIES
3688 | 4215161492900 | SHAPER BUR CARBIDE SIZE 25 DIAMETER 2.5 MM COMPATIBLE WITH CEREC MILLING MACHINE.. | SUPPLEMENTARY DENTAL SUPPLIES
3689 | 4215161493000 | FINISHER BUR CARBIDE SIZE 10 DIAMETER 1 MM COMPATIBLE WITH CEREC MILLING MACHINE.. | SUPPLEMENTARY DENTAL SUPPLIES
3690 | 4215161493100 | DIAMOND BUR LWH 1.4 MM COMPATIBLE WITH CEREC MILLING MACHINE.. | SUPPLEMENTARY DENTAL SUPPLIES
3691 | 4215161493200 | DIAMOND BUR LWH 1.2 MM COMPATIBLE WITH CEREC MILLING MACHINE.. | SUPPLEMENTARY DENTAL SUPPLIES
3692 | 4215161493300 | MILLING BUR CS SHAPE C5 LWH 1.5 MM COMPATIBLE WITH CEREC MILLING MACHINE..-. | SUPPLEMENTARY DENTAL SUPPLIES
3693 | 4215161493600 | OSTEOTOMES SET, 5 STRAIGHT HANDLES WITH CONVEX TIP ADJUSTABLE STOPS AND WRENCH FOR ELEVATION OF MAXILLARY SINUS FLOOR, RIDGE EXPANSI ON AND CONDENSATION IN STAINLESS STEEL CASSETTE, CONTAINING: DIAMETER TIPS 2 - 2.6 MM, 3 - 3.5 MM, 3.6 - 4 MM, 4.1 - 4.6 MM, 4.7 - 5 MM, LASER-MARKED TIPS | DENTAL GENERAL SUPPLIES
3694 | 4215161493700 | OSTEOTOMES SET, 5 OFFSET HANDLES WITH CONVEX TIP, ADJUSTABLE STOPS AND WRENCH FOR ELEVATION OF MAXILLARY SINUS FLOOR, RIDGE EXPANSIO N AND CONDENSATION IN STAINLESS STEEL CASSETTE, COINTAINING: TIP DIAMETERS, 2 - 2.6 MM, 3 - 3.5 MM, 3.6 - 4 MM, 4.1 - 4.6 MM, 4.7 - 5 MM, LASER-MARKED TIPS | DENTAL GENERAL CONSUMABLES
3695 | 4215161493800 | BONE LEVEL IMPLANT SURGICAL KIT, FOR IMPLANT SITE PREPARATION AND PLACEMENT, COMPATIBLE WITH EACH HOSPITAL IMPLANT SYSTEM, INCLUDES AT LEAST: PILOT DRILLS (VARIABLE SIZES AND LENGTHS), TWIST DRILLS (VARIABLE SIZES AND LENGTHS), PROFILE DRILL, LANCE PILOT DRILL, BO NE TAPPING DRILLS, LONG SHANK LATCH TYPE ROUND BUR, GUIDE PINS, IMPLANT MOUNT, SCREWDRIVER SET (VARIABLE SIZES), MANUAL AND HANDPIEC E DRIVERS SET, TORQUE WRENCH AND ADAPTER | DENTAL GENERAL CONSUMABLES
3696 | 4215161493900 | TISSUE LEVEL IMPLANT SURGICAL KIT, FOR IMPLANT SITE PREPARATION AND PLACEMENT, COMPATIBLE WITH EACH HOSPITAL IMPLANT SYSTEM, INCLUDE S AT LEAST: PILOT DRILLS (VARIABLE SIZES AND LENGTHS), TWIST DRILLS (VARIABLE SIZES AND LENGTHS), PROFILE DRILL, LANCE PILOT DRILL, BONE TAPPING DRILLS, LONG SHANK LATCH TYPE ROUND BUR, GUIDE PINS, IMPLANT MOUNT, SCREWDRIVER SET (VARIABLE SIZES), MANUAL AND HANDPI ECE DRIVERS SET, TORQUE WRENCH AND ADAPTER | DENTAL GENERAL CONSUMABLES
3697 | 4215161494000 | GUIDED IMPLANT SURGICAL FULL SET FOR IMPLANT SITE PREPARATION AND PLACEMENT,COMPATIBLE WITH EACH HOSPITAL IMPLANT SYSTEM | DENTAL GENERAL CONSUMABLES
3698 | 4215161494100 | IMPLANT BONE EXPANDER KIT INCLUDING: AUTOCLAVABLE TRAY, BONE EXPANDERS SET (SIZE RANGING FROM 2-5MM), IMPLANT RATCHET, LANCE DRILL, PILOT DRILL, MANUAL ADAPTER, HAND PIECE ADAPTER, DRILL EXTENDER, DIAMOND OR SAW DISC | DENTAL GENERAL CONSUMABLES
3699 | 4215161494200 | TITANIUM IMPLANT CLEANING BRUSH SET, LATCH TYPE, AT LEAST 4 VARIABLE SIZES | DENTAL GENERAL CONSUMABLES
3700 | 4215161494300 | IMPLANT FIXTURE REMOVAL KIT INCLUDE: HEXED SCREW DRIVER (VARIABLE SIZES), FIXTURE REMOVER SCREW (5-6 DIFFERENT SIZES WITH TORQUE > 50NCM), FIXTURE REMOVER ADAPTER (SHORT AND LONG), TORQUE INDICATING RATCHET WRENCH WITH TORQUE CONTROL DEVICE, STERILIZABLE CASSETTE | DENTAL GENERAL CONSUMABLES
3701 | 4215161494400 | BONE CHISEL KIT, FOR RIDGE SPLITTING, INCLUDE AT LEAST 4 STRAIGHT CHISELS WITH WORKING TIPS WIDTH 1 MM, 1.5 MM, 2 MM, 2.5 MM AND 1 C URVED WORKING TIP WIDTH 1MM, BONE MALLET, AUTOCLAVABLE CASSETTE | DENTAL GENERAL CONSUMABLES
3702 | 4215161494500 | SCREW REMOVAL KIT, FOR REMOVING FRACTURED SCREWS FROM THE IMPLANT, INCLUDE AT LEAST: 1. PERFECT FIT GUIDE (VARIABLE DIAMETER) 2. HEX GUIDE DRIVER, 3. REVERSE DRILL (VARIABLE DIAMETERS), 4. CONICAL, INTERNAL & EXTERNAL GUIDE (DIFFERENT SIZES CONICAL), 5. GUIDE HOLD ER ARM DOUBLE HEX, 6. SCREW REMOVER BURS LATCH TYPE (VARIABLE DIAMETERS), 7. SHANK DRIVER ADAPTER | DENTAL GENERAL CONSUMABLES
3703 | 4215161494600 | ELECTRIC STRAIGHT HANDPIECE, WITHOUT FIBER OPTIC LIGHT, ISO INTERFACE, GEAR RATIO (1:1), HP TYPE, EXTERNAL WATER COOLANT, SPEED RANGE NOT LESS THAN 40,000 RPM | DENTAL GENERAL CONSUMABLES
3704 | 4215161494700 | CERAMIC FIRING PUTTY, FOR STABILIZATION OF ALL-CERAMIC RESTORATIONS DURING FIRING AND CRYSTALLIZATION, SYRINGE FORM, 10-20G | DENTAL GENERAL CONSUMABLES
3705 | 4215161494800 | SILVER SOLDER COIL, WITHOUT FLUX, WIRE DIAMETER 0.60MM, FOR DENTAL LABORATORY USE, WEIGHT RANGE FROM 10-20G | DENTAL GENERAL CONSUMABLES
3706 | 4215161494900 | GINGIVAL REPLICA, LABORATORY USE, FOR GINGIVAL REPRODUCTION OF PROSTHESIS AND IMPLANT MODELS | DENTAL GENERAL CONSUMABLES
3707 | 4215161600000 | TENSION AND COMPRESSION GAUGE FROM 50 - 500 G OR EQUIVALENT | DENTAL GENERAL SUPPLIES
3708 | 4215161600500 | INTERPROXIMAL REDUCTION (IPR) GAUGE.- | DENTAL GENERAL SUPPLIES
3709 | 4215161701700 | GATES GLIDDEN DRILLS STAINLESS STEEL RA LENGTH 28 MM SIZE 1 6/BOX ONE EACH (EA)=ONE (1) PACK | DENTAL GENERAL SUPPLIES
3710 | 4215161701800 | GATES GLIDDEN DRILLS STAINLESS STEEL RA LENGTH 28 MM SIZE 2 6/BOX ONE EACH (EA)=ONE (1) PACK | DENTAL GENERAL SUPPLIES
3711 | 4215161701900 | GATES GLIDDEN DRILLS STAINLESS STEEL RA LENGTH 28 MM SIZE 3 6/BOX ONE EACH (EA)=ONE (1) PACK | DENTAL GENERAL SUPPLIES
3712 | 4215161702000 | GATES GLIDDEN DRILLS STAINLESS STEEL RA LENGTH 28 MM SIZE 4 6/BOX ONE EACH (EA)=ONE (1) PACK | DENTAL GENERAL SUPPLIES
3713 | 4215161702100 | GATES GLIDDEN DRILLS STAINLESS STEEL RA LENGTH 28 MM SIZE 5 6/BOX ONE EACH (EA)=ONE (1) PACK | DENTAL GENERAL SUPPLIES
3714 | 4215161702200 | GATES GLIDDEN DRILLS STAINLESS STEEL RA LENGTH 28 MM SIZE 6 6/BOX ONE EACH (EA)=ONE (1) PACK | DENTAL GENERAL SUPPLIES
3715 | 4215161702300 | GATES GLIDDEN DRILLS STAINLESS STEEL RA LENGTH 28 MM SIZE ASSORTED 1 - 6 6/BOX ONE EACH (EA)=ONE (1) PACK | DENTAL GENERAL SUPPLIES
3716 | 4215161702400 | GATES GLIDDEN DRILLS STAINLESS STEEL RA LENGTH 32 MM SIZE 3 6/BOX ONE EACH (EA)=ONE (1) PACK | DENTAL GENERAL SUPPLIES
3717 | 4215161702500 | GATES GLIDDEN DRILLS STAINLESS STEEL RA LENGTH 32 MM SIZE 5 6/BOX ONE EACH (EA)=ONE (1) PACK | DENTAL GENERAL SUPPLIES
3718 | 4215161702600 | GATES GLIDDEN DRILLS STAINLESS STEEL RA LENGTH 32 MM SIZE 6 6/BOX ONE EACH (EA)=ONE (1) PACK | DENTAL GENERAL SUPPLIES
3719 | 4215161703300 | GATES GLIDDEN DRILLS STAINLESS STEEL RA LENGTH 32 MM SIZE 2 6/BOX ONE EACH (EA)=ONE (1) PACK | DENTAL GENERAL SUPPLIES
3720 | 4215161703400 | GATES GLIDDEN DRILLS, STAINLESS STEEL, RA, LENGTH 32MM, SIZE ASSORTED 1 -6, 6/BOX | DENTAL GENERAL SUPPLIES
3721 | 4215161703500 | GATES GLIDDEN DRILLS STAINLESS STEEL RA LENGTH 32 MM SIZE 4 6/BOX ONE EACH (EA)=ONE (1) PACK | DENTAL GENERAL SUPPLIES
3722 | 4215161703600 | GATES GLIDDEN DRILLS STAINLESS STEEL RA LENGTH 32 MM SIZE 1 6/BOX ONE EACH (EA)=ONE (1) PACK | DENTAL GENERAL SUPPLIES
3723 | 4215161703700 | PASSIVE PARALLEL-SIDED CAST POST SYSTEM KIT, PARAPOST OR EQUIVALENT, FOR DIRECT AND INDIRECT CASTING TECHNIQUES, INCLUDING ASSORTED IMPRESSION POSTS, TEMPORARY POSTS, BURNOUT POSTS AND MATCHING PARALLEL DRILLS | DENTAL GENERAL SUPPLIES
3724 | 4215161706200 | PILOT DRILL, FOR MEMBRANE FIXATION TACKS, ASSORTED SIZE | DENTAL GENERAL SUPPLIES
3725 | 4215161800100 | LANGENBECK PERIOSTEAL ELEVATOR STAINLESS STEEL TIP SIZE: 17CM.. | SUPPLEMENTARY DENTAL SUPPLIES
3726 | 4215161800500 | LANGENBECK PERIOSTEAL ELEVATOR STAINLESS STEEL TIP SIZE: 16.5CM.. | SUPPLEMENTARY DENTAL SUPPLIES
3727 | 4215161801700 | BRISTOW MALAR DENTAL ELEVATOR 240MM SHARP EDGE.. | SUPPLEMENTARY DENTAL SUPPLIES
3728 | 4215161801800 | FREER PERIOSTEAL ELEVATOR STRAIGHT STAINLESS STEEL.. | SUPPLEMENTARY DENTAL SUPPLIES
3729 | 4215161801900 | MOLT PERIOSTEAL ELEVATOR STAINLESS STEEL FGUIRE #9 DOUBLE ENDED 18CM APPROXIMATE WORKING END: 4MM AND 7MM APPROXIMATE.. | SUPPLEMENTARY DENTAL SUPPLIES
3730 | 4215161802100 | KEY PERIOSTEAL ELEVATOR, NON SLIPPERY, SIZE 1/2 INCH TIP WIDTH, 7.5 INCH LENGTH, SPINAL | ORTHOPEDIC & SPINAL SUPPLIES
3731 | 4215161802200 | KEY PERIOSTEAL ELEVATOR, NON SLIPPERY, SIZE 1/4 TIP WIDTH, 6.34 IN LENGTH, SPINAL | ORTHOPEDIC & SPINAL SUPPLIES
3732 | 4215161802300 | KEY PERIOSTEAL ELEVATOR, NON SLIPPERY, SIZE 1/8 IN TIP WIDTH, 6.34 LENGTH, SPINAL | ORTHOPEDIC & SPINAL SUPPLIES
3733 | 4215161802400 | KEY PERIOSTEAL ELEVATOR, NON SLIPPERY, SIZE 3/8 TIP WIDTH, 7.5 LENGTH, SPINAL | ORTHOPEDIC & SPINAL SUPPLIES
3734 | 4215161802500 | KEY PERIOSTEAL ELEVATOR, NON SLIPPERY, SIZE 1 INCH TIP WIDTH, 8 INCH LENGTH, SPINAL | ORTHOPEDIC & SPINAL SUPPLIES
3735 | 4215161802600 | KEY PERIOSTEAL ELEVATOR, NON SLIPPERY, SIZE 3/4 INCH TIP WIDTH, 8 INCH LENGTH, SPINAL | ORTHOPEDIC & SPINAL SUPPLIES
3736 | 4215161802700 | KEY PERIOSTEAL ELEVATOR, NON SLIPPERY, SIZE 5/8 INCHTIP WIDTH, 7.5 INCH LENGTH, SPINAL | ORTHOPEDIC & SPINAL SUPPLIES
3737 | 4215161802800 | KONIG PERIOSTEAL ELEVATOR, 20 CM, SPINAL | ORTHOPEDIC & SPINAL SUPPLIES
3738 | 4215161802900 | LANGENBECK ELEVATOR, NON SLIPPERY, OVERALL LENGTH 230 MM OR EQUIVALENT, SPINAL | ORTHOPEDIC & SPINAL SUPPLIES
3739 | 4215161803000 | KILNER MALAR ELEVATOR STAINLESS STEAL TOTAL LENGTH 18 CM APPROXIMATE.. | SUPPLEMENTARY DENTAL SUPPLIES
3740 | 4215161803100 | SET OF TWO OBWEGESER INFERIOR BORDER STRIPPER STAINLESS STEEL CURVED (RIGHT - LEFT) TIP SIZE: 10MM APPROXIMATE.. | SUPPLEMENTARY DENTAL SUPPLIES
3741 | 4215161803200 | SELDIN PERIOSTEAL ELEVATOR STAINLESS STEEL STRAIGHT LENGTH: 20CM APPROXIMATE FIGURE#23.. | SUPPLEMENTARY DENTAL SUPPLIES
3742 | 4215161803500 | LASTER CHEEK RETRACTOR FOR UPPER THIRD MOLAR 100MM.. | SUPPLEMENTARY DENTAL SUPPLIES
3743 | 4215161803600 | COBB ELEVATOR 11 INCH OVERALL LENGTH, NON SLIPPERY HANDLE (NON WOVEN), ASSORTED TIP WIDTH/ANGLE, SPINAL | ORTHOPEDIC & SPINAL SUPPLIES
3744 | 4215161803700 | METAL HANDLE COBB ELEVATOR 11 INCH OVERALL LENGTH, SIZE 1/2 INCH OR EQUIVALENT, SPINAL | ORTHOPEDIC & SPINAL SUPPLIES
3745 | 4215161803800 | METAL HANDLE COBB ELEVATOR 11 INCH OVERALL LENGTH, SIZE 3/4 INCH OR EQUIVALENT, SPINAL | ORTHOPEDIC & SPINAL SUPPLIES
3746 | 4215161803900 | METAL HANDLE COBB ELEVATOR 11 INCH OVERALL LENGTH, SIZE 3/8 INCH OR EQUIVALENT, SPINAL | ORTHOPEDIC & SPINAL SUPPLIES
3747 | 4215161804000 | METAL HANDLE COBB ELEVATOR 11 INCH OVERALL LENGTH, SIZE 1/4 INCH OR EQUIVALENT, SPINAL | ORTHOPEDIC & SPINAL SUPPLIES
3748 | 4215161804100 | COBB ELEVATOR 9 INCH OVERALL LENGTH, NON SLIPPERY HANDLE (NON WOVEN), ASSORTED TIP WIDTH/ANGLE, SPINAL | ORTHOPEDIC & SPINAL SUPPLIES
3749 | 4215161804200 | METAL HANDLE COBB ELEVATOR 9 INCH OVERALL LENGTH, SIZE 3/4 INCH OR EQUIVALENT, SPINAL | ORTHOPEDIC & SPINAL SUPPLIES
3750 | 4215161804300 | METAL HANDLE COBB ELEVATOR 9 INCH OVERALL LENGTH SIZE 1/2 INCH OR EQUIVALENT, SPINAL | ORTHOPEDIC & SPINAL SUPPLIES
3751 | 4215161804400 | WINTER ROOT ELEVATOR RIGHT STAINLESS STEEL.. | SUPPLEMENTARY DENTAL SUPPLIES
3752 | 4215161804500 | PRICHARD PERIOSTEAL ELEVATOR STAINLESS STEEL.. | SUPPLEMENTARY DENTAL SUPPLIES
3753 | 4215161804600 | WARWICK JAMES DENTAL ELEVATOR STAINLESS STEEL RIGHT TIP SIZE: 2MM APPROXIMATE.. | SUPPLEMENTARY DENTAL SUPPLIES
3754 | 4215161804700 | WARWICK JAMES DENTAL ELEVATOR STAINLESS STEEL LEFT TIP SIZE: 2MM APPROXIMATE.. | SUPPLEMENTARY DENTAL SUPPLIES
3755 | 4215161804900 | FREER PERIOSTEAL ELEVATOR STAINLESS STEEL FIGURE#16.. | SUPPLEMENTARY DENTAL SUPPLIES
3756 | 4215161805000 | CRYER ROOT ELEVATOR STAINLESS STEEL RIGHT.. | SUPPLEMENTARY DENTAL SUPPLIES
3757 | 4215161805100 | CRYER ROOT ELEVATOR STAINLESS STEEL LEFT.. | SUPPLEMENTARY DENTAL SUPPLIES
3758 | 4215161805200 | APICAL DENTAL ELEVATOR STAINLESS STEEL STRAIGHT.. | SUPPLEMENTARY DENTAL SUPPLIES
3759 | 4215161805300 | COUPLAND ELEVATOR STAINLESS STEEL SIZE: 3.. | SUPPLEMENTARY DENTAL SUPPLIES
3760 | 4215161805400 | COUPLAND ELEVATOR STAINLESS STEEL SIZE: 2.. | SUPPLEMENTARY DENTAL SUPPLIES
3761 | 4215161805500 | COUPLAND ELEVATOR STAINLESS STEEL SIZE: 1.. | SUPPLEMENTARY DENTAL SUPPLIES
3762 | 4215161805600 | WARWICK JAMES DENTAL ELEVATOR STAINLESS STEEL STRAIGHT TIP SIZE: 2MM APPROXIMATE.. | SUPPLEMENTARY DENTAL SUPPLIES
3763 | 4215161805700 | LANGENBECK PERIOSTEAL ELEVATOR STAINLESS STEEL TIP SIZE: 20CM.. | SUPPLEMENTARY DENTAL SUPPLIES
3764 | 4215161805800 | SURGICAL MINI SELDIN PERIOSTEAL ELEVATOR.. | SUPPLEMENTARY DENTAL SUPPLIES
3765 | 4215161805900 | GOLDMAN-FOX PERIOSTEAL ELEVATOR DOUBLE ENDED STAINLESS STEEL FIGURE #14.. | SUPPLEMENTARY DENTAL SUPPLIES
3766 | 4215161808700 | COUPLAND ELEVATOR STAINLESS STEEL SIZE: 4.-.. | SUPPLEMENTARY DENTAL SUPPLIES
3767 | 4215161808800 | FREER PERIOSTEAL ELEVATOR CURVED STAINLESS STEEL.-.. | SUPPLEMENTARY DENTAL SUPPLIES
3768 | 4215161808900 | OBWEGESER MANDIBULAR PERIOSTEAL J-STRIPPER STAINLESS STEEL 20CM APPROXIMATE TIP SIZE: 5MM APPROXIMATE..... | SUPPLEMENTARY DENTAL SUPPLIES
3769 | 4215161809000 | OBWEGESER MANDIBULAR PERIOSTEAL J-STRIPPER STAINLESS STEEL 20CM APPROXIMATE TIP SIZE: 7MM APPROXIMATE.-.. | SUPPLEMENTARY DENTAL SUPPLIES
3770 | 4215161809100 | OBWEGESER MANDIBULAR PERIOSTEAL J-STRIPPER STAINLESS STEEL 20CM APPROXIMATE TIP SIZE: 9MM APPROXIMATE.... | SUPPLEMENTARY DENTAL SUPPLIES
3771 | 4215161809200 | OBWEGESER PERIOSTEAL ELEVATOR STAINLESS STEEL STRAIGHT TIP SIZE: 10MM.-.. | SUPPLEMENTARY DENTAL SUPPLIES
3772 | 4215161809300 | OBWEGESER PERIOSTEAL ELEVATOR STAINLESS STEEL STRAIGHT TIP SIZE: 7MM.-.. | SUPPLEMENTARY DENTAL SUPPLIES
3773 | 4215161809400 | SELDIN PERIOSTEAL ELEVATOR STAINLESS STEEL CURVED LENGTH: 20CM APPROXIMATE FIGURE#22.-.. | SUPPLEMENTARY DENTAL SUPPLIES
3774 | 4215161809500 | SET OF TWO CRYER ROOT ELEVATOR STAINLESS STEEL RIGHT AND LEFT.-.. | SUPPLEMENTARY DENTAL SUPPLIES
3775 | 4215161809600 | ELEVATOR, PERIOSTEAL, SLIGHTLY CURVED BLADE, ASSORTED WIDTH, LENGTH 18 - 19CM, REUSABLE | SURGICAL INSTRUMENT TENDER
3776 | 4215161900500 | SPOON EXCAVATOR STAINLESS STEEL ROUND DOUBLE ENDED TIP DIAMETER (1.5MM) | DENTAL GENERAL SUPPLIES
3777 | 4215161900800 | DISCOID CLEOID EXCAVATOR STAINLESS STEEL ROUND DOUBLE ENDED TIP DIAMETER (1.5MM) | DENTAL GENERAL SUPPLIES
3778 | 4215161900900 | DISCOID CLEOID EXCAVATOR STAINLESS STEEL ROUND DOUBLE ENDED TIP DIAMETER (1.2MM) | DENTAL GENERAL SUPPLIES
3779 | 4215161901000 | DISCOID CLEOID EXCAVATOR STAINLESS STEEL ROUND DOUBLE ENDED TIP DIAMETER (1.8MM) | DENTAL GENERAL SUPPLIES
3780 | 4215161901100 | ENDODONTIC SPOON EXCAVATOR, STAINLESS STEEL, DOUBLE ENDED, APPROXIMATE SIZE 31L | DENTAL GENERAL SUPPLIES
3781 | 4215161901200 | SPOON EXCAVATOR, STAINLESS STEEL, ROUND DOUBLE ENDED, TIP DIAMETER (1.8MM) | DENTAL GENERAL SUPPLIES
3782 | 4215161901300 | INSTRUMENT DENTAL EXCAVATOR 17W HEAVY, #6 SATIN STEEL HANDLE | DENTAL GENERAL SUPPLIES
3783 | 4215161901400 | ENDODONTIC SPOON EXCAVATOR SIZE SMALL LONG SHANK DOUBLE ENDED STAINLESS STEEL | DENTAL GENERAL SUPPLIES
3784 | 4215161901500 | ENDODONTIC SPOON EXCAVATOR SIZE MEDIUM LONG SHANK DOUBLE ENDED STAINLESS STEEL | DENTAL GENERAL SUPPLIES
3785 | 4215161901600 | ENDODONTIC SPOON EXCAVATOR, SIZE LARGE, LONG SHANK, DOUBLE ENDED, STAINLESS STEEL | DENTAL GENERAL SUPPLIES
3786 | 4215162003900 | NICKEL TITANIUM ROTARY FILE, CONVEX TRIANGLE CROSS - SECTION AND SYMMETRIC ROTATION, PROGRESSIVELY CHANGING HELICAL ANGLE AND PITCH, VARIABLE TIP DIAMETERS, MODIFIED GUIDING TIP, NO RADIAL LANDS, MORE EFFICIENT CUTTING ANGLE, SHORT HANDLES. SIZE ASSORTED ( SX, S1, S 2, F 1, F 2, F 3), LENGTH 25 MM | DENTAL GENERAL SUPPLIES
3787 | 4215162016300 | NICKEL TITANIUM ROTARY FILE, CONVEX TRIANGLE CROSS - SECTION AND SYMMETRIC ROTATION, PROGRESSIVELY CHANGING HELICAL ANGLE AND PITCH, VARIABLE TIP DIAMETERS, MODIFIED GUIDING TIP, NO RADIAL LANDS, MORE EFFICIENT CUTTING ANGLE, SHORT HANDLES. SIZE ASSORTED (SX, S1, S 2, F 1, F 2, F 3), LENGTH 21 MM | DENTAL GENERAL SUPPLIES
3788 | 4215162018200 | NICKEL TITANIUM ROTARY FILE, CONVEX TRIANGLE CROSS - SECTION AND SYMMETRIC ROTATION, PROGRESSIVELY CHANGING HELICAL ANGLE AND PITCH, VARIABLE TIP DIAMETERS, MODIFIED GUIDING TIP, NO RADIAL LANDS, MORE EFFICIENT CUTTING ANGLE, SHORT HANDLES. SIZE F4, LENGTH 25 MM | DENTAL GENERAL SUPPLIES
3789 | 4215162018600 | H - FILE STAINLESS STEEL PRE - INSERTED SILICONE STOPS LENGTH 21 MM SIZE 15 6/BOX ONE EACH (EA)=ONE (1) PACK | DENTAL GENERAL SUPPLIES
3790 | 4215162018800 | PERIO SUGARMAN FILE 1S/2S MESIAL/DISTAL DOUBLE ENDED CURVED STAINLESS STEEL | DENTAL GENERAL SUPPLIES
3791 | 4215162019300 | ROTARY FILE: S-SHAPE CROSS-SECTION NON-CUTTING TIP BLUE FILE: SMOOTHLY TAPERED SHAPES SIZE 15 TAPER 04 LENGTH 21MM | DENTAL GENERAL SUPPLIES
3792 | 4215162019400 | ROTARY FILE: S-SHAPE CROSS-SECTION NON-CUTTING TIP BLUE FILE: SMOOTHLY TAPERED SHAPES SIZE 15 TAPER 04 LENGTH 25MM | DENTAL GENERAL SUPPLIES
3793 | 4215162019500 | ROTARY FILE: S-SHAPE CROSS-SECTION NON-CUTTING TIP BLUE FILE: SMOOTHLY TAPERED SHAPES SIZE 15 TAPER 04 LENGTH 31MM | DENTAL GENERAL SUPPLIES
3794 | 4215162019600 | ROTARY FILE: S-SHAPE CROSS-SECTION NON-CUTTING TIP BLUE FILE: SMOOTHLY TAPERED SHAPES SIZE 20 TAPER 05 LENGTH 21MM | DENTAL GENERAL SUPPLIES
3795 | 4215162019700 | ROTARY FILE: S-SHAPE CROSS-SECTION NON-CUTTING TIP BLUE FILE: SMOOTHLY TAPERED SHAPES SIZE 20 TAPER 05 LENGTH 25MM | DENTAL GENERAL SUPPLIES
3796 | 4215162019800 | ROTARY FILE: S-SHAPE CROSS-SECTION NON-CUTTING TIP BLUE FILE: SMOOTHLY TAPERED SHAPES SIZE 20 TAPER 05 LENGTH 31MM | DENTAL GENERAL SUPPLIES
3797 | 4215162019900 | ROTARY FILE: S-SHAPE CROSS-SECTION NON-CUTTING TIP BLUE FILE: SMOOTHLY TAPERED SHAPES SIZE 25 TAPER 04 LENGTH 21MM | DENTAL GENERAL SUPPLIES
3798 | 4215162020000 | ROTARY FILE: S-SHAPE CROSS-SECTION NON-CUTTING TIP BLUE FILE: SMOOTHLY TAPERED SHAPES SIZE 25 TAPER 04 LENGTH 25MM | DENTAL GENERAL SUPPLIES
3799 | 4215162020100 | ROTARY FILE: S-SHAPE CROSS-SECTION NON-CUTTING TIP BLUE FILE: SMOOTHLY TAPERED SHAPES SIZE 25 TAPER 04 LENGTH 31MM | DENTAL GENERAL SUPPLIES
3800 | 4215162020200 | ROTARY FILE: S-SHAPE CROSS-SECTION NON-CUTTING TIP BLUE FILE: SMOOTHLY TAPERED SHAPES SIZE 25 TAPER 06 LENGTH 21MM | DENTAL GENERAL SUPPLIES
3801 | 4215162020300 | ROTARY FILE: S-SHAPE CROSS-SECTION NON-CUTTING TIP BLUE FILE: SMOOTHLY TAPERED SHAPES SIZE 25 TAPER 06 LENGTH 25MM | DENTAL GENERAL SUPPLIES
3802 | 4215162020400 | ROTARY FILE: S-SHAPE CROSS-SECTION NON-CUTTING TIP BLUE FILE: SMOOTHLY TAPERED SHAPES SIZE 25 TAPER 06 LENGTH 31MM | DENTAL GENERAL SUPPLIES
3803 | 4215162020500 | ROTARY FILE: S-SHAPE CROSS-SECTION NON-CUTTING TIP BLUE FILE: SMOOTHLY TAPERED SHAPES SIZE ASSORTED (15/0.04 20/0.05 25/0.06) LENGTH 21MM | DENTAL GENERAL SUPPLIES
3804 | 4215162020600 | ROTARY FILE: S-SHAPE CROSS-SECTION NON-CUTTING TIP BLUE FILE: SMOOTHLY TAPERED SHAPES SIZE ASSORTED (15/0.04 20/0.05 25/0.06) LENGTH 25MM | DENTAL GENERAL SUPPLIES
3805 | 4215162020700 | ROTARY FILE: S-SHAPE CROSS-SECTION NON-CUTTING TIP BLUE FILE: SMOOTHLY TAPERED SHAPES SIZE ASSORTED (15/0.04 20/0.05 25/0.06) LENGTH 31MM | DENTAL GENERAL SUPPLIES
3806 | 4215162020800 | ENDODONTIC SPONGE, DISPOSABLE, TO USE BE USED WITH ENDO RING FOR HOLDING AND CLEANING ENDODONTIC FILES | DENTAL GENERAL SUPPLIES
3807 | 4215162020900 | GLIDE PATH FILE, HEAT TREATED NITI WIRE BLUE TRIANGULAR CROSS SECTION WITH ALTERNATIVE CUTTING EDGE AND CONSTANT TAPER WITH UNIQUE ROUNDED SAFETY TIP. TAPER 02 SIZE 10 LENGTH 25MM | DENTAL GENERAL SUPPLIES
3808 | 4215162021000 | GLIDE PATH FILE, HEAT TREATED NITI WIRE BLUE TRIANGULAR CROSS SECTION WITH ALTERNATIVE CUTTING EDGE AND CONSTANT TAPER WITH UNIQUE ROUNDED SAFETY TIP. TAPER 02 SIZE 15 LENGTH 25MM | DENTAL GENERAL SUPPLIES
3809 | 4215162021100 | HEAT TREATED NITI WIRE BLUE TRIANGULAR CROSS SECTION WITH ALTERNATIVE CUTTING EDGE AND CONSTANT TAPER WITH UNIQUE ROUNDED SAFETY TIP.TAPER 02 SIZE 20 LENGTH 25MM | DENTAL GENERAL SUPPLIES
3810 | 4215162021200 | HEAT TREATED NITI WIRE BLUE TRIANGULAR CROSS SECTION WITH ALTERNATIVE CUTTING EDGE AND CONSTANT TAPER WITH UNIQUE ROUNDED SAFETY TIP.TAPER 02 SIZE 30 LENGTH 25MM | DENTAL GENERAL SUPPLIES
3811 | 4215162021300 | HEAT TREATED NITI WIRE BLUE TRIANGULAR CROSS SECTION WITH ALTERNATIVE CUTTING EDGE AND CONSTANT TAPER WITH UNIQUE ROUNDED SAFETY TIP.TAPER 04 SIZE 10 LENGTH 25MM | DENTAL GENERAL SUPPLIES
3812 | 4215162021400 | HEAT TREATED NITI WIRE BLUE TRIANGULAR CROSS SECTION WITH ALTERNATIVE CUTTING EDGE AND CONSTANT TAPER WITH UNIQUE ROUNDED SAFETY TIP.TAPER 04 SIZE 20 LENGTH 25MM | DENTAL GENERAL SUPPLIES
3813 | 4215162021500 | HEAT TREATED NITI WIRE BLUE TRIANGULAR CROSS SECTION WITH ALTERNATIVE CUTTING EDGE AND CONSTANT TAPER WITH UNIQUE ROUNDED SAFETY TIP.TAPER 04 SIZE 35 LENGTH 25MM | DENTAL GENERAL SUPPLIES
3814 | 4215162021600 | HEAT TREATED NITI WIRE BLUE TRIANGULAR CROSS SECTION WITH ALTERNATIVE CUTTING EDGE AND CONSTANT TAPER WITH UNIQUE ROUNDED SAFETY TIP.TAPER 04 SIZE 40 LENGTH 25MM | DENTAL GENERAL SUPPLIES
3815 | 4215162021700 | HEAT TREATED NITI WIRE BLUE TRIANGULAR CROSS SECTION WITH ALTERNATIVE CUTTING EDGE AND CONSTANT TAPER WITH UNIQUE ROUNDED SAFETY TIP.TAPER 04 SIZE 50 LENGTH 25MM | DENTAL GENERAL SUPPLIES
3816 | 4215162021800 | HEAT TREATED NITI WIRE BLUE TRIANGULAR CROSS SECTION WITH ALTERNATIVE CUTTING EDGE AND CONSTANT TAPER WITH UNIQUE ROUNDED SAFETY TIP.TAPER 06 SIZE 15 LENGTH 25MM | DENTAL GENERAL SUPPLIES
3817 | 4215162021900 | HEAT TREATED NITI WIRE BLUE TRIANGULAR CROSS SECTION WITH ALTERNATIVE CUTTING EDGE AND CONSTANT TAPER WITH UNIQUE ROUNDED SAFETY TIP.TAPER 06 SIZE 30 LENGTH 25MM | DENTAL GENERAL SUPPLIES
3818 | 4215162022000 | HEAT TREATED NITI WIRE BLUE TRIANGULAR CROSS SECTION WITH ALTERNATIVE CUTTING EDGE AND CONSTANT TAPER WITH UNIQUE ROUNDED SAFETY TIP.TAPER 06 SIZE 35 LENGTH 25MM | DENTAL GENERAL SUPPLIES
3819 | 4215162022100 | HEAT TREATED NITI WIRE BLUE TRIANGULAR CROSS SECTION WITH ALTERNATIVE CUTTING EDGE AND CONSTANT TAPER WITH UNIQUE ROUNDED SAFETY TIP.TAPER 06 SIZE 40 LENGTH 25MM | DENTAL GENERAL SUPPLIES
3820 | 4215162022200 | GLIDE PATH FILE, HEAT TREATED NITI WIRE BLUE TRIANGULAR CROSS SECTION WITH ALTERNATIVE CUTTING EDGE AND CONSTANT TAPER WITH UNIQUE ROUNDED SAFETY TIP. TAPER 02 SIZE 10 LENGTH 21MM | DENTAL GENERAL SUPPLIES
3821 | 4215162022300 | GLIDE PATH FILE, HEAT TREATED NITI WIRE BLUE TRIANGULAR CROSS SECTION WITH ALTERNATIVE CUTTING EDGE AND CONSTANT TAPER WITH UNIQUE ROUNDED SAFETY TIP. TAPER 02 SIZE 10 LENGTH 31MM | DENTAL GENERAL SUPPLIES
3822 | 4215162022400 | GLIDE PATH FILE, HEAT TREATED NITI WIRE BLUE TRIANGULAR CROSS SECTION WITH ALTERNATIVE CUTTING EDGE AND CONSTANT TAPER WITH UNIQUE ROUNDED SAFETY TIP. TAPER 02 SIZE 15 LENGTH 21MM | DENTAL GENERAL SUPPLIES
3823 | 4215162022500 | GLIDE PATH FILE, HEAT TREATED NITI WIRE BLUE TRIANGULAR CROSS SECTION WITH ALTERNATIVE CUTTING EDGE AND CONSTANT TAPER WITH UNIQUE R OUNDED SAFETY TIP. TAPER 02 SIZE 15 LENGTH 31MM | DENTAL GENERAL SUPPLIES
3824 | 4215162022600 | HEAT TREATED NITI WIRE BLUE TRIANGULAR CROSS SECTION WITH ALTERNATIVE CUTTING EDGE AND CONSTANT TAPER WITH UNIQUE ROUNDEDSAFETY TIP.TAPER 02 SIZE 20 LENGTH 21MM | DENTAL GENERAL SUPPLIES
3825 | 4215162022700 | HEAT TREATED NITI WIRE BLUE TRIANGULAR CROSS SECTION WITH ALTERNATIVE CUTTING EDGE AND CONSTANT TAPER WITH UNIQUE ROUNDEDSAFETY TIP.TAPER 02 SIZE 20 LENGTH 31MM | DENTAL GENERAL SUPPLIES
3826 | 4215162022800 | HEAT TREATED NITI WIRE BLUE TRIANGULAR CROSS SECTION WITH ALTERNATIVE CUTTING EDGE AND CONSTANT TAPER WITH UNIQUE ROUNDEDSAFETY TIP.TAPER 02 SIZE 30 LENGTH 21MM | DENTAL GENERAL SUPPLIES
3827 | 4215162022900 | HEAT TREATED NITI WIRE BLUE TRIANGULAR CROSS SECTION WITH ALTERNATIVE CUTTING EDGE AND CONSTANT TAPER WITH UNIQUE ROUNDED SAFETY TIP.TAPER 02 SIZE 30 LENGTH 31MM | DENTAL GENERAL SUPPLIES
3828 | 4215162023000 | HEAT TREATED NITI WIRE BLUE TRIANGULAR CROSS SECTION WITH ALTERNATIVE CUTTING EDGE AND CONSTANT TAPER WITH UNIQUE ROUNDEDSAFETY TIP.TAPER 04 SIZE 10 LENGTH 21MM | DENTAL GENERAL SUPPLIES
3829 | 4215162023100 | HEAT TREATED NITI WIRE BLUE TRIANGULAR CROSS SECTION WITH ALTERNATIVE CUTTING EDGE AND CONSTANT TAPER WITH UNIQUE ROUNDED SAFETY TIP.TAPER 04 SIZE 10 LENGTH 31MM | DENTAL GENERAL SUPPLIES
3830 | 4215162023200 | HEAT TREATED NITI WIRE BLUE TRIANGULAR CROSS SECTION WITH ALTERNATIVE CUTTING EDGE AND CONSTANT TAPER WITH UNIQUE ROUNDEDSAFETY TIP.TAPER 04 SIZE 20 LENGTH 21MM | DENTAL GENERAL SUPPLIES
3831 | 4215162023300 | HEAT TREATED NITI WIRE BLUE TRIANGULAR CROSS SECTION WITH ALTERNATIVE CUTTING EDGE AND CONSTANT TAPER WITH UNIQUE ROUNDED SAFETY TIP.TAPER 04 SIZE 20 LENGTH 31MM | DENTAL GENERAL SUPPLIES
3832 | 4215162023400 | HEAT TREATED NITI WIRE BLUE TRIANGULAR CROSS SECTION WITH ALTERNATIVE CUTTING EDGE AND CONSTANT TAPER WITH UNIQUE ROUNDED SAFETY TIP.TAPER 04 SIZE 35 LENGTH 21MM | DENTAL GENERAL SUPPLIES
3833 | 4215162023500 | HEAT TREATED NITI WIRE BLUE TRIANGULAR CROSS SECTION WITH ALTERNATIVE CUTTING EDGE AND CONSTANT TAPER WITH UNIQUE ROUNDED SAFETY TIP.TAPER 04 SIZE 35 LENGTH 31MM | DENTAL GENERAL SUPPLIES
3834 | 4215162023600 | HEAT TREATED NITI WIRE BLUE TRIANGULAR CROSS SECTION WITH ALTERNATIVE CUTTING EDGE AND CONSTANT TAPER WITH UNIQUE ROUNDED SAFETY TIP.TAPER 04 SIZE 40 LENGTH 21MM | DENTAL GENERAL SUPPLIES
3835 | 4215162023700 | HEAT TREATED NITI WIRE BLUE TRIANGULAR CROSS SECTION WITH ALTERNATIVE CUTTING EDGE AND CONSTANT TAPER WITH UNIQUE ROUNDED SAFETY TIP.TAPER 04 SIZE 40 LENGTH 31MM | DENTAL GENERAL SUPPLIES
3836 | 4215162023800 | HEAT TREATED NITI WIRE BLUE TRIANGULAR CROSS SECTION WITH ALTERNATIVE CUTTING EDGE AND CONSTANT TAPER WITH UNIQUE ROUNDED SAFETY TIP.TAPER 04 SIZE 50 LENGTH 21MM | DENTAL GENERAL SUPPLIES
3837 | 4215162023900 | HEAT TREATED NITI WIRE BLUE TRIANGULAR CROSS SECTION WITH ALTERNATIVE CUTTING EDGE AND CONSTANT TAPER WITH UNIQUE ROUNDED SAFETY TIP.TAPER 04 SIZE 50 LENGTH 31MM | DENTAL GENERAL SUPPLIES
3838 | 4215162024000 | HEAT TREATED NITI WIRE BLUE TRIANGULAR CROSS SECTION WITH ALTERNATIVE CUTTING EDGE AND CONSTANT TAPER WITH UNIQUE ROUNDED SAFETY TIP. TAPER 06 SIZE 15 LENGTH 21MM | DENTAL GENERAL SUPPLIES
3839 | 4215162024100 | HEAT TREATED NITI WIRE BLUE TRIANGULAR CROSS SECTION WITH ALTERNATIVE CUTTING EDGE AND CONSTANT TAPER WITH UNIQUE ROUNDEDSAFETY TIP. TAPER 06 SIZE 15 LENGTH 31MM | DENTAL GENERAL SUPPLIES
3840 | 4215162024200 | HEAT TREATED NITI WIRE BLUE TRIANGULAR CROSS SECTION WITH ALTERNATIVE CUTTING EDGE AND CONSTANT TAPER WITH UNIQUE ROUNDED SAFETY TIP. TAPER 06 SIZE 30 LENGTH 21MM | DENTAL GENERAL SUPPLIES
3841 | 4215162024300 | HEAT TREATED NITI WIRE BLUE TRIANGULAR CROSS SECTION WITH ALTERNATIVE CUTTING EDGE AND CONSTANT TAPER WITH UNIQUE ROUNDED SAFETY TIP. TAPER 06 SIZE 30 LENGTH 31MM | DENTAL GENERAL SUPPLIES
3842 | 4215162024400 | HEAT TREATED NITI WIRE BLUE TRIANGULAR CROSS SECTION WITH ALTERNATIVE CUTTING EDGE AND CONSTANT TAPER WITH UNIQUE ROUNDED SAFETY TIP. TAPER 06 SIZE 35 LENGTH 21MM | DENTAL GENERAL SUPPLIES
3843 | 4215162024500 | HEAT TREATED NITI WIRE BLUE TRIANGULAR CROSS SECTION WITH ALTERNATIVE CUTTING EDGE AND CONSTANT TAPER WITH UNIQUE ROUNDED SAFETY TIP. TAPER 06 SIZE 35 LENGTH 31MM | DENTAL GENERAL SUPPLIES
3844 | 4215162024600 | OPENING FILE, HEAT TREATED NITI WIRE BLUE TRIANGULAR CROSS SECTION WITH ALTERNATIVE CUTTING EDGE AND CONSTANT TAPER WITH UNIQUE ROUNDED SAFETY TIP. TAPER 08 SIZE 25 LENGTH 19MM ORFICE OPENER | DENTAL GENERAL SUPPLIES
3845 | 4215162038300 | C - FILE STAINLESS STEEL PRE - INSERTED SILICONE STOPS LENGTH 21 MM SIZE 06 6/BOX ONE EACH (EA)=ONE (1) PACK | DENTAL GENERAL SUPPLIES
3846 | 4215162038400 | C - FILE STAINLESS STEEL PRE - INSERTED SILICONE STOPS LENGTH 21 MM SIZE 08 6/BOX ONE EACH (EA)=ONE (1) PACK | DENTAL GENERAL SUPPLIES
3847 | 4215162038500 | C - FILE STAINLESS STEEL PRE - INSERTED SILICONE STOPS LENGTH 25 MM SIZE 06 6/BOX ONE EACH (EA)=ONE (1) PACK | DENTAL GENERAL SUPPLIES
3848 | 4215162038600 | C - FILE STAINLESS STEEL PRE - INSERTED SILICONE STOPS LENGTH 25 MM SIZE 08 6/BOX ONE EACH (EA)=ONE (1) PACK | DENTAL GENERAL SUPPLIES
3849 | 4215162038700 | H - FILE STAINLESS STEEL PRE - INSERTED SILICONE STOPS LENGTH 21 MM SIZE 20 6/BOX ONE EACH (EA)=ONE (1) PACK | DENTAL GENERAL SUPPLIES
3850 | 4215162038800 | H - FILE STAINLESS STEEL PRE - INSERTED SILICONE STOPS LENGTH 21 MM SIZE 25 6/BOX ONE EACH (EA)=ONE (1) PACK | DENTAL GENERAL SUPPLIES
3851 | 4215162038900 | H - FILE STAINLESS STEEL PRE - INSERTED SILICONE STOPS LENGTH 21 MM SIZE 30 6/BOX ONE EACH (EA)=ONE (1) PACK | DENTAL GENERAL SUPPLIES
3852 | 4215162039000 | H - FILE STAINLESS STEEL PRE - INSERTED SILICONE STOPS LENGTH 21 MM SIZE 35 6/BOX ONE EACH (EA)=ONE (1) PACK | DENTAL GENERAL SUPPLIES
3853 | 4215162039100 | H - FILE STAINLESS STEEL PRE - INSERTED SILICONE STOPS LENGTH 21 MM SIZE 40 6/BOX ONE EACH (EA)=ONE (1) PACK | DENTAL GENERAL SUPPLIES
3854 | 4215162039200 | H - FILE STAINLESS STEEL PRE - INSERTED SILICONE STOPS LENGTH 21 MM SIZE 90 - 140 6/BOX ONE EACH (EA)=ONE (1) PACK | DENTAL GENERAL SUPPLIES
3855 | 4215162039300 | H - FILE STAINLESS STEEL PRE - INSERTED SILICONE STOPS LENGTH 25 MM SIZE 08 6/BOX ONE EACH (EA)=ONE (1) PACK | DENTAL GENERAL SUPPLIES
3856 | 4215162039400 | H - FILE STAINLESS STEEL PRE - INSERTED SILICONE STOPS LENGTH 25 MM SIZE 10 6/BOX ONE EACH (EA)=ONE (1) PACK | DENTAL GENERAL SUPPLIES
3857 | 4215162039500 | H - FILE STAINLESS STEEL PRE - INSERTED SILICONE STOPS LENGTH 25 MM SIZE 20 6/BOX ONE EACH (EA)=ONE (1) PACK | DENTAL GENERAL SUPPLIES
3858 | 4215162039600 | H - FILE STAINLESS STEEL PRE - INSERTED SILICONE STOPS LENGTH 25 MM SIZE 25 6/BOX ONE EACH (EA)=ONE (1) PACK | DENTAL GENERAL SUPPLIES
3859 | 4215162039700 | H - FILE STAINLESS STEEL PRE - INSERTED SILICONE STOPS LENGTH 25 MM SIZE 30 6/BOX ONE EACH (EA)=ONE (1) PACK | DENTAL GENERAL SUPPLIES
3860 | 4215162039800 | H - FILE STAINLESS STEEL PRE - INSERTED SILICONE STOPS LENGTH 25 MM SIZE 35 6/BOX ONE EACH (EA)=ONE (1) PACK | DENTAL GENERAL SUPPLIES
3861 | 4215162039900 | H - FILE STAINLESS STEEL PRE - INSERTED SILICONE STOPS LENGTH 25 MM SIZE 40 6/BOX ONE EACH (EA)=ONE (1) PACK | DENTAL GENERAL SUPPLIES
3862 | 4215162040000 | H - FILE STAINLESS STEEL PRE - INSERTED SILICONE STOPS LENGTH 25 MM SIZE 45 6/BOX ONE EACH (EA)=ONE (1) PACK | DENTAL GENERAL SUPPLIES
3863 | 4215162040100 | H - FILE STAINLESS STEEL PRE - INSERTED SILICONE STOPS LENGTH 25 MM SIZE 50 6/BOX ONE EACH (EA)=ONE (1) PACK | DENTAL GENERAL SUPPLIES
3864 | 4215162040200 | H - FILE STAINLESS STEEL PRE - INSERTED SILICONE STOPS LENGTH 25 MM SIZE 55 6/BOX ONE EACH (EA)=ONE (1) PACK | DENTAL GENERAL SUPPLIES
3865 | 4215162040300 | H - FILE STAINLESS STEEL PRE - INSERTED SILICONE STOPS LENGTH 25 MM SIZE 60 6/BOX ONE EACH (EA)=ONE (1) PACK | DENTAL GENERAL SUPPLIES
3866 | 4215162040400 | H - FILE STAINLESS STEEL PRE - INSERTED SILICONE STOPS LENGTH 25 MM SIZE 70 6/BOX ONE EACH (EA)=ONE (1) PACK | DENTAL GENERAL SUPPLIES
3867 | 4215162040500 | H - FILE STAINLESS STEEL PRE - INSERTED SILICONE STOPS LENGTH 25 MM SIZE 80 6/BOX ONE EACH (EA)=ONE (1) PACK | DENTAL GENERAL SUPPLIES
3868 | 4215162040600 | H - FILE STAINLESS STEEL PRE - INSERTED SILICONE STOPS LENGTH 25 MM SIZE 90 6/BOX ONE EACH (EA)=ONE (1) PACK | DENTAL GENERAL SUPPLIES
3869 | 4215162040700 | H - FILE STAINLESS STEEL PRE - INSERTED SILICONE STOPS LENGTH 25 MM SIZE 90 - 140 6/BOX ONE EACH (EA)=ONE (1) PACK | DENTAL GENERAL SUPPLIES
3870 | 4215162040800 | H - FILE STAINLESS STEEL PRE - INSERTED SILICONE STOPS LENGTH 31 MM SIZE 15 6/BOX ONE EACH (EA)=ONE (1) PACK | DENTAL GENERAL SUPPLIES
3871 | 4215162040900 | H - FILE STAINLESS STEEL PRE - INSERTED SILICONE STOPS LENGTH 31 MM SIZE 20 6/BOX ONE EACH (EA)=ONE (1) PACK | DENTAL GENERAL SUPPLIES
3872 | 4215162041000 | H - FILE STAINLESS STEEL PRE - INSERTED SILICONE STOPS LENGTH 31 MM SIZE 25 6/BOX ONE EACH (EA)=ONE (1) PACK | DENTAL GENERAL SUPPLIES
3873 | 4215162041100 | H - FILE STAINLESS STEEL PRE - INSERTED SILICONE STOPS LENGTH 31 MM SIZE 30 6/BOX ONE EACH (EA)=ONE (1) PACK | DENTAL GENERAL SUPPLIES
3874 | 4215162041200 | H - FILE STAINLESS STEEL PRE - INSERTED SILICONE STOPS LENGTH 31 MM SIZE 35 6/BOX ONE EACH (EA)=ONE (1) PACK | DENTAL GENERAL SUPPLIES
3875 | 4215162041300 | H - FILE STAINLESS STEEL PRE - INSERTED SILICONE STOPS LENGTH 31 MM SIZE 40 6/BOX ONE EACH (EA)=ONE (1) PACK | DENTAL GENERAL SUPPLIES
3876 | 4215162041400 | H - FILE STAINLESS STEEL PRE - INSERTED SILICONE STOPS LENGTH 31 MM SIZE 90 - 140 6/BOX ONE EACH (EA)=ONE (1) PACK | DENTAL GENERAL SUPPLIES
3877 | 4215162041500 | K - FILE STAINLESS STEEL PRE - INSERTED SILICONE STOPS LENGTH 21 MM SIZE 45 - 80 6/BOX ONE EACH (EA)=ONE (1) PACK | DENTAL GENERAL SUPPLIES
3878 | 4215162041600 | K - FILE STAINLESS STEEL PRE - INSERTED SILICONE STOPS LENGTH 25 MM SIZE 45 6/BOX ONE EACH (EA)=ONE (1) PACK | DENTAL GENERAL SUPPLIES
3879 | 4215162041700 | K - FILE STAINLESS STEEL PRE - INSERTED SILICONE STOPS LENGTH 25 MM SIZE 50 6/BOX ONE EACH (EA)=ONE (1) PACK | DENTAL GENERAL SUPPLIES
3880 | 4215162041800 | K - FILE STAINLESS STEEL PRE - INSERTED SILICONE STOPS LENGTH 25 MM SIZE 60 6/BOX ONE EACH (EA)=ONE (1) PACK | DENTAL GENERAL SUPPLIES
3881 | 4215162041900 | K - FILE STAINLESS STEEL PRE - INSERTED SILICONE STOPS LENGTH 25 MM SIZE 90 - 140 6/BOX ONE EACH (EA)=ONE (1) PACK | DENTAL GENERAL SUPPLIES
3882 | 4215162042000 | K - FILE STAINLESS STEEL PRE - INSERTED SILICONE STOPS LENGTH 31 MM SIZE 30 6/BOX ONE EACH (EA)=ONE (1) PACK | DENTAL GENERAL SUPPLIES
3883 | 4215162042100 | K - FILE STAINLESS STEEL PRE - INSERTED SILICONE STOPS LENGTH 31 MM SIZE 35 6/BOX ONE EACH (EA)=ONE (1) PACK | DENTAL GENERAL SUPPLIES
3884 | 4215162042200 | K - FILE STAINLESS STEEL PRE - INSERTED SILICONE STOPS LENGTH 31 MM SIZE 40 6/BOX ONE EACH (EA)=ONE (1) PACK | DENTAL GENERAL SUPPLIES
3885 | 4215162042300 | K - FILE STAINLESS STEEL PRE - INSERTED SILICONE STOPS LENGTH 31 MM SIZE 90 - 140 6/BOX ONE EACH (EA)=ONE (1) PACK | DENTAL GENERAL SUPPLIES
3886 | 4215162045400 | K-FILE STAINLESS STEEL PRE-INSERTED SILICONE STOPS LENGTH 31 MM SIZE 08 ONE EACH (EA) = ONE (1) PACK | DENTAL GENERAL SUPPLIES
3887 | 4215162046200 | K-FILE STAINLESS STEEL PRE-INSERTED SILICONE STOPS LENGTH 31 MM SIZE 55 ONE EACH (EA) = ONE (1) PACK | DENTAL GENERAL SUPPLIES
3888 | 4215162046300 | K-FILE STAINLESS STEEL PRE-INSERTED SILICONE STOPS LENGTH 31 MM SIZE 50 ONE EACH (EA) = ONE (1) PACK | DENTAL GENERAL SUPPLIES
3889 | 4215162050200 | ROTARY FILE ORIFICE OPENER NICKLE TITANIUM U - SHAPE AND RADIAL LAND NON - CUTTING TIP TO SHAPE THE CORONAL THIRD OF THE CANAL SIZE 1 - 6 ASSORTED 6/BOX ONE EACH (EA)=ONE (1) PACK | DENTAL GENERAL SUPPLIES
3890 | 4215162050300 | ROTARY FILE NICKLE TITANIUM U - SHAPE AND RADIAL LAND NON - CUTTING TIP CONSTANT TAPER TAPERING 0.04 LENGTH 21 MM SIZE 15 6/BOX ONE EACH (EA)=ONE (1) PACK | DENTAL GENERAL SUPPLIES
3891 | 4215162050400 | ROTARY FILE NICKLE TITANIUM U - SHAPE AND RADIAL LAND NON - CUTTING TIP CONSTANT TAPER TAPERING 0.04 LENGTH 21 MM SIZE 20 6/BOX ONE EACH (EA)=ONE (1) PACK | DENTAL GENERAL SUPPLIES
3892 | 4215162050500 | ROTARY FILE NICKLE TITANIUM U - SHAPE AND RADIAL LAND NON - CUTTING TIP CONSTANT TAPER TAPERING 0.04 LENGTH 21 MM SIZE 40 6/BOX ONE EACH (EA)=ONE (1) PACK | DENTAL GENERAL SUPPLIES
3893 | 4215162050600 | ROTARY FILE NICKLE TITANIUM U - SHAPE AND RADIAL LAND NON - CUTTING TIP CONSTANT TAPER TAPERING 0.06 LENGTH 21 MM SIZE 25 6/BOX ONE EACH (EA)=ONE (1) PACK | DENTAL GENERAL SUPPLIES
3894 | 4215162050700 | ROTARY FILE NICKLE TITANIUM U - SHAPE AND RADIAL LAND NON - CUTTING TIP CONSTANT TAPER TAPERING 0.06 LENGTH 25 MM SIZE 35 6/BOX ONE EACH (EA)=ONE (1) PACK | DENTAL GENERAL SUPPLIES
3895 | 4215162050800 | ROTARY FILE M - WIRE NICKEL TITANIUM OFF CENTERED RECTANGULAR CROSS - SECTION WITH VARIABLE TAPER. LENGTH 25 MM SIZE ASSORTED X 1 X 2 X 3 (3/BOX) ONE EACH (EA)=ONE (1) PACK | DENTAL GENERAL SUPPLIES
3896 | 4215162051100 | NICKEL TITANIUM ROTARY FILE, CONVEX TRIANGLE CROSS - SECTION AND SYMMETRIC ROTATION, PROGRESSIVELY CHANGING HELICAL ANGLE AND PITCH, VARIABLE TIP DIAMETERS, MODIFIED GUIDING TIP, NO RADIAL LANDS, MORE EFFICIENT CUTTING ANGLE, SHORT HANDLES. SIZE F1, LENGTH 21 MM | DENTAL GENERAL SUPPLIES
3897 | 4215162051200 | NICKEL TITANIUM ROTARY FILE, CONVEX TRIANGLE CROSS - SECTION AND SYMMETRIC ROTATION, PROGRESSIVELY CHANGING HELICAL ANGLE AND PITCH, VARIABLE TIP DIAMETERS, MODIFIED GUIDING TIP, NO RADIAL LANDS, MORE EFFICIENT CUTTING ANGLE, SHORT HANDLES. SIZE F1, LENGTH 25 MM | DENTAL GENERAL SUPPLIES
3898 | 4215162051300 | NICKEL TITANIUM ROTARY FILE CONVEX TRIANGLE CROSS - SECTION AND SYMMETRIC ROTATION PROGRESSIVELY CHANGING HELICAL ANGLE AND PITCH VA RIABLE TIP DIAMETERS MODIFIED GUIDING TIP NO RADIAL LANDS MORE EFFICIENT CUTTING ANGLE SHORT HANDLES. SIZE F2 LENGTH 21 MM | DENTAL GENERAL SUPPLIES
3899 | 4215162051400 | NICKEL TITANIUM ROTARY FILE, CONVEX TRIANGLE CROSS - SECTION AND SYMMETRIC ROTATION, PROGRESSIVELY CHANGING HELICAL ANGLE AND PITCH, VARIABLE TIP DIAMETERS, MODIFIED GUIDING TIP, NO RADIAL LANDS, MORE EFFICIENT CUTTING ANGLE, SHORT HANDLES. SIZE F2, LENGTH 25 MM | DENTAL GENERAL SUPPLIES
3900 | 4215162051500 | NICKEL TITANIUM ROTARY FILE CONVEX TRIANGLE CROSS - SECTION AND SYMMETRIC ROTATION PROGRESSIVELY CHANGING HELICAL ANGLE AND PITCH VA RIABLE TIP DIAMETERS MODIFIED GUIDING TIP NO RADIAL LANDS MORE EFFICIENT CUTTING ANGLE SHORT HANDLES. SIZE F3 LENGTH 21 MM | DENTAL GENERAL SUPPLIES
3901 | 4215162051600 | NICKEL TITANIUM ROTARY FILE, CONVEX TRIANGLE CROSS - SECTION AND SYMMETRIC ROTATION, PROGRESSIVELY CHANGING HELICAL ANGLE AND PITCH, VARIABLE TIP DIAMETERS, MODIFIED GUIDING TIP, NO RADIAL LANDS, MORE EFFICIENT CUTTING ANGLE, SHORT HANDLES. SIZE F3, LENGTH 25 MM | DENTAL GENERAL SUPPLIES
3902 | 4215162051700 | NICKEL TITANIUM ROTARY FILE, CONVEX TRIANGLE CROSS - SECTION AND SYMMETRIC ROTATION, PROGRESSIVELY CHANGING HELICAL ANGLE AND PITCH, VARIABLE TIP DIAMETERS, MODIFIED GUIDING TIP, NO RADIAL LANDS, MORE EFFICIENT CUTTING ANGLE, SHORT HANDLES. SIZE F4, LENGTH 21 MM | DENTAL GENERAL SUPPLIES
3903 | 4215162051800 | NICKEL TITANIUM ROTARY FILE, CONVEX TRIANGLE CROSS - SECTION AND SYMMETRIC ROTATION, PROGRESSIVELY CHANGING HELICAL ANGLE AND PITCH, VARIABLE TIP DIAMETERS, MODIFIED GUIDING TIP, NO RADIAL LANDS, MORE EFFICIENT CUTTING ANGLE, SHORT HANDLES. SIZE S1, LENGTH 21 MM | DENTAL GENERAL SUPPLIES
3904 | 4215162051900 | NICKEL TITANIUM ROTARY FILE, CONVEX TRIANGLE CROSS - SECTION AND SYMMETRIC ROTATION, PROGRESSIVELY CHANGING HELICAL ANGLE AND PITCH, VARIABLE TIP DIAMETERS, MODIFIED GUIDING TIP, NO RADIAL LANDS, MORE EFFICIENT CUTTING ANGLE, SHORT HANDLES. SIZE S1, LENGTH 25 MM | DENTAL GENERAL SUPPLIES
3905 | 4215162052000 | NICKEL TITANIUM ROTARY FILE, CONVEX TRIANGLE CROSS - SECTION AND SYMMETRIC ROTATION, PROGRESSIVELY CHANGING HELICAL ANGLE AND PITCH, VARIABLE TIP DIAMETERS, MODIFIED GUIDING TIP, NO RADIAL LANDS, MORE EFFICIENT CUTTING ANGLE, SHORT HANDLES. SIZE S2, LENGTH 25 MM | DENTAL GENERAL SUPPLIES
3906 | 4215162052100 | NICKEL TITANIUM ROTARY FILE, CONVEX TRIANGLE CROSS - SECTION AND SYMMETRIC ROTATION, PROGRESSIVELY CHANGING HELICAL ANGLE AND PITCH, VARIABLE TIP DIAMETERS, MODIFIED GUIDING TIP, NO RADIAL LANDS, MORE EFFICIENT CUTTING ANGLE, SHORT HANDLES. SIZE SX, LENGTH 19 MM | DENTAL GENERAL SUPPLIES
3907 | 4215162052200 | ROTARY FILE M - WIRE NICKEL TITANIUM OFF CENTERED RECTANGULAR CROSS - SECTION WITH VARIABLE TAPER. LENGTH 21 MM SIZE ASSORTED X 1 X 2 X 3 3/BOX ONE EACH (EA)=ONE (1) PACK | DENTAL GENERAL SUPPLIES
3908 | 4215162052300 | PERIO SUGARMAN FILE 3S/4S BUCCAL/LINGUAL DOUBLE ENDED STRAIGHT STAINLESS STEEL | DENTAL GENERAL SUPPLIES
3909 | 4215162052400 | ROTARY FILE NICKLE TITANIUM U - SHAPE AND RADIAL LAND NON - CUTTING TIP CONSTANT TAPER TAPERING 0.06 LENGTH 25 MM SIZE 15 - 40 ASSORTED 6/BOX ONE EACH (EA)=ONE (1) PACK | DENTAL GENERAL SUPPLIES
3910 | 4215162052700 | ROTARY FILE NICKLE TITANIUM U - SHAPE AND RADIAL LAND NON - CUTTING TIP CONSTANT TAPER TAPERING 0.04 LENGTH 25 MM SIZE 25 6/BOX ONE EACH (EA)=ONE (1) PACK | DENTAL GENERAL SUPPLIES
3911 | 4215162052800 | K - FILE STAINLESS STEEL PRE - INSERTED SILICONE STOPS LENGTH 21 MM SIZE 40 6/BOX ONE EACH (EA)=ONE (1) PACK | DENTAL GENERAL SUPPLIES
3912 | 4215162052900 | K - FILE STAINLESS STEEL PRE - INSERTED SILICONE STOPS LENGTH 31 MM SIZE 25 6/BOX ONE EACH (EA)=ONE (1) PACK | DENTAL GENERAL SUPPLIES
3913 | 4215162053400 | ROTARY FILE NICKLE TITANIUM U - SHAPE AND RADIAL LAND NON - CUTTING TIP CONSTANT TAPER TAPERING 0.04 LENGTH 25 MM SIZE 45 6/BOX ONE EACH (EA)=ONE (1) PACK | DENTAL GENERAL SUPPLIES
3914 | 4215162053500 | ROTARY FILE NICKLE TITANIUM U - SHAPE AND RADIAL LAND NON - CUTTING TIP CONSTANT TAPER TAPERING 0.04 LENGTH 21 MM SIZE 45 6/BOX | DENTAL GENERAL SUPPLIES
3915 | 4215162053600 | ROTARY FILE: NICKLE TITANIUM U-SHAPE AND RADIAL LAND NON-CUTTING TIP CONSTANT TAPER TAPERING 0.04 LENGTH 25MM SIZE 40 6/BOX ONE EACH (EA)=ONE (1) PACK | DENTAL GENERAL SUPPLIES
3916 | 4215162053700 | ROTARY FILE NICKLE TITANIUM U - SHAPE AND RADIAL LAND NON - CUTTING TIP CONSTANT TAPER TAPERING 0.06 LENGTH 25 MM SIZE 40 6/BOX ONE EACH (EA)=ONE (1) PACK | DENTAL GENERAL SUPPLIES
3917 | 4215162053800 | ROTARY FILE NICKLE TITANIUM U - SHAPE AND RADIAL LAND NON - CUTTING TIP CONSTANT TAPER TAPERING 0.06 LENGTH 25 MM SIZE 30 6/BOX ONE EACH (EA)=ONE (1) PACK | DENTAL GENERAL SUPPLIES
3918 | 4215162053900 | ROTARY FILE NICKLE TITANIUM U - SHAPE AND RADIAL LAND NON - CUTTING TIP CONSTANT TAPER TAPERING 0.06 LENGTH 25 MM SIZE 25 6/BOX ONE EACH (EA)=ONE (1) PACK | DENTAL GENERAL SUPPLIES
3919 | 4215162054000 | ROTARY FILE NICKLE TITANIUM U - SHAPE AND RADIAL LAND NON - CUTTING TIP CONSTANT TAPER TAPERING 0.06 LENGTH 25 MM SIZE 20 6/BOX ONE EACH (EA)=ONE (1) PACK | DENTAL GENERAL SUPPLIES
3920 | 4215162054100 | ROTARY FILE NICKLE TITANIUM U - SHAPE AND RADIAL LAND NON - CUTTING TIP CONSTANT TAPER TAPERING 0.06 LENGTH 21 MM SIZE 40 6/BOX ONE EACH (EA)=ONE (1) PACK | DENTAL GENERAL SUPPLIES
3921 | 4215162054200 | ROTARY FILE NICKLE TITANIUM U - SHAPE AND RADIAL LAND NON - CUTTING TIP CONSTANT TAPER TAPERING 0.06 LENGTH 21 MM SIZE 35 6/BOX ONE EACH (EA)=ONE (1) PACK | DENTAL GENERAL SUPPLIES
3922 | 4215162054300 | ROTARY FILE NICKLE TITANIUM U - SHAPE AND RADIAL LAND NON - CUTTING TIP CONSTANT TAPER TAPERING 0.06 LENGTH 21 MM SIZE 30 6/BOX ONE EACH (EA)=ONE (1) PACK | DENTAL GENERAL SUPPLIES
3923 | 4215162054400 | ROTARY FILE NICKLE TITANIUM U - SHAPE AND RADIAL LAND NON - CUTTING TIP CONSTANT TAPER TAPERING 0.06 LENGTH 21 MM SIZE 20 6/BOX ONE EACH (EA)=ONE (1) PACK | DENTAL GENERAL SUPPLIES
3924 | 4215162054500 | ROTARY FILE NICKLE TITANIUM U - SHAPE AND RADIAL LAND NON - CUTTING TIP CONSTANT TAPER TAPERING 0.06 LENGTH 21 MM SIZE 15 - 40 ASSORTED 6/BOX ONE EACH (EA)=ONE (1) PACK | DENTAL GENERAL SUPPLIES
3925 | 4215162054600 | ROTARY FILE NICKLE TITANIUM U - SHAPE AND RADIAL LAND NON - CUTTING TIP CONSTANT TAPER TAPERING 0.04 LENGTH 25 MM SIZE 35 6/BOX ONE EACH (EA)=ONE (1) PACK | DENTAL GENERAL SUPPLIES
3926 | 4215162054700 | ROTARY FILE NICKLE TITANIUM U - SHAPE AND RADIAL LAND NON - CUTTING TIP CONSTANT TAPER TAPERING 0.04 LENGTH 25 MM SIZE 30 6/BOX ONE EACH (EA)=ONE (1) PACK | DENTAL GENERAL SUPPLIES
3927 | 4215162054800 | ROTARY FILE NICKLE TITANIUM U - SHAPE AND RADIAL LAND NON - CUTTING TIP CONSTANT TAPER TAPERING 0.04 LENGTH 25 MM SIZE 20 6/BOX ONE EACH (EA)=ONE (1) PACK | DENTAL GENERAL SUPPLIES
3928 | 4215162054900 | ROTARY FILE NICKLE TITANIUM U - SHAPE AND RADIAL LAND NON - CUTTING TIP CONSTANT TAPER TAPERING 0.04 LENGTH 25 MM SIZE 15 6/BOX ONE EACH (EA)=ONE (1) PACK | DENTAL GENERAL SUPPLIES
3929 | 4215162055000 | ROTARY FILE NICKLE TITANIUM U - SHAPE AND RADIAL LAND NON - CUTTING TIP CONSTANT TAPER TAPERING 0.04 LENGTH 21 MM SIZE 35 6/BOX ONE EACH (EA)=ONE (1) PACK | DENTAL GENERAL SUPPLIES
3930 | 4215162055100 | ROTARY FILE NICKLE TITANIUM U SHAPE AND RADIAL LAND NON - CUTTING TIP CONSTANT TAPER TAPERING 0.04 LENGTH 21 MM SIZE 30 6/BOX ONE EACH (EA)=ONE (1) PACK | DENTAL GENERAL SUPPLIES
3931 | 4215162055200 | ROTARY FILE NICKLE TITANIUM U - SHAPE AND RADIAL LAND NON - CUTTING TIP CONSTANT TAPER TAPERING 0.04 LENGTH 21 MM SIZE 25 6/BOX ONE EACH (EA)=ONE (1) PACK | DENTAL GENERAL SUPPLIES
3932 | 4215162055300 | ROTARY FILE NICKLE TITANIUM U - SHAPE AND RADIAL LAND NON - CUTTING TIP CONSTANT TAPER TAPERING 0.04 LENGTH 21 MM SIZE 15 - 40 ASSORTED 6/BOX ONE EACH (EA)=ONE (1) PACK | DENTAL GENERAL SUPPLIES
3933 | 4215162055400 | ROTARY FILE NICKLE TITANIUM U - SHAPE AND RADIAL LAND NON - CUTTING TIP CONSTANT TAPER TAPERING 0.06 LENGTH 25 MM SIZE 45 6/BOX ONE EACH (EA)=ONE (1) PACK | DENTAL GENERAL SUPPLIES
3934 | 4215162055500 | ROTARY FILE NICKLE TITANIUM U - SHAPE AND RADIAL LAND NON - CUTTING TIP CONSTANT TAPER TAPERING 0.06 LENGTH 21 MM SIZE 45 6/BOX ONE EACH (EA)=ONE (1) PACK | DENTAL GENERAL SUPPLIES
3935 | 4215162055600 | ROTARY FILE NICKLE TITANIUM U - SHAPE AND RADIAL LAND NON - CUTTING TIP CONSTANT TAPER TAPERING 0.06 LENGTH 25 MM SIZE 15 6/BOX ONE EACH (EA)=ONE (1) PACK | DENTAL GENERAL SUPPLIES
3936 | 4215162055700 | ROTARY FILE NICKLE TITANIUM U - SHAPE AND RADIAL LAND NON - CUTTING TIP CONSTANT TAPER TAPERING 0.06 LENGTH 21 MM SIZE 15 6/BOX ONE EACH (EA)=ONE (1) PACK | DENTAL GENERAL SUPPLIES
3937 | 4215162055800 | ROTARY FILE NICKLE TITANIUM U - SHAPE AND RADIAL LAND NON - CUTTING TIP CONSTANT TAPER TAPERING 0.04 LENGTH 25 MM SIZE 15 - 40 ASSORTED 6/BOX ONE EACH (EA)=ONE (1) PACK | DENTAL GENERAL SUPPLIES
3938 | 4215162055900 | ROTARY FILE M - WIRE NICKEL TITANIUM OFF CENTERED RECTANGULAR CROSS - SECTION WITH VARIABLE TAPER. LENGTH 25 MM SIZE ASSORTED X 4 ONE EACH (EA)=ONE (1) PACK | DENTAL GENERAL SUPPLIES
3939 | 4215162056000 | ROTARY FILE M - WIRE NICKEL TITANIUM OFF CENTERED RECTANGULAR CROSS - SECTION WITH VARIABLE TAPER. LENGTH 21 MM SIZE X 4 ONE EACH (EA)=ONE (1) PACK | DENTAL GENERAL SUPPLIES
3940 | 4215162056900 | K - FILE STAINLESS STEEL PRE - INSERTED SILICONE STOPS LENGTH 31 MM SIZE 45 - 80 6/BOX ONE EACH (EA)=ONE (1) PACK | DENTAL GENERAL SUPPLIES
3941 | 4215162057000 | K - FILE STAINLESS STEEL PRE - INSERTED SILICONE STOPS LENGTH 31 MM SIZE 20 6/BOX ONE EACH (EA)=ONE (1) PACK | DENTAL GENERAL SUPPLIES
3942 | 4215162057100 | K - FILE STAINLESS STEEL PRE - INSERTED SILICONE STOPS LENGTH 31 MM SIZE 15 6/BOX ONE EACH (EA)=ONE (1) PACK | DENTAL GENERAL SUPPLIES
3943 | 4215162057200 | K - FILE STAINLESS STEEL PRE - INSERTED SILICONE STOPS LENGTH 31 MM SIZE 10 6/BOX ONE EACH (EA)=ONE (1) PACK | DENTAL GENERAL SUPPLIES
3944 | 4215162057300 | K - FILE STAINLESS STEEL PRE - INSERTED SILICONE STOPS LENGTH 25 MM SIZE 6 6/BOX ONE EACH (EA)=ONE (1) PACK | DENTAL GENERAL SUPPLIES
3945 | 4215162057400 | K - FILE STAINLESS STEEL PRE - INSERTED SILICONE STOPS LENGTH 25 MM SIZE 45 - 80 6/BOX ONE EACH (EA)=ONE (1) PACK | DENTAL GENERAL SUPPLIES
3946 | 4215162057500 | K - FILE STAINLESS STEEL PRE - INSERTED SILICONE STOPS LENGTH 25 MM SIZE 35 6/BOX ONE EACH (EA)=ONE (1) PACK | DENTAL GENERAL SUPPLIES
3947 | 4215162057600 | K - FILE STAINLESS STEEL PRE - INSERTED SILICONE STOPS LENGTH 25 MM SIZE 30 6/BOX ONE EACH (EA)=ONE (1) PACK | DENTAL GENERAL SUPPLIES
3948 | 4215162057700 | K - FILE STAINLESS STEEL PRE - INSERTED SILICONE STOPS LENGTH 25 MM SIZE 25 6/BOX ONE EACH (EA)=ONE (1) PACK | DENTAL GENERAL SUPPLIES
3949 | 4215162057800 | K - FILE STAINLESS STEEL PRE - INSERTED SILICONE STOPS LENGTH 25 MM SIZE 20 6/BOX ONE EACH (EA)=ONE (1) PACK | DENTAL GENERAL SUPPLIES
3950 | 4215162057900 | K - FILE STAINLESS STEEL PRE - INSERTED SILICONE STOPS LENGTH 25 MM SIZE 15 6/BOX ONE EACH (EA)=ONE (1) PACK | DENTAL GENERAL SUPPLIES
3951 | 4215162058000 | K - FILE STAINLESS STEEL PRE - INSERTED SILICONE STOPS LENGTH 25 MM SIZE 10 6/BOX ONE EACH (EA)=ONE (1) PACK | DENTAL GENERAL SUPPLIES
3952 | 4215162058100 | K - FILE STAINLESS STEEL PRE - INSERTED SILICONE STOPS LENGTH 21 MM SIZE 90 - 140 6/BOX ONE EACH (EA)=ONE (1) PACK | DENTAL GENERAL SUPPLIES
3953 | 4215162058200 | K - FILE STAINLESS STEEL PRE - INSERTED SILICONE STOPS LENGTH 21 MM SIZE 8 6/BOX ONE EACH (EA)=ONE (1) PACK | DENTAL GENERAL SUPPLIES
3954 | 4215162058300 | K - FILE STAINLESS STEEL PRE - INSERTED SILICONE STOPS LENGTH 21 MM SIZE 6 6/BOX ONE EACH (EA)=ONE (1) PACK | DENTAL GENERAL SUPPLIES
3955 | 4215162058400 | K - FILE STAINLESS STEEL PRE - INSERTED SILICONE STOPS LENGTH 21 MM SIZE 35 6/BOX ONE EACH (EA)=ONE (1) PACK | DENTAL GENERAL SUPPLIES
3956 | 4215162058500 | K - FILE STAINLESS STEEL PRE - INSERTED SILICONE STOPS LENGTH 21 MM SIZE 30 6/BOX ONE EACH (EA)=ONE (1) PACK | DENTAL GENERAL SUPPLIES
3957 | 4215162058600 | K - FILE STAINLESS STEEL PRE - INSERTED SILICONE STOPS LENGTH 21 MM SIZE 25 6/BOX ONE EACH (EA)=ONE (1) PACK | DENTAL GENERAL SUPPLIES
3958 | 4215162058700 | K - FILE STAINLESS STEEL PRE - INSERTED SILICONE STOPS LENGTH 21 MM SIZE 20 6/BOX ONE EACH (EA)=ONE (1) PACK | DENTAL GENERAL SUPPLIES
3959 | 4215162058800 | K - FILE STAINLESS STEEL PRE - INSERTED SILICONE STOPS LENGTH 21 MM SIZE 15 6/BOX ONE EACH (EA)=ONE (1) PACK | DENTAL GENERAL SUPPLIES
3960 | 4215162058900 | H - FILE STAINLESS STEEL PRE - INSERTED SILICONE STOPS LENGTH 31 MM SIZE 45 - 80 6/BOX ONE EACH (EA)=ONE (1) PACK | DENTAL GENERAL SUPPLIES
3961 | 4215162059000 | H - FILE STAINLESS STEEL PRE - INSERTED SILICONE STOPS LENGTH 25 MM SIZE 45 - 80 6/BOX ONE EACH (EA)=ONE (1) PACK | DENTAL GENERAL SUPPLIES
3962 | 4215162059100 | H-FILE STAINLESS STEEL PRE-INSERTED SILICONE STOPS LENGTH 25MM SIZE ASSORTED 15 -40 6/BOX ONE EACH (EA)=ONE (1) PACK | DENTAL GENERAL SUPPLIES
3963 | 4215162059200 | INSTRUMENT DENTAL COMPOSITE/PLASTIC W3 #6 SATIN STEEL HANDLE | DENTAL GENERAL SUPPLIES
3964 | 4215162059900 | NICKEL TITANIUM ROTARY FILE REVERSE HELIX SEMI - ACTIVE AND MODIFIED GUIDING TIP OFFSET PARALLELOGRAM - SHAPED CROSS - SECTION VARIABLE TAPER NEW SUPERMETAL TECHNOLOGY (GOLD - WIRE) UNIQUE UNEQUAL BIDIRECTIONAL RECIPROCATION MOVEMENT. SMALL (YELLOW 20/07) LENGTH 21 MM. 6/PACK ONE EACH (EA)=ONE (1) PACK | DENTAL GENERAL SUPPLIES
3965 | 4215162061800 | H-FILE ENDODONTIC STAINLESS STEEL WITH PRE-INSERTED SILICONE STOPS SIZE 60 LENGTH 21MM ONE EACH (EA)=ONE (1) PACK | DENTAL GENERAL SUPPLIES
3966 | 4215162062300 | FILE H ENDODONTIC STAINLESS STEEL WITH PRE-INSERTED SILICONE STOPS ASSORTED SIZES 15-40 LENGTH 21MM ONE EACH (EA)=ONE (1) PACK | DENTAL GENERAL SUPPLIES
3967 | 4215162067300 | K - FILE STAINLESS STEEL PRE - INSERTED SILICONE STOPS LENGTH 25 MM SIZE 40 6/BOX ONE EACH (EA)=ONE (1) PACK | DENTAL GENERAL SUPPLIES
3968 | 4215162077900 | ROTARY NITI FILE WITH TRIPLE - FLUTED ASYMMETRICAL PLACED RADIAL LANDSPOSITIVE RAKE ANGLE ASSORTED (15 - 40) 0.06 TAPER LENGTH 25 MM | DENTAL GENERAL SUPPLIES
3969 | 4215162080600 | NICKEL TITANIUM ROTARY FILE, CONVEX TRIANGLE CROSS - SECTION AND SYMMETRIC ROTATION, PROGRESSIVELY CHANGING HELICAL ANGLE AND PITCH, VARIABLE TIP DIAMETERS, MODIFIED GUIDING TIP, NO RADIAL LANDS, MORE EFFICIENT CUTTING ANGLE, ENHANCED FLEXIBILITY, SHORT HANDLES. SIZE F5, LENGTH 25 MM | DENTAL GENERAL SUPPLIES
3970 | 4215162080700 | HEAT TREATED NITI WIRE BLUE TRIANGULAR CROSS SECTION WITH ALTERNATIVE CUTTING EDGE AND CONSTANT TAPER TAPER 06% NO.25 LENGTH 25MM | DENTAL GENERAL SUPPLIES
3971 | 4215162081000 | ROTARY NITI FILE WITH TRIPLE-FLUTED, ASYMMETRICAL PLACED RADIAL LANDS, POSITIVE RAKE ANGLE, 0.04 TAPER, 25MM, SZ 50 | DENTAL GENERAL SUPPLIES
3972 | 4215162081100 | ROTARY NITI FILE WITH TRIPLE-FLUTED, ASYMMETRICAL PLACED RADIAL LANDS, POSITIVE RAKE ANGLE, 0.04 TAPER, 25MM, SZ 55 | DENTAL GENERAL SUPPLIES
3973 | 4215162081500 | ROTARY FILE: CONVEX TRIANGULAR CROSS-SECTION, NON-CUTTING TIP, BLUE FILE: SMOOTHLY TAPERED SHAPES, SIZE 04/15 21MM/PK | DENTAL GENERAL SUPPLIES
3974 | 4215162081600 | ROTARY FILE: CONVEX TRIANGULAR CROSS-SECTION, NON-CUTTING TIP, BLUE FILE: SMOOTHLY TAPERED SHAPES, SIZE 04/15 25MM/PK | DENTAL GENERAL SUPPLIES
3975 | 4215162081700 | ROTARY FILE: CONVEX TRIANGULAR CROSS-SECTION, NON-CUTTING TIP, BLUE FILE: SMOOTHLY TAPERED SHAPES, SIZE 04/15 30MM/PK | DENTAL GENERAL SUPPLIES
3976 | 4215162081800 | ROTARY FILE: CONVEX TRIANGULAR CROSS-SECTION, NON-CUTTING TIP, BLUE FILE: SMOOTHLY TAPERED SHAPES, SIZE 04/20 21MM | DENTAL GENERAL SUPPLIES
3977 | 4215162081900 | ROTARY FILE: CONVEX TRIANGULAR CROSS-SECTION, NON-CUTTING TIP, BLUE FILE: SMOOTHLY TAPERED SHAPES, SIZE 04/20 25MM/PK | DENTAL GENERAL SUPPLIES
3978 | 4215162082000 | ROTARY FILE: CONVEX TRIANGULAR CROSS-SECTION, NON-CUTTING TIP, BLUE FILE: SMOOTHLY TAPERED SHAPES, SIZE 04/20 30MM/PK | DENTAL GENERAL SUPPLIES
3979 | 4215162082100 | ROTARY FILE: CONVEX TRIANGULAR CROSS-SECTION, NON-CUTTING TIP, BLUE FILE: SMOOTHLY TAPERED SHAPES, SIZE 04/25 21MM/PK | DENTAL GENERAL SUPPLIES
3980 | 4215162082200 | ROTARY FILE: CONVEX TRIANGULAR CROSS-SECTION, NON-CUTTING TIP, BLUE FILE: SMOOTHLY TAPERED SHAPES, SIZE 04/25 25MM/PK | DENTAL GENERAL SUPPLIES
3981 | 4215162082300 | ROTARY FILE: CONVEX TRIANGULAR CROSS-SECTION, NON-CUTTING TIP, BLUE FILE: SMOOTHLY TAPERED SHAPES, SIZE 04/25 30MM/PK | DENTAL GENERAL SUPPLIES
3982 | 4215162082400 | ROTARY FILE: CONVEX TRIANGULAR CROSS-SECTION, NON-CUTTING TIP, BLUE FILE: SMOOTHLY TAPERED SHAPES, SIZE 04/30 21MM/PK | DENTAL GENERAL SUPPLIES
3983 | 4215162082500 | ROTARY FILE: CONVEX TRIANGULAR CROSS-SECTION, NON-CUTTING TIP, BLUE FILE: SMOOTHLY TAPERED SHAPES, SIZE 04/30 25MMPK | DENTAL GENERAL SUPPLIES
3984 | 4215162082600 | ROTARY FILE: CONVEX TRIANGULAR CROSS-SECTION, NON-CUTTING TIP, BLUE FILE: SMOOTHLY TAPERED SHAPES, SIZE 04/30 30MM/PK | DENTAL GENERAL SUPPLIES
3985 | 4215162082700 | ROTARY FILE: CONVEX TRIANGULAR CROSS-SECTION, NON-CUTTING TIP, BLUE FILE: SMOOTHLY TAPERED SHAPES, SIZE 04/35 21MM/PK | DENTAL GENERAL SUPPLIES
3986 | 4215162082800 | ROTARY FILE: CONVEX TRIANGULAR CROSS-SECTION, NON-CUTTING TIP, BLUE FILE: SMOOTHLY TAPERED SHAPES, SIZE 04/35 25MM/PK | DENTAL GENERAL SUPPLIES
3987 | 4215162082900 | ROTARY FILE: CONVEX TRIANGULAR CROSS-SECTION, NON-CUTTING TIP, BLUE FILE: SMOOTHLY TAPERED SHAPES, SIZE 04/35 30MM/PK | DENTAL GENERAL SUPPLIES
3988 | 4215162083000 | ROTARY FILE: CONVEX TRIANGULAR CROSS-SECTION, NON-CUTTING TIP, BLUE FILE: SMOOTHLY TAPERED SHAPES, SIZE 04/40 21MM/PK | DENTAL GENERAL SUPPLIES
3989 | 4215162083100 | ROTARY FILE: CONVEX TRIANGULAR CROSS-SECTION, NON-CUTTING TIP, BLUE FILE: SMOOTHLY TAPERED SHAPES, SIZE 04/40 25MM/PK | DENTAL GENERAL SUPPLIES
3990 | 4215162083200 | ROTARY FILE: CONVEX TRIANGULAR CROSS-SECTION, NON-CUTTING TIP, BLUE FILE: SMOOTHLY TAPERED SHAPES, SIZE 04/40 30MM/PK | DENTAL GENERAL SUPPLIES
3991 | 4215162083300 | ROTARY FILE: CONVEX TRIANGULAR CROSS-SECTION, NON-CUTTING TIP, BLUE FILE: SMOOTHLY TAPERED SHAPES, SIZE 04/45 21MM/PK | DENTAL GENERAL SUPPLIES
3992 | 4215162083400 | ROTARY FILE: CONVEX TRIANGULAR CROSS-SECTION, NON-CUTTING TIP, BLUE FILE: SMOOTHLY TAPERED SHAPES, SIZE 04/45 25MM/PK | DENTAL GENERAL SUPPLIES
3993 | 4215162083500 | ROTARY FILE: CONVEX TRIANGULAR CROSS-SECTION, NON-CUTTING TIP, BLUE FILE: SMOOTHLY TAPERED SHAPES, SIZE 04/45 30MM/PK | DENTAL GENERAL SUPPLIES
3994 | 4215162083600 | ROTARY FILE: CONVEX TRIANGULAR CROSS-SECTION, NON-CUTTING TIP, BLUE FILE: SMOOTHLY TAPERED SHAPES, SIZE 04/50 21MM/PK | DENTAL GENERAL SUPPLIES
3995 | 4215162083700 | ROTARY FILE: CONVEX TRIANGULAR CROSS-SECTION, NON-CUTTING TIP, BLUE FILE: SMOOTHLY TAPERED SHAPES, SIZE 04/50 25MM/PK | DENTAL GENERAL SUPPLIES
3996 | 4215162083800 | ROTARY FILE: CONVEX TRIANGULAR CROSS-SECTION, NON-CUTTING TIP, BLUE FILE: SMOOTHLY TAPERED SHAPES, SIZE 04/50 30MM/PK | DENTAL GENERAL SUPPLIES
3997 | 4215162083900 | ROTARY FILE: CONVEX TRIANGULAR CROSS-SECTION, NON-CUTTING TIP, BLUE FILE: SMOOTHLY TAPERED SHAPES, TAPER 0.4/AST 21MM/PK | DENTAL GENERAL SUPPLIES
3998 | 4215162084000 | ROTARY FILE: CONVEX TRIANGULAR CROSS-SECTION, NON-CUTTING TIP, BLUE FILE: SMOOTHLY TAPERED SHAPES, TAPER 0.4/AST 25MM/PK | DENTAL GENERAL SUPPLIES
3999 | 4215162084100 | ROTARY FILE: CONVEX TRIANGULAR CROSS-SECTION, NON-CUTTING TIP, BLUE FILE: SMOOTHLY TAPERED SHAPES, TAPER 0.4/AST 30MM/PK | DENTAL GENERAL SUPPLIES
4000 | 4215162084200 | ROTARY FILE: CONVEX TRIANGULAR CROSS-SECTION, NON-CUTTING TIP, BLUE FILE: SMOOTHLY TAPERED SHAPES, SIZE 06/15 21MM/PK | DENTAL GENERAL SUPPLIES
4001 | 4215162084300 | ROTARY FILE: CONVEX TRIANGULAR CROSS-SECTION, NON-CUTTING TIP, BLUE FILE: SMOOTHLY TAPERED SHAPES, SIZE 06/15 25MM/PK | DENTAL GENERAL SUPPLIES
4002 | 4215162084400 | ROTARY FILE: CONVEX TRIANGULAR CROSS-SECTION, NON-CUTTING TIP, BLUE FILE: SMOOTHLY TAPERED SHAPES, SIZE 06/15 30MM/PK | DENTAL GENERAL SUPPLIES
4003 | 4215162084500 | ROTARY FILE: CONVEX TRIANGULAR CROSS-SECTION, NON-CUTTING TIP, BLUE FILE: SMOOTHLY TAPERED SHAPES, SIZE 06/20 21MM/PK | DENTAL GENERAL SUPPLIES
4004 | 4215162084600 | ROTARY FILE: CONVEX TRIANGULAR CROSS-SECTION, NON-CUTTING TIP, BLUE FILE: SMOOTHLY TAPERED SHAPES, SIZE 06/20 25MM/PK | DENTAL GENERAL SUPPLIES
4005 | 4215162084700 | ROTARY FILE: CONVEX TRIANGULAR CROSS-SECTION, NON-CUTTING TIP, BLUE FILE: SMOOTHLY TAPERED SHAPES, SIZE 06/20 30MM/PK | DENTAL GENERAL SUPPLIES
4006 | 4215162084800 | ROTARY FILE: CONVEX TRIANGULAR CROSS-SECTION, NON-CUTTING TIP, BLUE FILE: SMOOTHLY TAPERED SHAPES, SIZE 06/25 21MM/PK | DENTAL GENERAL SUPPLIES
4007 | 4215162084900 | ROTARY FILE: CONVEX TRIANGULAR CROSS-SECTION, NON-CUTTING TIP, BLUE FILE: SMOOTHLY TAPERED SHAPES, SIZE 06/25 25MM/PK | DENTAL GENERAL SUPPLIES
4008 | 4215162085000 | ROTARY FILE: CONVEX TRIANGULAR CROSS-SECTION, NON-CUTTING TIP, BLUE FILE: SMOOTHLY TAPERED SHAPES, SIZE 06/25 30MM/PK | DENTAL GENERAL SUPPLIES
4009 | 4215162085100 | ROTARY FILE: CONVEX TRIANGULAR CROSS-SECTION, NON-CUTTING TIP, BLUE FILE: SMOOTHLY TAPERED SHAPES, SIZE 06/30 21MM/PK | DENTAL GENERAL SUPPLIES
4010 | 4215162085200 | ROTARY FILE: CONVEX TRIANGULAR CROSS-SECTION, NON-CUTTING TIP, BLUE FILE: SMOOTHLY TAPERED SHAPES, SIZE 06/30 25MM/PK | DENTAL GENERAL SUPPLIES
4011 | 4215162085300 | ROTARY FILE: CONVEX TRIANGULAR CROSS-SECTION, NON-CUTTING TIP, BLUE FILE: SMOOTHLY TAPERED SHAPES, SIZE 06/30 30MM/PK | DENTAL GENERAL SUPPLIES
4012 | 4215162085400 | ROTARY FILE: CONVEX TRIANGULAR CROSS-SECTION, NON-CUTTING TIP, BLUE FILE: SMOOTHLY TAPERED SHAPES, SIZE 06/35 21MM/PK | DENTAL GENERAL SUPPLIES
4013 | 4215162085500 | ROTARY FILE: CONVEX TRIANGULAR CROSS-SECTION, NON-CUTTING TIP, BLUE FILE: SMOOTHLY TAPERED SHAPES, SIZE 06/35 25MM/PK | DENTAL GENERAL SUPPLIES
4014 | 4215162085600 | ROTARY FILE: CONVEX TRIANGULAR CROSS-SECTION, NON-CUTTING TIP, BLUE FILE: SMOOTHLY TAPERED SHAPES, SIZE 06/35 30MM/PK | DENTAL GENERAL SUPPLIES
4015 | 4215162085700 | ROTARY FILE: CONVEX TRIANGULAR CROSS-SECTION, NON-CUTTING TIP, BLUE FILE: SMOOTHLY TAPERED SHAPES, SIZE 06/40 21MM/PK | DENTAL GENERAL SUPPLIES
4016 | 4215162085800 | ROTARY FILE: CONVEX TRIANGULAR CROSS-SECTION, NON-CUTTING TIP, BLUE FILE: SMOOTHLY TAPERED SHAPES, SIZE 06/40 25MM/PK | DENTAL GENERAL SUPPLIES
4017 | 4215162085900 | ROTARY FILE: CONVEX TRIANGULAR CROSS-SECTION, NON-CUTTING TIP, BLUE FILE: SMOOTHLY TAPERED SHAPES, SIZE 06/40 30MM/PK | DENTAL GENERAL SUPPLIES
4018 | 4215162086000 | ROTARY FILE: CONVEX TRIANGULAR CROSS-SECTION, NON-CUTTING TIP, BLUE FILE: SMOOTHLY TAPERED SHAPES, SIZE 06/45 21MM/PK | DENTAL GENERAL SUPPLIES
4019 | 4215162086100 | ROTARY FILE: CONVEX TRIANGULAR CROSS-SECTION, NON-CUTTING TIP, BLUE FILE: SMOOTHLY TAPERED SHAPES, SIZE 06/45 25MM/PK | DENTAL GENERAL SUPPLIES
4020 | 4215162086200 | ROTARY FILE: CONVEX TRIANGULAR CROSS-SECTION, NON-CUTTING TIP, BLUE FILE: SMOOTHLY TAPERED SHAPES, SIZE 06/45 30MM/PK | DENTAL GENERAL SUPPLIES
4021 | 4215162086300 | ROTARY FILE: CONVEX TRIANGULAR CROSS-SECTION, NON-CUTTING TIP, BLUE FILE: SMOOTHLY TAPERED SHAPES, SIZE 06/50 21MM/PK | DENTAL GENERAL SUPPLIES
4022 | 4215162086400 | ROTARY FILE: CONVEX TRIANGULAR CROSS-SECTION, NON-CUTTING TIP, BLUE FILE: SMOOTHLY TAPERED SHAPES, SIZE 06/50 25MM/PK | DENTAL GENERAL SUPPLIES
4023 | 4215162086500 | ROTARY FILE: CONVEX TRIANGULAR CROSS-SECTION, NON-CUTTING TIP, BLUE FILE: SMOOTHLY TAPERED SHAPES, SIZE 06/50 30MM/PK | DENTAL GENERAL SUPPLIES
4024 | 4215162086600 | ROTARY FILE: CONVEX TRIANGULAR CROSS-SECTION, NON-CUTTING TIP, BLUE FILE: SMOOTHLY TAPERED SHAPES, TAPER 0.6/AST 21MM/PK | DENTAL GENERAL SUPPLIES
4025 | 4215162086700 | ROTARY FILE: CONVEX TRIANGULAR CROSS-SECTION, NON-CUTTING TIP, BLUE FILE: SMOOTHLY TAPERED SHAPES, TAPER 0.6/AST 30 MM/PK | DENTAL GENERAL SUPPLIES
4026 | 4215162086800 | ROTARY FILE: CONVEX TRIANGULAR CROSS-SECTION, NON-CUTTING TIP, BLUE FILE: SMOOTHLY TAPERED SHAPES, TAPER 0.6/AST 25MM/PK | DENTAL GENERAL SUPPLIES
4027 | 4215162300000 | EXTRACTION FORCEPS STAINLESS STEAL FOR DECIDUOUS LOWER ROOTS AND INCISORS FIGURE #33S.. | SUPPLEMENTARY DENTAL SUPPLIES
4028 | 4215162300800 | EXTRACTION FORCEPS STAINLESS STEAL FOR UPPER LEFT MOLAR FIGURE #18.. | SUPPLEMENTARY DENTAL SUPPLIES
4029 | 4215162301500 | EXTRACTION FORCEPS STAINLESS STEAL FOR UPPER POSTERIOR ROOTS NARROW BEAKS FIGURE #51.. | SUPPLEMENTARY DENTAL SUPPLIES
4030 | 4215162301800 | SECTIONAL MATRIX SYSTEM FORCEPS | DENTAL GENERAL SUPPLIES
4031 | 4215162302600 | EXTRACTION FORCEPS STAINLESS STEAL FOR DECIDUOUS UPPER ROOTS AND INCISORS FIGURE #30S.. | SUPPLEMENTARY DENTAL SUPPLIES
4032 | 4215162302700 | EXTRACTION FORCEPS STAINLESS STEAL FOR DECIDUOUS UPPER INCISORS AND CUSPIDS FIGURE #37.. | SUPPLEMENTARY DENTAL SUPPLIES
4033 | 4215162302800 | EXTRACTION FORCEPS STAINLESS STEAL FOR DECIDUOUS UPPER LEFT MOLARS FIGURE #39L.. | SUPPLEMENTARY DENTAL SUPPLIES
4034 | 4215162302900 | EXTRACTION FORCEPS STAINLESS STEAL FOR DECIDUOUS UPPER RIGHT MOLARS FIGURE #39R.. | SUPPLEMENTARY DENTAL SUPPLIES
4035 | 4215162303000 | EXTRACTION FORCEPS STAINLESS STEAL FOR UPPER ANTERIOR ROOTS NARROW BEAKS FIGURE #29.. | SUPPLEMENTARY DENTAL SUPPLIES
4036 | 4215162303100 | EXTRACTION FORCEPS STAINLESS STEAL FOR WIDE UPPER WISDOM TOOTH BAYONET PATTERN FIGURE #67.. | SUPPLEMENTARY DENTAL SUPPLIES
4037 | 4215162303200 | EXTRACTION FORCEPS STAINLESS STEAL FOR LOWER INCISORS AND BICUSPIDS (NARROW) FIGURE #74N.. | SUPPLEMENTARY DENTAL SUPPLIES
4038 | 4215162303300 | EXTRACTION FORCEPS STAINLESS STEAL FOR LOWER INCISORS AND BICUSPIDS (WIDE) FIGURE #75.. | SUPPLEMENTARY DENTAL SUPPLIES
4039 | 4215162303400 | ADSON SOFT TISSUE NON-TOOTHED FORCEPS 12CM APPROXIMATE STAINLESS STEEL SERRATED.. | SUPPLEMENTARY DENTAL SUPPLIES
4040 | 4215162303500 | ADSON SOFT TISSUE TOOTHED FORCEPS 12CM APPROXIMATE STAINLESS STEEL.. | SUPPLEMENTARY DENTAL SUPPLIES
4041 | 4215162303600 | JOINT DISTRACTION FORCEPS FOR TMJ STAINLESS STEEL.. | SUPPLEMENTARY DENTAL SUPPLIES
4042 | 4215162303700 | SILVER POINT STIEGLITZ FORCEPS, STAINLESS STEEL, STRAIGHT | DENTAL GENERAL SUPPLIES
4043 | 4215162303800 | SILVER POINT STIEGLITZ FORCEPS, STAINLESS STEEL, 90 DEGREE CURVED | DENTAL GENERAL SUPPLIES
4044 | 4215162303900 | LIGHT WIRE PLIER (BIRD PEAK) TIPS ROUND AND SQUARE SMALL SIZE.. | SUPPLEMENTARY DENTAL SUPPLIES
4045 | 4215162304000 | ARTICULATING PAPER FORCEPS - MILLER, STAINLESS STEEL, CURVED | DENTAL GENERAL SUPPLIES
4046 | 4215162304100 | ARTICULATING PAPER FORCEPS - MILLER, STAINLESS STEEL, STRAIGHT | DENTAL GENERAL SUPPLIES
4047 | 4215162304200 | EXTRACTION FORCEPS STAINLESS STEAL FOR UPPER RIGHT MOLARS FIGURE #17.. | SUPPLEMENTARY DENTAL SUPPLIES
4048 | 4215162304300 | EXTRACTION FORCEPS STAINLESS STEAL FOR UPPER INCISORS CANINES WIDE ENDED FIGURE #1.. | SUPPLEMENTARY DENTAL SUPPLIES
4049 | 4215162304400 | EXTRACTION FORCEPS STAINLESS STEAL FOR UPPER INCISORS CANINES NARROW ENDED FIGURE #2.. | SUPPLEMENTARY DENTAL SUPPLIES
4050 | 4215162304500 | EXTRACTION FORCEPS STAINLESS STEAL FOR UPPER BICUSPIDS FIGURE #7.. | SUPPLEMENTARY DENTAL SUPPLIES
4051 | 4215162304600 | EXTRACTION FORCEPS STAINLESS STEAL SHARP BEAKS FOR LOWER WISDOM TOOTH FIGURE #79.. | SUPPLEMENTARY DENTAL SUPPLIES
4052 | 4215162304700 | EXTRACTION FORCEPS STAINLESS STEAL FOR LOWER MOLARS FIGURE #73.. | SUPPLEMENTARY DENTAL SUPPLIES
4053 | 4215162304800 | EXTRACTION FORCEPS STAINLESS STEAL FOR DECIDUOUS LOWER MOLARS FIGURE #6.. | SUPPLEMENTARY DENTAL SUPPLIES
4054 | 4215162307900 | DEBAKEY NON-TOOTHED TISSUE FORCEPS STAINLESS STEEL STRAIGHT LENGTH: 15CM TIP SIZE: 1.5MM.-.. | SUPPLEMENTARY DENTAL SUPPLIES
4055 | 4215162308000 | DEBAKEY NON-TOOTHED TISSUE FORCEPS STAINLESS STEEL STRAIGHT LENGTH: 15CM TIP SIZE: 2MM.-.. | SUPPLEMENTARY DENTAL SUPPLIES
4056 | 4215162308100 | DEBAKEY NON-TOOTHED TISSUE FORCEPS STAINLESS STEEL STRAIGHT LENGTH: 15CM TIP SIZE: 3MM.-.. | SUPPLEMENTARY DENTAL SUPPLIES
4057 | 4215162308200 | DEBAKEY NON-TOOTHED TISSUE FORCEPS STAINLESS STEEL STRAIGHT LENGTH: 20CM TIP SIZE: 2MM.-.. | SUPPLEMENTARY DENTAL SUPPLIES
4058 | 4215162308300 | DEBAKEY NON-TOOTHED TISSUE FORCEPS STAINLESS STEEL STRAIGHT LENGTH: 20CM TIP SIZE: 3MM.-.. | SUPPLEMENTARY DENTAL SUPPLIES
4059 | 4215162308400 | DEBAKEY NON-TOOTHED TISSUE FORCEPS STAINLESS STEEL STRAIGHT LENGTH: 25CM TIP SIZE: 1.5MM.-.. | SUPPLEMENTARY DENTAL SUPPLIES
4060 | 4215162308500 | DEBAKEY NON-TOOTHED TISSUE FORCEPS STAINLESS STEEL STRAIGHT LENGTH: 30CM TIP SIZE: 1.5MM.-.. | SUPPLEMENTARY DENTAL SUPPLIES
4061 | 4215162308600 | DEBAKEY NON-TOOTHED TISSUE FORCEPS STAINLESS STEEL STRAIGHT LENGTH: 30CM TIP SIZE: 3MM.-.. | SUPPLEMENTARY DENTAL SUPPLIES
4062 | 4215162308700 | EXTRACTION FORCEPS STAINLESS STEAL FOR LOWER FIRST AND SECOND MOLARS FIGURE #16 (COWHORN) AMERICAN STYLE.-.. | SUPPLEMENTARY DENTAL SUPPLIES
4063 | 4215162308800 | EXTRACTION FORCEPS STAINLESS STEAL FOR LOWER FIRST AND SECOND MOLARS FIGURE #86 (COWHORN) ENGLISH STYLE.-.. | SUPPLEMENTARY DENTAL SUPPLIES
4064 | 4215162308900 | CLAMP PATELLA BONESOFT LOCK STAINLESS STEEL LENGTH 17 - 18 CM REUSABLE | SURGICAL INSTRUMENT TENDER
4065 | 4215162402200 | HIGH-TORQUE ELECTRICAL LABORATORY HANDPIECE SYSTEM WITH A STANDARD HANDPIECE CUTTING SPEED NOT LESS THAN 40000RPM HEAVY-DUTY FOR ALL METAL VARIABLE SPEED FOOT CONTROL BUILT-IN COOLING SYSTEM CONVENIENT FORWARD/REVERSE HAND/FOOT AND VARIABLE CONTROLS ON THE FRONT PANEL.. | SUPPLEMENTARY DENTAL SUPPLIES
4066 | 4215162402300 | SURGICAL HANDPIECE RIGHT ANGLE (HEAD FOR DRILLING AND SCREW DRIVER HEAD).. | SUPPLEMENTARY DENTAL SUPPLIES
4067 | 4215162402400 | HIGH SPEED HANDPIECE, STANDARD HEAD, CONTRA ANGLE, AIR TURBINE WITH FIBER OPTIC LIGHT, SPEED RANGE MORE THAN 325, 000 RPM, POWER 26 WATT OR MORE, FG PUSH BUTTON AUTOCHUCK, CERAMIC BALL BEARING, INTERNAL AIR/WATER COOLANT, WATER ANTI-RETRACTION VALVE, INTERNAL MICROFILTER, PORT SPRAY 4-5 HOLES, COMPATIBLE WITH EXISTING QUICK COUPLING OF EACH HOSPITAL SYSTEM | DENTAL GENERAL SUPPLIES
4068 | 4215162402500 | HIGH SPEED HANDPIECE, STANDARD HEAD, CONTRA ANGLE, AIR TURBINE WITH FIBER OPTIC LIGHT, SPEED RANGE MORE THAN 325, 000 RPM, POWER 26 WATT OR MORE, FRICTION GRIP (Ø 1.6) PUSH BUTTON AUTOCHUCK, CERAMIC BALL BEARING, INTERNAL AIR/WATER COOLANT, WATER ANTI-RETRACTION VALVE, INTERNAL MICROFILTER, PORT SPRAY 4-5 HOLES, COMPATIBLE WITH EXISTING DIRECT (FIXED) COUPLING OF EACH HOSPITAL SYSTEM | DENTAL GENERAL SUPPLIES
4069 | 4215162402600 | HIGH SPEED HANDPIECE, WITH FIBER OPTIC LIGHT, MINI HEAD HEIGHT NOT MORE THAN 13MM AND DIAMETER NOT MORE THAN 11MM, CONTRA ANGLE, AIR TURBINE, SPEED RANGE +325, 000 RPM, POWER 21 WATT OR MORE, FG, SMOOTH NON SLIPPERY BODY WITH SCRATCH RESISTANCE SURFACE, PUSH BUTTON AUTOCHUCK, CERAMIC BALL BEARING, INTERNAL AIR/WATER COOLANT, WATER ANTI-RETRACTION VALVE, INTERNAL MICROFILTER, PORT SPRAY 4-5 HOLES, COMPATIBLE WITH EXISTING QUICK COUPLING OF EACH HOSPITAL SYSTEM | DENTAL GENERAL SUPPLIES
4070 | 4215162402700 | HIGH SPEED AIR TURBINE HANDPIECE, WITH FIBER OPTIC LIGHT, MINI HEAD HEIGHT NOT MORE THAN 13MM AND DIAMETER NOT MORE THAN 11MM, CONTRA ANGLE, SPEED RANGE +325, 000 RPM, POWER 21 WATT OR MORE, FG, PUSH BUTTON AUTOCHUCK, CERAMIC BALL BEARING, INTERNAL AIR/WATER COOLANT, WATER ANTI-RETRACTION VALVE, INTERNAL MICROFILTER, PORT SPRAY 4-5 HOLES, COMPATIBLE WITH EXCITING DIRECT (FIXED) COUPLING OF EACH HOSPITAL SYSTEM | DENTAL GENERAL SUPPLIES
4071 | 4215162402800 | HIGH SPEED HANDPIECE, STANDARD HEAD, CONTRA ANGLE, AIR TURBINE WITHOUT FIBER OPTIC LIGHT, SPEED RANGE MORE THAN 325, 000 RPM, POWER 26 WATT OR MORE, FG, SMOOTH NON SLIPPERY BODY WITH SCRATCH RESISTANCE SURFACE, PUSH BUTTON AUTOCHUCK, CERAMIC BALL BEARING, INTERNAL AIR/WATER COOLANT, WATER ANTI-RETRACTION VALVE, INTERNAL MICROFILTER, PORT SPRAY 4-5 HOLES, COMPATIBLE WITH DIRECT (FIXED) COUPLING OF EACH HOSPITAL SYSTEM | DENTAL GENERAL SUPPLIES
4072 | 4215162402900 | ELECTRIC LOW SPEED HANDPIECE WITHOUT FIBER OPTIC LIGHT CONTRA ANGLE ISO INTERFACE GEAR RATIO (1:1) RA TYPE PUSH BUTTON AUTOCHUCK CERAMIC BALL BEARING INTERNAL AIR/WATER COOLANT PORT SPRAY 1-3 HOLES...,<(>,<)> | DENTAL GENERAL SUPPLIES
4073 | 4215162403000 | ELECTRIC LOW SPEED HANDPIECE WITH FIBER OPTIC LIGHT CONTRA ANGLE ISO INTERFACE GEAR RATIO (1:1) RA TYPE PUSH BUTTON AUTOCHUCK CERAMIC BALL BEARING INTERNAL AIR/WATER COOLANT PORT SPRAY 1-3 HOLES | DENTAL GENERAL SUPPLIES
4074 | 4215162403100 | CONTRA ANGLE HANDPIECE E - TYPE CONNECTION INTERNAL AIR AND WATER COOLING INCREASING GEAR RATIO 1 5 FOR FG SHUCK (TURBINE BURS) | DENTAL GENERAL SUPPLIES
4075 | 4215162403200 | ELECTRIC HIGH SPEED HANDPIECE, WITH FIBER OPTIC LIGHT, CONTRA ANGLE, ISO INTERFACE, GEAR RATIO (1:5), FG, PUSH BUTTON AUTOCHUCK, CERAMIC BALL BEARING, INTERNAL AIR/WATER COOLANT, PORT SPRAY 3-5 HOLES | DENTAL GENERAL SUPPLIES
4076 | 4215162403300 | DENTAL BUR HOLDER AUTOCLAVABLE ENABLE LONG AND SHORT BURS NOT DAMAGED BY STERILIZATION AND ULTRASONIC CLEANING CONTAINING DRAINING HOLES IN THE BOTTOM OF BUR HOLDER ANTIRUST CONTAINS 10 TO 14 HOLES DIFFERENT COLORS MINIMUM OF SIX COLORS | DENTAL GENERAL SUPPLIES
4077 | 4215162403400 | SURGICAL HANDPIECE RIGHT ANGLE (SCREW DRIVER 2.0/2.3R DRILL PIT) DIFFERENT LENGTHS 5-9MM.. | SUPPLEMENTARY DENTAL SUPPLIES
4078 | 4215162403500 | DENTAL PLASTIC FILLING INSTRUMENT, STAINLESS STEEL, DOUBLE ENDED, SIZE SMALL/MEDIUM | DENTAL GENERAL SUPPLIES
4079 | 4215162403600 | PLASTIC FILLING INSTRUMENT SET FOR COMPOSITE RESTORATIVE HIGH GLOSS POLISHED OR TEPHLONATED DIFFERENT SHAPES MINIMUM 4 INSTRUMENT/SET ONE EACH (EA)=ONE (1) SET | DENTAL GENERAL SUPPLIES
4080 | 4215162403700 | PLASTIC FILLING INSTRUMENT STAINLESS STEEL DOUBLE ENDED SIZE LARGE | DENTAL GENERAL SUPPLIES
4081 | 4215162403800 | ELECTRIC STRAIGHT HANDPIECE, WITH FIBER OPTIC LIGHT, ISO INTERFACE, GEAR RATIO (1:1), HP TYPE, CERAMIC BALL BEARING, INTERNAL AIR/WATER COOLANT, PORT SPRAY 1-3 HOLES | DENTAL GENERAL SUPPLIES
4082 | 4215162404600 | WIRELESS PORTABLE ENDODONTIC MOTOR, FOR ROOT CANAL FILE SYSTEM, WITH APEX LOCATOR, GEAR TORQUE 6:1, WITH AT LEAST 3 HANDPIECE HEAD | DENTAL GENERAL SUPPLIES
4083 | 4215162404700 | HIGH SPEED AIR TURBINE HANDPIECE, IMPACT AIR 45 DEGREE, STANDARD HEAD, HEIGHT NOT MORE THAN 14MM, AND HEAD DIAMETER NOT MORE THAN 13MM, CONTRA ANGLE, WITH FIBER OPTIC LIGHT, SPEED RANGE MORE THAN 325, 000 RPM, POWER 26 WATT OR MORE, FG, SMOOTH NON SLIPPERY BODY WITH SCRATCH RESISTANCE SURFACE, PUSH BUTTON AUTOCHUCK, CERAMIC BALL BEARING, EXHAUST AIR BACK TO DENTAL UNIT, INTERNAL AIR/WATER COOLANT, WATER ANTI-RETRACTION VALVE, INTERNAL MICROFILTER, PORT SPRAY 4-5 HOLES, COMPATIBLE WITH EXISTING QUICK COUPLING OF EACH HOSPITAL SYSTEM | DENTAL GENERAL SUPPLIES
4084 | 4215162406100 | HANDPIECE IMPLANTOLOGY CONTRA-ANGLE WITHOUT LIGHT EXTERNAL IRRIGATION COMPATIBLE WITH EACH HOSPITAL IMPLANT MOTOR SYSTEM. | SUPPLEMENTARY DENTAL SUPPLIES
4085 | 4215162406200 | HANDPIECE HEADS FIT NITI ROTARY FILES RECIPROCATING AND ROTATION MOTIONS COMPATIBLE WITH EACH HOSPITAL SYSTEM | DENTAL GENERAL SUPPLIES
4086 | 4215162406300 | ELECTRIC STRAIGHT HANDPIECE, WITH FIBER OPTIC LIGHT, ISO INTERFACE, GEAR RATIO (1:1), HP TYPE, ANGLED FOR EASY ACCESS, CAN BE DISMANTLED, CERAMIC BALL BEARING, EXTERNAL AIR/WATER COOLANT, LEVER CHUCK, PORT SPRAY 1-3 HOLES | DENTAL GENERAL SUPPLIES
4087 | 4215162406400 | WIRELESS PORTABLE ENDODONTIC MOTOR FOR ROOT CANAL FILE SYSTEM WITHOUT APEX LOCATOR GEAR TORQUE 6:1 WITH AT LEAST 3 HANDPIECE HEAD. | DENTAL GENERAL SUPPLIES
4088 | 4215162406500 | PIEZOELECTRIC HANDPIECE WITHOUT LIGHT DESIGNED FOR GENERAL CLINICAL / USE. SUPPORTS MULTIPLE ULTRASONIC TIP TYPES FOR DIVERSE DENTAL / PROCEDURES. AUTOCLAVABLE UP TO 135°C WITH UNIVERSAL CONNECTION TO / PIEZOELECTRIC UNITS. FULLY COMPATIBLE WITH EACH HOSPITAL SYSTEM. /.- | DENTAL GENERAL SUPPLIES
4089 | 4215162406600 | PIEZOELECTRIC HANDPIECE WITH INTEGRATED LED ILLUMINATION FOR ENHANCED / VISIBILITY. COMPATIBLE WITH A WIDE RANGE OF ULTRASONIC TIPS FOR SCALING / PERIODONTICS ENDODONTICS AND IMPLANT CARE. ERGONOMIC DESIGN / AUTOCLAVABLE UP TO 135°C WITH UNIVERSAL CONNECTION TO PIEZOELECTRIC / UNITS. FULLY COMPATIBLE WITH EACH HOSPITAL SYSTEM..- | DENTAL GENERAL SUPPLIES
4090 | 4215162406700 | SILICONE HOSE FOR MICROMOTOR HANDPIECE CONNECTION SUITABLE FOR E-TYPE LOW-SPEED ATTACHMENTS INCLUDING POWER SUPPLY LINE AND AIR LINES MEDICAL-GRADE FLEXIBLE SILICONE MATERIAL NON-AUTOCLAVABLE CLEANABLE WITH DISINFECTANTS COLOR-CODED INTERNAL LINES OUTER SHEATH DIAMETER NOT EXCEEDING 11MM COMPATIBLE WITH DENTAL DELIVERY UNITS | DENTAL GENERAL SUPPLIES
4091 | 4215162406800 | SILICONE HOSE FOR HIGH-SPEED TURBINE HANDPIECE CONNECTION MULTI-LINE DESIGN INCLUDING DRIVE AIR EXHAUST AIR SPRAY AIR WATER LINE AND OPTIONAL ELECTRIC CABLES OR FIBER OPTIC LINE FOR 6-HOLE CONFIGURATIONS NON-AUTOCLAVABLE SURFACE CLEANABLE FLEXIBLE MEDICAL-GRADE SILICONE MATERIAL OUTER DIAMETER ≤ 11MM COLOR-CODED INTERNAL TUBES COMPATIBLE WITH EXISTING DENTAL UNIT SYSTEMS. | DENTAL GENERAL SUPPLIES
4092 | 4215162406900 | ORAL ORTHODONTIC INTERPROXIMAL REDUCTION (IPR) MECHANICAL CONTRA-ANGLE HANDPIECE KIT, 4:1 GEAR RATIO, RECIPROCATING DRIVEN SYSTEM, C OMPATIBLE WITH STANDARD ISO E-TYPE LOW SPEED MOTORS. | DENTAL GENERAL SUPPLIES
4093 | 4215162500000 | SCALING KIT CASSETTES DIMENSION 290 X 184 X 34 MM FOR 13 INSTRUMENTS UNIQUELY SOPHISTICATED ERGONOMIC DESIGN WITH REVOLUTIONARY NEW HOLEPATTERN FO R OPTIMAL USE IN THERMODISINFECTOR. IMS INFINITY SERIES CASSETTES ARE MADE OF LONG LASTING LOW MAINTENANCE STAINLESS STEEL. DURABLE, COLORED SI LICONE RAILS SECURELY HOLD INSTRUMENTS THROUGHOUT PROCESSING CYCLE. ERGONOMIC LATCH WITH POSITIVE LOCKING MECHANISM IS SAFE AND EASY - TO - USE, ALLOWS ONE - HANDED OPENING AND VISUAL CONFIRMATION IF THE CASSETTE IS LOCKED/UNLOCKED. REVOLUTIONARY NEW HOLE PATTERN DESIGN CREATES 30% ADDITIONAL OPEN AREA FOR MORE ACCESS DURING CLEANING AND STERILIZATION, AND IS COMPATIBLE WITH CURRENT CLEANING EQUIPMENT, INCLUDING AUTOMATED WASHERS. INNOVATIVE COLOR - CODED SILICONE RAIL SYSTEM, AVAILABLE IN 11 COLOR OPTIONS, SIGNIFICANTLY REDUCES INSTRUMENT CONTACT BY UP TO 59%, ALLOWING FOR MORE WATER FLOW WHILE PROTECTING THE INSTRUMENTS DURING REPROCESSING.HIGH QUALITY, ELECTRO POLISHED STAINLESS STEEL PROTECT | DENTAL GENERAL SUPPLIES
4094 | 4215162700500 | MOUTH MIRROR, DISPOSABLE, PLASTIC, 100/PACK | DENTAL GENERAL SUPPLIES
4095 | 4215162700600 | MOUTH MIRROR NON-MAGNIFYING FRONT SURFACE (RADIUM COATED) SIMPLE STEM AUTOCLAVABLE STAINLESS STEEL SIZE 4 | DENTAL GENERAL SUPPLIES
4096 | 4215162700700 | MOUTH MIRROR NON-MAGNIFYING FRONT SURFACE (RADIUM COATED) SIMPLE STEM AUTOCLAVABLE STAINLESS STEEL SIZE 5 | DENTAL GENERAL SUPPLIES
4097 | 4215162700800 | MOUTH MIRROR NON-MAGNIFYING PLANE SURFACE SIMPLE STEM AUTOCLAVABLE STAINLESS STEEL SIZE 3 | DENTAL GENERAL SUPPLIES
4098 | 4215162700900 | MOUTH MIRROR HANDLE SOLID SIMPLE STEM | DENTAL GENERAL SUPPLIES
4099 | 4215162701000 | MOUTH MIRROR NON-MAGNIFYING PLANE SURFACE SIMPLE STEM AUTOCLAVABLE STAINLESS STEEL SIZE 5 | DENTAL GENERAL SUPPLIES
4100 | 4215162701100 | MOUTH MIRROR NON-MAGNIFYING PLANE SURFACE SIMPLE STEM AUTOCLAVABLE STAINLESS STEEL SIZE 4 | DENTAL GENERAL SUPPLIES
4101 | 4215162800100 | GLASS SLAB FOR MIXING DENTAL MATERIALS 15 X 8 X 2 (0.5 MM) | DENTAL GENERAL SUPPLIES
4102 | 4215162900200 | ENDODONTIC RING KIT AND INSERTS | DENTAL GENERAL SUPPLIES
4103 | 4215162900300 | ENDODONTIC FILE STAND FOR CHAIRSIDE STORAGE OF ROOT CANAL INSTRUMENTS DURING ENDODONTIC TREATMENT RESISTANT TO CHEMICAL SOLUTIONS AUTOCLAVABLE APPROXIMATE DIAMETER 2 - 2.5 INCHES | DENTAL GENERAL SUPPLIES
4104 | 4215162900400 | ENDO BOX FILE HOLDER AND ORGANIZER WITH 50 - 200 HOLES AND CALIBRATED RULER | DENTAL GENERAL SUPPLIES
4105 | 4215163000300 | INSTRUMENT TEMPORARY FILLING, FLAT END, SMALL, DOUBLE ENDED, AUTOCLAVABLE | DENTAL GENERAL SUPPLIES
4106 | 4215163000400 | INSTRUMENT TEMPORARY FILLING FLAT END MEDIUM DOUBLE ENDED AUTOCLAVABLE | DENTAL GENERAL SUPPLIES
4107 | 4215163100700 | COUPLER FOR OAE COMPATIBLE WITH END USER EQUIPMENT AND TESTS | EAR, NOSE & THROAT SUPPLIES (ENT)
4108 | 4215163100800 | ENDODONTIC EXPLORER SIZE NO. 16 STAINLESS STEEL DOUBLE ENDED | DENTAL GENERAL SUPPLIES
4109 | 4215163100900 | 15 UNC PERIODONTAL PROBE STAINLESS STEEL COLOR - CODED | DENTAL GENERAL SUPPLIES
4110 | 4215163101000 | WHO PERIODONTAL PROBE STAINLESS STEEL | DENTAL GENERAL SUPPLIES
4111 | 4215163101100 | NABERS FURCATION PROBE, STAINLESS STEEL, COLOR - CODED | DENTAL GENERAL SUPPLIES
4112 | 4215163101200 | WILLIAMS PERIODONTAL PROBE STAINLESS STEEL DOUBLE ENDED | DENTAL GENERAL SUPPLIES
4113 | 4215163101300 | DENTAL EXPLORER PROBE NO. 8 A STAINLESS STEEL | DENTAL GENERAL SUPPLIES
4114 | 4215163101400 | DENTAL EXPLORER, SINGLE ENDED, BAYONET SHAPE SERIES, STAINLESS STEEL | DENTAL GENERAL SUPPLIES
4115 | 4215163101500 | DENTAL EXPLORER DOUBLE ENDED NO. 5 1 END SICKLE SHAPED 1 END POINTED WITH HOOK STAINLESS STEEL | DENTAL GENERAL SUPPLIES
4116 | 4215163102000 | PERIODONTAL PROBE STAINLESS STEEL FIGURE (PCP2) HANDLE 6 | DENTAL GENERAL SUPPLIES
4117 | 4215163200600 | K-FILE ENDODONTIC STAINLESS STEEL WITH PRE - INSERTED SILICONE STOPS SIZE 10 LENGTH 21 MM ONE EACH (EA)=ONE (1) PACK | DENTAL GENERAL SUPPLIES
4118 | 4215163200900 | K - FILE STAINLESS STEEL PRE - INSERTED SILICONE STOPS LENGTH 25 MM SIZE 8 6/BOX ONE EACH (EA)=ONE (1) PACK | DENTAL GENERAL SUPPLIES
4119 | 4215163209200 | PELLET, COTTON PELLET, SIZE 2 | DENTAL GENERAL SUPPLIES
4120 | 4215163209300 | SET OF DIAMOND BURS FOR CROWN PREPARATION , NOT LESS THAN 6 BURS, FG, ASSORTED DIAMETER, SHAPE AND GRITS | DENTAL GENERAL SUPPLIES
4121 | 4215163210000 | SOLUTION CONCENTRATED FIXER FOR AUTOMATIC PROCESSING TO PREPARE 10 GALLONS OR EQUIVALENT OF DILUTED SOLUTION.... | SUPPLEMENTARY GEN.SUPPLIES NURS,BURN
4122 | 4215163210300 | GUTTA PERCHA POINTS VARIABLE TAPER DESIGNED TO MATCH WITH ROTARY SYSTEM SIZE X2 ONE EACH (EA)=ONE (1) PACK | DENTAL GENERAL SUPPLIES
4123 | 4215163211700 | K - FILE STAINLESS STEEL PRE - INSERTED SILICONE STOPS LENGTH 25 MM SIZE 15 - 40 6/BOX ONE EACH (EA)=ONE (1) PACK | DENTAL GENERAL SUPPLIES
4124 | 4215163212200 | PERIODONTAL JACQUETTE SCALER DOUBLE ENDED STAINLESS STEEL. | DENTAL GENERAL SUPPLIES
4125 | 4215163212400 | NASAL HOOD FOR NITROUS OXIDE SEDATION SYSTEM, SINGLE-USE, MEDIUM SIZE, COMPATIBLE WITH THE HOSPITAL’S NITROUS OXIDE/OXYGEN SEDATION SYSTEM. | DENTAL GENERAL SUPPLIES
4126 | 4215163212500 | NASAL HOOD FOR NITROUS OXIDE SEDATION SYSTEM, SINGLE-USE, SMALL SIZE, COMPATIBLE WITH THE HOSPITAL’S NITROUS OXIDE/OXYGEN SEDATION SYSTEM. | DENTAL GENERAL SUPPLIES
4127 | 4215163212600 | DISPOSABLE AIR/WATER TIPS WITH ADAPTOR | DENTAL GENERAL SUPPLIES
4128 | 4215163215700 | PEESO REAMERS STAINLESS STEEL RA LENGTH 32 MM SIZE 1 4/BOX ONE EACH (EA)=ONE (1) PACK | DENTAL GENERAL SUPPLIES
4129 | 4215163215800 | PEESO REAMERS STAINLESS STEEL RA LENGTH 32 MM SIZE 2 4/BOX ONE EACH (EA)=ONE (1) PACK | DENTAL GENERAL SUPPLIES
4130 | 4215163215900 | PEESO REAMERS STAINLESS STEEL RA LENGTH 32 MM SIZE 3 4/BOX ONE EACH (EA)=ONE (1) PACK | DENTAL GENERAL SUPPLIES
4131 | 4215163216000 | PEESO REAMERS STAINLESS STEEL RA LENGTH 32 MM SIZE 4 4/BOX ONE EACH (EA)=ONE (1) PACK | DENTAL GENERAL SUPPLIES
4132 | 4215163216100 | PEESO REAMERS STAINLESS STEEL RA LENGTH 32 MM SIZE 5 4/BOX ONE EACH (EA)=ONE (1) PACK | DENTAL GENERAL SUPPLIES
4133 | 4215163216200 | PEESO REAMERS STAINLESS STEEL RA LENGTH 32 MM SIZE 6 4/BOX ONE EACH (EA)=ONE (1) PACK | DENTAL GENERAL SUPPLIES
4134 | 4215163216300 | PEESO REAMERS STAINLESS STEEL RA LENGTH 28 MM SIZE 1 4/BOX ONE EACH (EA)=ONE (1) PACK | DENTAL GENERAL SUPPLIES
4135 | 4215163216400 | PEESO REAMERS STAINLESS STEEL RA LENGTH 28 MM SIZE 2 4/BOX ONE EACH (EA)=ONE (1) PACK | DENTAL GENERAL SUPPLIES
4136 | 4215163216500 | PEESO REAMERS STAINLESS STEEL RA LENGTH 28 MM SIZE 3 4/BOX ONE EACH (EA)=ONE (1) PACK | DENTAL GENERAL SUPPLIES
4137 | 4215163216600 | PEESO REAMERS STAINLESS STEEL RA LENGTH 28 MM SIZE 4 4/BOX ONE EACH (EA)=ONE (1) PACK | DENTAL GENERAL SUPPLIES
4138 | 4215163216700 | PEESO REAMERS STAINLESS STEEL RA LENGTH 28 MM SIZE 5 4/BOX ONE EACH (EA)=ONE (1) PACK | DENTAL GENERAL SUPPLIES
4139 | 4215163216800 | PEESO REAMERS STAINLESS STEEL RA LENGTH 28 MM SIZE 6 4/BOX ONE EACH (EA)=ONE (1) PACK | DENTAL GENERAL SUPPLIES
4140 | 4215163216900 | PEESO REAMERS STAINLESS STEEL RA LENGTH 28 MM SIZE ASSORTED 1 - 6 4/BOX ONE EACH (EA)=ONE (1) PACK | DENTAL GENERAL SUPPLIES
4141 | 4215163217000 | PAPER POINTS PRE - STERILIZED CELLS SIZE 15 200 POINTS/BOX ONE EACH (EA)=ONE (1) PACK | DENTAL GENERAL SUPPLIES
4142 | 4215163217100 | PAPER POINTS PRE - STERILIZED CELLS SIZE 25 200 POINTS/BOX ONE EACH (EA)=ONE (1) PACK | DENTAL GENERAL SUPPLIES
4143 | 4215163217900 | ENDODONTIC ROTARY RETREATMENT FILES 16 MM PACK OF 6 ONE EACH (EA)=ONE (1) PACK | DENTAL GENERAL SUPPLIES
4144 | 4215163218000 | ENDODONTIC ROTARY RETREATMENT FILES 18 MM PACK OF 6 ONE EACH (EA)=ONE (1) PACK | DENTAL GENERAL SUPPLIES
4145 | 4215163218100 | ENDODONTIC ROTARY RETREATMENT FILES 22 MM PACK OF 6 ONE EACH (EA)=ONE (1) PACK | DENTAL GENERAL SUPPLIES
4146 | 4215163218200 | NASAL HOOD FOR NITROUS OXIDE SEDATION SYSTEM, SINGLE-USE, LARGE SIZE, COMPATIBLE WITH THE HOSPITAL’S NITROUS OXIDE/OXYGEN SEDATION SYSTEM. | DENTAL GENERAL SUPPLIES
4147 | 4215163218300 | PEESO REAMERS STAINLESS STEEL RA LENGTH 32 MM SIZE ASSORTED 1 - 6 4/BOX ONE EACH (EA)=ONE (1) PACK | DENTAL GENERAL SUPPLIES
4148 | 4215163218500 | H - FILE STAINLESS STEEL PRE - INSERTED SILICONE STOPS LENGTH 21 MM SIZE 45 - 80 6/BOX ONE EACH (EA)=ONE (1) PACK | DENTAL GENERAL SUPPLIES
4149 | 4215163500000 | SALIVA EJECTOR NOT LESS THAN 14CM LONG WITH DEEP SLIT AND LARGE DIAMETER WITH VEIN FORCING WIRE DISPOSABLE | DENTAL GENERAL SUPPLIES
4150 | 4215163500200 | SURGICAL ASPIRATOR TIPS KIT, AUTOCLAVABLE, DOUBLE BEND, FITS IN HIGH VOLUME SUCTION, DIAMETER OF OPENING 4 X 5 MM | DENTAL GENERAL SUPPLIES
4151 | 4215163500400 | SURGICAL ASPIRATOR TIPS, PLASTIC, DIAMETER 1/4 INCHES | DENTAL GENERAL SUPPLIES
4152 | 4215163500500 | SURGICAL SUCTION TIP 5 MM DIAMETER AUTOCLAVABLE.. | SUPPLEMENTARY DENTAL SUPPLIES
4153 | 4215163600600 | GOLDMAN FOX UNIVERSAL SCALER SIZE 1 DOUBLE ENDED STAINLESS STEEL | DENTAL GENERAL SUPPLIES
4154 | 4215163600700 | GOLDMAN FOX CURETTE SIZE 2 DOUBLE ENDED STAINLESS STEEL. | DENTAL GENERAL SUPPLIES
4155 | 4215163600800 | GOLDMAN FOX CURETTE SIZE 4 ROUND STAINLESS STEEL DOUBLE ENDED | DENTAL GENERAL SUPPLIES
4156 | 4215163600900 | GOLDMAN FOX CURETTE SIZE 5 ROUND STAINLESS STEEL DOUBLE ENDED | DENTAL GENERAL SUPPLIES
4157 | 4215163601000 | GOLDMAN FOX CURETTE SIZE 6 ROUND STAINLESS STEEL DOUBLE ENDED | DENTAL GENERAL SUPPLIES
4158 | 4215163601100 | STANDARD GRACEY CURETTE SIZE 1/2 ROUND STAINLESS STEEL DOUBLE ENDED | DENTAL GENERAL SUPPLIES
4159 | 4215163601200 | STANDARD GRACEY CURETTE SIZE 3/4 ROUND STAINLESS STEEL DOUBLE ENDED | DENTAL GENERAL SUPPLIES
4160 | 4215163601300 | STANDARD GRACEY CURETTE SIZE 5/6 ROUND STAINLESS STEEL DOUBLE ENDED | DENTAL GENERAL SUPPLIES
4161 | 4215163601400 | STANDARD GRACEY CURETTE SIZE 7/8 ROUND STAINLESS STEEL DOUBLE ENDED | DENTAL GENERAL SUPPLIES
4162 | 4215163601500 | STANDARD GRACEY CURETTE SIZE 9/10 ROUND STAINLESS STEEL DOUBLE ENDED | DENTAL GENERAL SUPPLIES
4163 | 4215163601600 | STANDARD GRACEY CURETTE SIZE 11/12 STAINLESS STEEL DOUBLE ENDED | DENTAL GENERAL SUPPLIES
4164 | 4215163601700 | STANDARD GRACEY CURETTE SIZE 13/14 ROUND STAINLESS STEEL DOUBLE ENDED | DENTAL GENERAL SUPPLIES
4165 | 4215163601800 | STANDARD GRACEY CURETTE SIZE 15/16 ROUND STAINLESS STEEL DOUBLE ENDED | DENTAL GENERAL SUPPLIES
4166 | 4215163601900 | MINI GRACEY CURETTE SIZE 1/2 ROUND STAINLESS STEEL DOUBLE ENDED | DENTAL GENERAL SUPPLIES
4167 | 4215163602000 | MINI GRACEY CURETTE SIZE 3/4 ROUND STAINLESS STEEL DOUBLE ENDED | DENTAL GENERAL SUPPLIES
4168 | 4215163602100 | MINI GRACEY CURETTE SIZE 5/6 ROUND STAINLESS STEEL DOUBLE ENDED | DENTAL GENERAL SUPPLIES
4169 | 4215163602200 | MINI GRACEY CURETTE SIZE 7/8 ROUND STAINLESS STEEL DOUBLE ENDED | DENTAL GENERAL SUPPLIES
4170 | 4215163602300 | MINI GRACEY CURETTE SIZE 9/10 ROUND STAINLESS STEEL DOUBLE ENDED | DENTAL GENERAL SUPPLIES
4171 | 4215163602400 | MINI GRACEY CURETTE SIZE 11/12 ROUND STAINLESS STEEL DOUBLE ENDED | DENTAL GENERAL SUPPLIES
4172 | 4215163602500 | MINI GRACEY CURETTE SIZE 13/14 ROUND STAINLESS STEEL DOUBLE ENDED | DENTAL GENERAL SUPPLIES
4173 | 4215163602600 | LANGER CURETTE SIZE 1/2 ROUND STAINLESS STEEL DOUBLE ENDED | DENTAL GENERAL SUPPLIES
4174 | 4215163602700 | LANGER CURETTE SIZE 3/4 ROUND STAINLESS STEEL DOUBLE ENDED | DENTAL GENERAL SUPPLIES
4175 | 4215163602800 | LANGER CURETTE SIZE 5/6 ROUND STAINLESS STEEL DOUBLE ENDED | DENTAL GENERAL SUPPLIES
4176 | 4215163603200 | DENTAL SCALER GOLDMAN STAINLESS STEEL DOUBLE ENDED SIZE 6/7 HANDLE #6 | DENTAL GENERAL SUPPLIES
4177 | 4215163603300 | PORTABLE ULTRASONIC SCALER WITH MULTIPLE TIPS WITH LED HANDPIECE INCLUDING INDEPENDENT IRRIGATION TANK FOR SOLUTION | DENTAL GENERAL SUPPLIES
4178 | 4215163700100 | ENDODONTIC FINGER RULER PORTABLE DEVICE FOR SETTING WORKING LENGTH STAINLESS STEEL | DENTAL GENERAL SUPPLIES
4179 | 4215163800500 | ASSORTMENT SET OF DENTAL LABORATORY SCISSORS 3 PCS/SET.. | SUPPLEMENTARY DENTAL SUPPLIES
4180 | 4215163800700 | CROWN SCISSORS, STAINLESS STEEL, CURVED 90 MM SHORT | DENTAL GENERAL SUPPLIES
4181 | 4215163800800 | CROWN SCISSORS STAINLESS STEEL CURVED 110 MM LONG | DENTAL GENERAL SUPPLIES
4182 | 4215163800900 | SCISSORS FOR THIN STEEL AND PRECIOUS METAL SHEETS CURVED | DENTAL GENERAL SUPPLIES
4183 | 4215163801100 | CROWN CUTTING SCISSORS STRAIGHT | DENTAL GENERAL SUPPLIES
4184 | 4215163900500 | DENTAL PLASTER SPATULA LARGE.. | SUPPLEMENTARY DENTAL SUPPLIES
4185 | 4215163901500 | INSTRUMENT DENTAL SPATULA #6 SATIN STEEL HANDLE | DENTAL GENERAL SUPPLIES
4186 | 4215163901600 | WAX SPATULA STAINLESS STEEL HANDLE DOUBLE ENDED SIZE #31. | SUPPLEMENTARY DENTAL SUPPLIES
4187 | 4215163901700 | WAX SPATULA STAINLESS STEEL HANDLE DOUBLE ENDED SIZE #7. | SUPPLEMENTARY DENTAL SUPPLIES
4188 | 4215164000300 | BRACKET CLAMPING HOLDER WITH LOCK BLADE AT THE END OF THE TWEEZERS | DENTAL GENERAL SUPPLIES
4189 | 4215164000400 | COLLEGE TWEEZERS, CURVED, STAINLESS STEEL, SELF - LOCKING, SERRATED PATTERN | DENTAL GENERAL SUPPLIES
4190 | 4215164000500 | COLLEGE TWEEZERS SERRATED PATTERN 15 CM LONG STAINLESS STEEL | DENTAL GENERAL SUPPLIES
4191 | 4215164000600 | TWEEZERS MERRIAM SERRATED PATTERN 16 CM LONG STAINLESS STEEL | DENTAL GENERAL SUPPLIES
4192 | 4215164100100 | WAX CARVER ASH #5 INSTRUMENT. | SUPPLEMENTARY DENTAL SUPPLIES
4193 | 4215164100300 | PKT WAX CARVER STAINLESS STEEL DOUBLE-ENDED SIZE 4. | SUPPLEMENTARY DENTAL SUPPLIES
4194 | 4215164100400 | PKT WAX CARVER STAINLESS STEEL DOUBLE-ENDED SIZE 2. | SUPPLEMENTARY DENTAL SUPPLIES
4195 | 4215164100500 | PKT WAX CARVER STAINLESS STEEL DOUBLE-ENDED SIZE 1. | SUPPLEMENTARY DENTAL SUPPLIES
4196 | 4215164100600 | PKT WAX CARVER STAINLESS STEEL DOUBLE-ENDED SIZE 3. | SUPPLEMENTARY DENTAL SUPPLIES
4197 | 4215164100700 | PKT WAX CARVER STAINLESS STEEL DOUBLE-ENDED SIZE 5. | SUPPLEMENTARY DENTAL SUPPLIES
4198 | 4215164200000 | PERIODONTAL KNIFE KIRKLAND #15K/16K STAINLESS STEEL | DENTAL GENERAL SUPPLIES
4199 | 4215164400300 | MOUTH PROP SILICONE RUBBER SET OF SMALL | DENTAL GENERAL SUPPLIES
4200 | 4215164400400 | MOUTH PROP SILICONE RUBBER SET OF MEDIUM | DENTAL GENERAL SUPPLIES
4201 | 4215164400500 | MOUTH PROP SILICONE RUBBER SET OF LARGE | DENTAL GENERAL SUPPLIES
4202 | 4215164400600 | MOUTH PROP SILICONE RUBBER SET OF SMALL MEDIUM AND LARGE | DENTAL GENERAL SUPPLIES
4203 | 4215164400700 | MOLT MOUTH GAGS STAINLESS STEEL WITH SILICON TUBING ADULT (13CM) AND CHILDREN (11CM).. | SUPPLEMENTARY DENTAL SUPPLIES
4204 | 4215164401000 | MOUTH GAG (MOLT DESIGN) PEDODONTIC SIZE 11 CM STAINLESS STEEL ONE EACH (EA)=ONE (1) PACK | DENTAL GENERAL SUPPLIES
4205 | 4215164800200 | ELECTRONIC DIGITAL POINTED - JAW CALIPER, 4 INCHES (101.6 MM), MEASURES IN INCH AND MILLIMETERS | DENTAL GENERAL SUPPLIES
4206 | 4215164800600 | BOLEY GAUGE | DENTAL GENERAL SUPPLIES
4207 | 4215164800700 | SLIDING CALIPER FOR MEASURING THE DISTANCE BETWEEN THE IMPLANTS AND BETWEEN IMPLANTS AND TEETH WITH MEASURE RANGE 0 - 100 MM, TITANIUM OR STAINLESS STEEL | DENTAL GENERAL SUPPLIES
4208 | 4215164800800 | RIDGE MAPPING CALIPER FOR CHECKING BONE WIDTH, RANGE FROM 0 - 15 MM | DENTAL GENERAL SUPPLIES
4209 | 4215164800900 | IWANSON SPRING CALIPER FOR METAL FREE MEASURING THICKNESS OF CROWNS AND SPACES.. | SUPPLEMENTARY DENTAL SUPPLIES
4210 | 4215165100800 | ELASTIC SEPARATORS RADIOPAQUE MEDIUM | DENTAL GENERAL SUPPLIES
4211 | 4215165500400 | COLD VITALITY TESTER SPRAY (PULP VITALITY TEST), ETHYL CHLORIDE, ODORLESS WITH NOZZLE | DENTAL GENERAL SUPPLIES
4212 | 4215165500500 | COLD VITALITY TESTER SPRAY (PULP VITALITY TEST) 1 1 1 2 - TETRAFLUOROETHANE ODORLESS WITH NOZZLE | DENTAL GENERAL SUPPLIES
4213 | 4215165600300 | ENDODONTIC HAND SPREADER, NICKEL TITANIUM, SINGLE ENDED, SIZE FINE | DENTAL GENERAL SUPPLIES
4214 | 4215165600500 | ENDODONTIC HAND SPREADER, STAINLESS STEEL, SINGLE ENDED, SIZE 20 | DENTAL GENERAL SUPPLIES
4215 | 4215165600600 | ENDODONTIC HAND SPREADER STAINLESS STEEL SINGLE ENDED SIZE FINE | DENTAL GENERAL SUPPLIES
4216 | 4215165800000 | FLOSS DENTAL SUPER UNWAXED 15 - 50 METERS. | DENTAL GENERAL SUPPLIES
4217 | 4215165800300 | DENTAL FLOSS THREADER 10ENVELOPE 100. | DENTAL GENERAL SUPPLIES
4218 | 4215166001000 | CERAMIC BRUSH FOR CERAMIC BUILD UP SYNTHETIC HAIR SIZE 000.. | SUPPLEMENTARY DENTAL SUPPLIES
4219 | 4215166001400 | INTRACORONAL PROPHY BRUSH, RA, LATCH TYPE | DENTAL GENERAL SUPPLIES
4220 | 4215166001700 | CERAMIC BRUSH FOR CERAMIC BUILD UP SYNTHETIC HAIR SIZE 3.. | SUPPLEMENTARY DENTAL SUPPLIES
4221 | 4215166001800 | CERAMIC BRUSH FOR CERAMIC BUILD UP SYNTHETIC HAIR SIZE 5.. | SUPPLEMENTARY DENTAL SUPPLIES
4222 | 4215166001900 | FLAT BRUSH FOR OPAQUE - GLAZED ADAPT SYNTHETIC HAIR SIZE 4.. | SUPPLEMENTARY DENTAL SUPPLIES
4223 | 4215166002100 | FLAT BRUSH FOR OPAQUE - GLAZED ADAPT SYNTHETIC HAIR SIZE 6.. | SUPPLEMENTARY DENTAL SUPPLIES
4224 | 4215166002300 | APPLICATOR BRUSH FOR LIQUID SEPARATOR.. | SUPPLEMENTARY DENTAL SUPPLIES
4225 | 4215166002400 | FLAT BRUSH FOR OPAQUE - GLAZED ADAPT SYNTHETIC HAIR SIZE 2.. | SUPPLEMENTARY DENTAL SUPPLIES
4226 | 4215166002500 | FLAT BRUSH FOR OPAQUE - GLAZED ADAPT SYNTHETIC HAIR SIZE 1.. | SUPPLEMENTARY DENTAL SUPPLIES
4227 | 4215166002600 | CERAMIC BRUSH FOR CERAMIC BUILD UP SYNTHETIC HAIR SIZE 0.. | SUPPLEMENTARY DENTAL SUPPLIES
4228 | 4215166002700 | CERAMIC BRUSH FOR CERAMIC BUILD UP SYNTHETIC HAIR SIZE 14.. | SUPPLEMENTARY DENTAL SUPPLIES
4229 | 4215166002800 | CERAMIC BRUSH FOR CERAMIC BUILD UP SYNTHETIC HAIR SIZE 10.. | SUPPLEMENTARY DENTAL SUPPLIES
4230 | 4215166002900 | CERAMIC BRUSH FOR CERAMIC BUILD UP SYNTHETIC HAIR SIZE 00.. | SUPPLEMENTARY DENTAL SUPPLIES
4231 | 4215166003000 | CERAMIC BRUSH FOR CERAMIC BUILD UP SYNTHETIC HAIR SIZE 8.. | SUPPLEMENTARY DENTAL SUPPLIES
4232 | 4215166003100 | CERAMIC BRUSH FOR CERAMIC BUILD UP SYNTHETIC HAIR SIZE 7.. | SUPPLEMENTARY DENTAL SUPPLIES
4233 | 4215166003800 | BENDABLE BRISTLE BRUSH APPLICATORS SINGLE -ENDED LONG HANDLE | DENTAL GENERAL SUPPLIES
4234 | 4215166004100 | REFLECTIVE PAD SALIVA ABSORBENT, SIZE SMALL | DENTAL GENERAL SUPPLIES
4235 | 4215166004200 | REFLECTIVE PAD SALIVA ABSORBENT SIZE LARGE | DENTAL GENERAL SUPPLIES
4236 | 4215166100000 | DENTAL INSTRUMENT SIG CASSETTE, 16-INSTRUMENT, RED | DENTAL GENERAL SUPPLIES
4237 | 4215167200000 | FAN -TYPE RAPID EXPANDER: STANDERED. | SUPPLEMENTARY DENTAL SUPPLIES
4238 | 4215167200100 | FAN -TYPE RAPID EXPANDER 7MM WITH FOUR ARMS: MINI.. | SUPPLEMENTARY DENTAL SUPPLIES
4239 | 4215167600300 | DENTAL LABORATORY PLASTER KNIFE STANDARD.. | SUPPLEMENTARY DENTAL SUPPLIES
4240 | 4215167600400 | DENTAL LABORATORY WAX KNIFE SIZE LARGE.. | SUPPLEMENTARY DENTAL SUPPLIES
4241 | 4215168200000 | BARBED BROACH ENDODONTIC SS COLOR CODED PLASTIC HANDLE LENGTH 21 MM PURPLE XXXX - F N/S ONE EACH (EA) = ONE (1) PACK | DENTAL GENERAL SUPPLIES
4242 | 4215168200100 | BARBED BROACH ENDODONTIC SS COLOR CODED PLASTIC HANDLE LENGTH 21 MM WHITE XXX - F N/S ONE EACH (EA) = ONE (1) PACK | DENTAL GENERAL SUPPLIES
4243 | 4215168200200 | BARBED BROACH ENDODONTIC SS COLOR CODED PLASTIC HANDLE LENGTH 21 MM YELLOW XX - F N/S ONE EACH (EA) = ONE (1) PACK | DENTAL GENERAL SUPPLIES
4244 | 4215168200300 | BARBED BROACH ENDODONTIC SS COLOR CODED PLASTIC HANDLE LENGTH 21 MM RED X - FINE N/S ONE EACH (EA) = ONE (1) PACK | DENTAL GENERAL SUPPLIES
4245 | 4215168200400 | BARBED BROACH ENDODONTIC SS COLOR CODED PLASTIC HANDLE LENGTH 21 MM BLUE FINE N/S ONE EACH (EA) = ONE (1) PACK | DENTAL GENERAL SUPPLIES
4246 | 4215168200500 | BARBED BROACH ENDODONTIC SS COLOR CODED PLASTIC HANDLE LENGTH 21 MM GREEN MEDIUM N/S ONE EACH (EA) = ONE (1) PACK | DENTAL GENERAL SUPPLIES
4247 | 4215168200600 | BARBED BROACH ENDODONTIC SS COLOR CODED PLASTIC HANDLE LENGHT 21 MM BLACK COARSE N/S ONE EACH (EA) = ONE (1) PACK | DENTAL GENERAL SUPPLIES
4248 | 4215168201300 | BARBED BROACH ENDODONTIC SS COLOR CODED PLASTIC SET ASSORTED SIZE F/M/C ONE EACH (EA)=ONE (1) PACK | DENTAL GENERAL SUPPLIES
4249 | 4215168500100 | HOLDER, MOSQUITO FORCEPS WITH HOOK, STRAIGHT | DENTAL GENERAL SUPPLIES
4250 | 4215168500300 | MOSQUITO FORCEPS WITH HOOK, CURVED | DENTAL GENERAL SUPPLIES
4251 | 4215168500900 | HOOKUP AER LEAK TEST CONNECTOR FUJINON OR EQUIVALENT FLEXIBLE ENDOSCOPE VENTING PORT. | ENDOSCOPY CONSUMABLES SUPPLIES
4252 | 4215168501000 | HOOKUP AER LEAK TEST CONNECTOR OLYMPUS OR EQUIVALENT FLEXIBLE ENDOSCOPE VENTING PORT. | ENDOSCOPY CONSUMABLES SUPPLIES
4253 | 4215168501100 | HOOKUP AER LEAK TEST CONNECTOR PENTAX OR EQUIVALENT FLEXIBLE ENDOSCOPE VENTING PORT. | ENDOSCOPY CONSUMABLES SUPPLIES
4254 | 4215168501200 | HOOKUP DSD/SSD OLYMPUS OR EQUIVALENT BRONCHOSCOPE ADAPTER. | ENDOSCOPY CONSUMABLES SUPPLIES
4255 | 4215168501300 | HOOKUP DSD/SSD OLYMPUS OR EQUIVALENT CONNECTOR. | ENDOSCOPY CONSUMABLES SUPPLIES
4256 | 4215168501500 | HOOKUP OLYMPUS OR EQUIVALENT ULTRASOUND BRONCHOSCOPE. | ENDOSCOPY CONSUMABLES SUPPLIES
4257 | 4215168501600 | HOOKUP SET WITH AUXILIARY CHANNEL FOR DIFFERENT ENDOSCOPE CHANNELS COMPATIBLE WITH EACH HOSPITAL MACHINE. | ENDOSCOPY CONSUMABLES SUPPLIES
4258 | 4215168600200 | INTERNAL / CRESTAL APPROACH SINUS LIFT KIT. | SUPPLEMENTARY DENTAL SUPPLIES
4259 | 4215168800100 | SINUS OSTEOTOMES SET OF 5 STRAIGHT HANDLES WITH CONCAVE TIP ADJUSTABLE STOPS AND WRENCH FOR ELEVATION OF MAXILLARY SINUS FLOOR IN STAINLESS STEEL CASSETTE 1. STRAIGHT HANDLE OSTEOTOME WITH CONCAVE TIP DIAMETER OF THE TIP RANGE FROM 2 - 2.7 MM 2. STRAIGHT HANDLE OSTEOTOME WITH CONCAVE TIP DIAMETER OF THE TIP RANGE FROM 3 - 3.5 MM 3. STRAIGHT HANDLE OSTEOTOME WITH CONCAVE TIP DIAMETER OF THE TIP RANGE FROM 3.6 - 4 MM 4. STRAIGHT HANDLE OSTEOTOME WITH CONCAVE TIP DIAMETER OF THE TIP RANGE FROM 4.1 - 4.6 MM 5. STRAIGHT HANDLE OSTEOTOME WITH CONCAVE TIP DIAMETER OF THE TIP RANGE FROM 4.7 - 5 MM. | SUPPLEMENTARY DENTAL SUPPLIES
4260 | 4215168802300 | MINI LAMBOTTE OSTEOTOME STAINLESS STEEL CURVED 13CM APPROXIMATE WORKING END WIDTH: LARGE (10-14MM TIP).-.. | SUPPLEMENTARY DENTAL SUPPLIES
4261 | 4215168802400 | MINI LAMBOTTE OSTEOTOME STAINLESS STEEL CURVED 13CM APPROXIMATE WORKING END WIDTH: MEDIUM (6-8MM TIP).-.. | SUPPLEMENTARY DENTAL SUPPLIES
4262 | 4215168802500 | MINI LAMBOTTE OSTEOTOME STAINLESS STEEL CURVED 13CM APPROXIMATE WORKING END WIDTH: SMALL (2-4MM).-.. | SUPPLEMENTARY DENTAL SUPPLIES
4263 | 4215168802600 | MINI LAMBOTTE OSTEOTOME STAINLESS STEEL CURVED 17CM APPROXIMATE WORKING END WIDTH: LARGE (10-14MM TIP).-.. | SUPPLEMENTARY DENTAL SUPPLIES
4264 | 4215168802700 | MINI LAMBOTTE OSTEOTOME STAINLESS STEEL CURVED 17CM APPROXIMATE WORKING END WIDTH: MEDIUM (6-8MM TIP).-.. | SUPPLEMENTARY DENTAL SUPPLIES
4265 | 4215168802800 | MINI LAMBOTTE OSTEOTOME STAINLESS STEEL CURVED 17CM APPROXIMATE WORKING END WIDTH: SMALL (2-4MM).-.. | SUPPLEMENTARY DENTAL SUPPLIES
4266 | 4215168802900 | MINI LAMBOTTE OSTEOTOME STAINLESS STEEL STRAIGHT 13CM APPROXIMATE WORKING END WIDTH: LARGE (10-14MM TIP).-.. | SUPPLEMENTARY DENTAL SUPPLIES
4267 | 4215168803000 | MINI LAMBOTTE OSTEOTOME STAINLESS STEEL STRAIGHT 17CM APPROXIMATE WORKING END WIDTH: LARGE (10-14MM TIP).-.. | SUPPLEMENTARY DENTAL SUPPLIES
4268 | 4215168803100 | MINI LAMBOTTE OSTEOTOME STAINLESS STEEL STRAIGHT 17CM APPROXIMATE WORKING END WIDTH: MEDIUM (6-8MM TIP).-.. | SUPPLEMENTARY DENTAL SUPPLIES
4269 | 4215168803200 | MINI LAMBOTTE OSTEOTOME STAINLESS STEEL STRAIGHT 17CM APPROXIMATE WORKING END WIDTH: SMALL (2-4MM).-.. | SUPPLEMENTARY DENTAL SUPPLIES
4270 | 4215168803300 | OBWEGESER WEDGE OSTEOTOME STAINLESS STEEL 22CM APPROXIMATE 16MM TIP.-.. | SUPPLEMENTARY DENTAL SUPPLIES
4271 | 4215168803400 | OBWEGESER WEDGE OSTEOTOME STAINLESS STEEL 22CM APPROXIMATE 8MM TIP.-.. | SUPPLEMENTARY DENTAL SUPPLIES
4272 | 4215168803500 | OBWGEEZER OSTEOTOME NASAL SEPTUM DOUBLE-GUARDED OSTEOTOME STAINLESS STEEL 18CM APPROXIMATE BLADE WIDTH: 6MM.-.. | SUPPLEMENTARY DENTAL SUPPLIES
4273 | 4215168803600 | OSTEOTOME TESSIER HENDERSON CURVED 20CM STAINLESS STEEL WORKING END WIDTH: 15MM.. | SUPPLEMENTARY DENTAL SUPPLIES
4274 | 4215168803700 | OSTEOTOME TESSIER HENDERSON CURVED 20CMX15MM STAINLESS STEEL WORKING END WIDTH: 20MM.-.. | SUPPLEMENTARY DENTAL SUPPLIES
4275 | 4215169100300 | APEX LOCATOR CONTAIN NOT LESS THAN 3 SETTING MEMORY AND CANAL LENGTH INDICATOR BAR WITH PROBE CORD, FIVE FILE HOLDER, FIVE CONTRARY ELECTRODE, ONE TESTER AND ONE LONG FILE HOLDER | DENTAL GENERAL SUPPLIES
4276 | 4215169100400 | CONDUCTIVE APEX PUTTY REPLICATE PERIAPICAL RADIOLUCENCY. | SUPPLEMENTARY DENTAL SUPPLIES
4277 | 4215169200000 | CORDLESS OBTURATION TO FILL CANALS WITH GUTTA PERCHA IN FORM OF WARM VERTICAL TECHNIQUE WITH HEAT SOURCE INCLUDING AT LEAST THREE DIFFERENT SIZES OF HEATING TIPS | DENTAL GENERAL SUPPLIES
4278 | 4215169301500 | 2% CHLORHEXIDINE CANAL IRRIGATION SOLUTION, 480 ML BOTTLE | DENTAL GENERAL SUPPLIES
4279 | 4215169301600 | 10% CARBAMIDE AND 15% EDTA ROOT CANAL CONDITIONER 3 ML 2/PACK ONE EACH (EA)=ONE (1) PACK | DENTAL GENERAL SUPPLIES
4280 | 4215169301700 | FORMOCRESOL, (10-60 ML) | DENTAL GENERAL SUPPLIES
4281 | 4215169301800 | ROOT CANAL REPAIR MATERIAL MINERAL TRIOXIDE AGGREGATE (MTA) NORMAL SETTING IN THE PRESENCE OF MOISTURE RESISTANCE TO MARGINAL LEAKAGE AND REDUCTION OF BACTERIAL MIGRATION NORMAL HEALING RESPONSE WITHOUT INFLAMMATION EASY CLINICAL MANIPULATION TOOTH COLORED FORMULA BIOCOMPATIBILITY PACK OF 4 - 6 G ONE EACH (EA)=ONE (1) PACK | DENTAL GENERAL SUPPLIES
4282 | 4215169303100 | FILE C+ ENDODONTIC STAINLESS STEEL WITH PRE - INSERTED SILICONE STOPS SIZE 08 LENGTH 25MM ONE EACH (EA) = ONE (1) PACK | DENTAL GENERAL SUPPLIES
4283 | 4215169303200 | FILE C+ ENDODONTIC STAINLESS STEEL WITH PRE - INSERTED SILICONE STOPS SIZE 06 LENGTH 25 MM ONE EACH (EA) = ONE (1) PACK | DENTAL GENERAL SUPPLIES
4284 | 4215169303300 | FILE C+ ENDODONTIC STAINLESS STEEL WITH PRE - INSERTED SILICONE STOPS SIZE 06 LENGTH 21 MM ONE EACH (EA) = ONE (1) PACK | DENTAL GENERAL SUPPLIES
4285 | 4215169303400 | FILE C+ ENDODONTIC STAINLESS STEEL WITH PRE - INSERTED SILICONE STOPS SIZE 08 LENGTH 21 MM ONE EACH (EA) = ONE (1) PACK | DENTAL GENERAL SUPPLIES
4286 | 4215169700000 | SURGICAL ASPIRATOR TIPS, PLASTIC, DIAMETER 1/8 INCHES | DENTAL GENERAL SUPPLIES
4287 | 4215169700100 | SURGICAL ASPIRATOR TIPS, PLASTIC, DIAMETER 1/16 INCHES | DENTAL GENERAL SUPPLIES
4288 | 4215169700800 | MINI LAMBOTTE OSTEOTOME STAINLESS STEEL STRAIGHT 13CM APPROXIMATE WORKING END WIDTH: MEDIUM (6-8CM TIP).. | SUPPLEMENTARY DENTAL SUPPLIES
4289 | 4215169700900 | OBWEGESER OSTEOTOME FOR ALVEOLAR PROCESS STAINLESS STEEL 15CM APPROXIMATE 6MM TIP APPROXIMATE.. | SUPPLEMENTARY DENTAL SUPPLIES
4290 | 4215169701000 | SOFTENING AGENT REDUCES HARDNESS TO SHORE A 15-20... | SUPPLEMENTARY DENTAL SUPPLIES
4291 | 4215169701800 | GOLD CYLINDER FOR SCREW RETAINED 4 TO 4.45 MM.. | SUPPLEMENTARY DENTAL SUPPLIES
4292 | 4215169702100 | TRANSFER MAGNET/ MINI TRANSFER MAGNET HEIGHT 3.2MM DIAMETER 4.5MM.. | SUPPLEMENTARY DENTAL SUPPLIES
4293 | 4215169702200 | TRANSFER MAGNET/ MAXI TRANSFER MAGNET HEIGHT 3.9MM DIAMETER 5.5MM.. | SUPPLEMENTARY DENTAL SUPPLIES
4294 | 4215169702300 | PROSTHESIS LIP MAGNET/MICRO LIP MAGNET 1.99MM 4.5MM.. | SUPPLEMENTARY DENTAL SUPPLIES
4295 | 4215169702400 | PROSTHESIS LIP MAGNET/MINI LIP MAGNET 3.20MM 4.5MM.. | SUPPLEMENTARY DENTAL SUPPLIES
4296 | 4215169702500 | PROSTHESIS LIP MAGNET/MIDI LIP MAGNET 3.20MM 5.5MM.. | SUPPLEMENTARY DENTAL SUPPLIES
4297 | 4215169702600 | NON-LIPPED PROSTHESIS MAGNET/MINI MICRO MAGNET HEIGHT 1.85MM DIAMETER 4.5MM.. | SUPPLEMENTARY DENTAL SUPPLIES
4298 | 4215169702700 | NON-LIPPED PROSTHESIS MAGNET/MICRO MAGNET 1.99MM 4.5MM.. | SUPPLEMENTARY DENTAL SUPPLIES
4299 | 4215169702800 | NON-LIPPED PROSTHESIS MAGNET/MINI MAGNET 3.20MM 4.5MM.. | SUPPLEMENTARY DENTAL SUPPLIES
4300 | 4215169702900 | NON-LIPPED PROSTHESIS MAGNET/MIDI MAGNET 3.20MM 5.5MM.. | SUPPLEMENTARY DENTAL SUPPLIES
4301 | 4215169703000 | NON-LIPPED PROSTHESIS MAGNET/MAXI MAGNET 3.90MM 5.5MM.. | SUPPLEMENTARY DENTAL SUPPLIES
4302 | 4215169703100 | AURICULAR MAGNET MAXI LONG LIP HEIGHT 3.90 D 5.5 11.5 FORCE.. | SUPPLEMENTARY DENTAL SUPPLIES
4303 | 4215169703300 | DRY PIGMENT KIT COSMETIC GRADE DRY POWDERS USED BOTH INTRINSICALLY AND EXTRINSICALLY TO COLOR SILICONE MATERIALS... | SUPPLEMENTARY DENTAL SUPPLIES
4304 | 4215169703500 | OCULAR IMPRESSION TRAY OCULAR IMPRESSION TRAYS AVAILABLE IN VARIOUS SIZES.. | SUPPLEMENTARY DENTAL SUPPLIES
4305 | 4215169703700 | "WAX LADLE WAX MELTING LADLE WITH NATURAL WOODEN HANDLE.".. | SUPPLEMENTARY DENTAL SUPPLIES
4306 | 4215170600200 | TRIPLE SYRINGE DISPOSABLE AND FLEXIBLE NOZZLE WITH SUITABLE ATTACHMENT FOR DIFFERENT TYPES OF SYRINGES 1 ADAPTER FOR EVERY FOUR BOXES (TYPE T O BE DECIDED) 100/BOX | DENTAL GENERAL SUPPLIES
4307 | 4215170604900 | DISPOSABLE DENTAL EXAMINATION KIT, STERILE, CONTAINING: MOUTH MIRROR, COTTON TWEEZERS, DENTAL EXPLORER, DENTAL BIB, AND PLASTIC TRAY. ONE EACH (EA) = ONE (1) KIT | DENTAL GENERAL SUPPLIES
4308 | 4215180200100 | ENDODONTIC BUCHANAN PLUGGER KIT, OPTIMALLY DESIGNED FOR THE BUCHANAN CONTINUOUS WAVE OF CONDENSATION TECHNIQUE, HEAT PLUGGERS DELIV ER CONSISTENT HEAT, KIT INCLUDED FIVE STANDARD SIZES; . XF 0.04, F 0.06, FM 0.08, M 0.10, ML 0.12 | DENTAL GENERAL SUPPLIES
4309 | 4215180200500 | ENDODONTIC BUCHANAN ROOT CANAL PLUGGER SET, A TAPERED NICKEL - TITANIUM END AND A STAINLESS STEEL END, SIZE 0, 1, 2, (3 INSTRUMENT/SET) | DENTAL GENERAL SUPPLIES
4310 | 4215180200600 | ROOT CANAL HAND PLUGGER, TAPERED, STAINLESS STEEL, DOUBLE ENDED, SIZE 0.4 MM | DENTAL GENERAL SUPPLIES
4311 | 4215180200700 | ROOT CANAL HAND PLUGGER, TAPERED, STAINLESS STEEL, DOUBLE ENDED, SIZE 0.5 MM | DENTAL GENERAL SUPPLIES
4312 | 4215180200800 | ROOT CANAL HAND PLUGGER, TAPERED STAINLESS STEEL, DOUBLE ENDED, SIZE 0.6 MM | DENTAL GENERAL SUPPLIES
4313 | 4215180200900 | ROOT CANAL HAND PLUGGER, TAPERED STAINLESS STEEL, DOUBLE ENDED, SIZE 0.7 MM | DENTAL GENERAL SUPPLIES
4314 | 4215180201000 | DENTAL IMPLANT CLEANING INSTRUMENTS KIT PLASTIC TIPS WITH SATIN STEEL HANDLE TIPS INCLUDE LANGER 1/2 BARNHART 5/6 COLUMBIA 4R 4 L 204S AND H6/H7 UNIVERSAL CURETTE.. | SUPPLEMENTARY DENTAL SUPPLIES
4315 | 4215180202900 | AUTOMIX MIXING TIP FOR LIGHT-BODY ADDITION SILICONE IMPRESSION MATERIAL, UNIVERSAL YELLOW | DENTAL GENERAL SUPPLIES
4316 | 4215180203000 | AUTOMIX MIXING TIP FOR TEMPORARY CROWN AND BRIDGE MATERIAL, RATIO 1:1 | DENTAL GENERAL SUPPLIES
4317 | 4215180203100 | AUTOMIX MIXING TIP FOR CORE BUILD-UP MATERIAL, RESIN CEMENT AND TEMPORARY CEMENT, RATIO 1:1, UNIVERSAL BROWN | DENTAL GENERAL SUPPLIES
4318 | 4215180300400 | AMALGAM SINGLE SPILL NON - GAMMA 2 - ULTRA FINE ADMIX - TOTALLY AMALGAMATED PARTICLES - LOW ALLOY MERCURY RATIO - ZINC FREE (0.02% OR LESS) - SILVER CONTE NT NOT LESS THAN 50% - COPPER CONTENT 15 - 30% - TIN CONTENT NOT LESS THAN 25 - 32% - REGULAR SETTING TIME 50 CAPSULE/PACK ONE EACH (EA)=ONE (1) PACK | DENTAL GENERAL SUPPLIES
4319 | 4215180300500 | AMALGAM SINGLE SPILL NON - GAMMA 2 - ULTRA FINE SPHERICAL - TOTALLY AMALGAMATED PARTICLES - LOW ALLOY MERCURY RATIO - ZINC FREE (0.02% OR LESS) - SILVER CONTENT NOT LESS THAN 50% - COPPER CONTENT 15 - 30% - TIN CONTENT NOT LESS THAN 25 - 32% - REGULAR SETTING TIME 50 CAPSULE/PACK ONE EACH (EA)=ONE (1) PACK | DENTAL GENERAL SUPPLIES
4320 | 4215180300600 | AMALGAM SINGLE SPILL NON - GAMMA 2 - ULTRA FINE ADMIX - TOTALLY AMALGAMATED PARTICLES - LOW ALLOY MERCURY RATIO - ZINC FREE (0.02% OR LESS) SILVER CONTENT NOT LESS THAN 50% - COPPER CONTENT 15 - 30% - TIN CONTENT NOT LESS THAN 25 - 32% - FAST SETTING TIME 50 CAPSULE/PACK ONE EACH (EA)=ONE (1) PACK | DENTAL GENERAL SUPPLIES
4321 | 4215180300700 | AMALGAM DOUBLE SPILL NON - GAMMA 2 - ULTRA FINE SPHERICAL - TOTALLY AMALGAMATED PARTICLES - LOW ALLOY MERCURY RATIO - ZINC FREE (0.02% OR LESS) - SILVER CONTENT NOT LESS THAN 50% - COPPER CONTENT 15 - 30% - TIN CONTENT NOT LESS THAN 25 - 32% - REGULAR SETTING TIME 50 CAPSULE/PACK ONE EACH (EA)=ONE (1) PACK | DENTAL GENERAL SUPPLIES
4322 | 4215180300800 | AMALGAM DOUBLE SPILL NON - GAMMA 2 - ULTRA FINE ADMIX - TOTALLY AMALGAMATED PARTICLES - LOW ALLOY MERCURY RATIO - ZINC FREE (0.02% OR LESS) - SILVER CONTENT NOT LESS THAN 50% - COPPER CONTENT 15 - 30% - TIN CONTENT NOT LESS THAN 25 - 32% - FAST SETTING TIME 50 CAPSULE/PACK ONE EACH (EA)=ONE (1) PACK | DENTAL GENERAL SUPPLIES
4323 | 4215180300900 | AMALGAM TRIPLE SPILL NON - GAMMA 2 - ULTRA FINE ADMIX - TOTALLY AMALGAMATED PARTICLES - LOW ALLOY MERCURY RATIO - ZINC FREE (0.02% OR LESS) - SILVER CONTENT NOT LESS THAN 50% - COPPER CONTENT 15 - 30% - TIN CONTENT NOT LESS THAN 25 - 32% REGULAR SET 50 CAPSULE/PACK ONE EACH (EA)=ONE (1) PACK | DENTAL GENERAL SUPPLIES
4324 | 4215180400000 | GINGIVAL CORD APPLICATOR/PACKER STAINLESS STEEL SMALL SIZE | DENTAL GENERAL SUPPLIES
4325 | 4215180400100 | GINGIVAL CORD APPLICATOR/PACKER STAINLESS STEEL LARGE SIZE | DENTAL GENERAL SUPPLIES
4326 | 4215180400200 | DENTAL GINGIVAL CORD PACKER 113 SERRATED #6 SATIN STEEL HANDLE | DENTAL GENERAL SUPPLIES
4327 | 4215180500000 | COMPOSITE FINISHING AND POLISHING DISC KIT, EXTRA-THIN DISCS, ASSORTED TWO DISC DIAMETERS, FOUR FINISHING AND POLISHING GRITS (EXTRA FINE, FINE, MEDIUM, AND COARSE), COMPLETE WITH THE REQUIRED MOUNTING ACCESSORIES, NOT LESS THAN 100 DISCS PER KIT. ONE EACH (EA) = ONE (1) KIT. | DENTAL GENERAL SUPPLIES
4328 | 4215180501400 | BLASTING MATERIAL SPECIAL ALUMINUM OXIDE FOR CHROME COBALT ALLOYS PARTICLE SIZE 250 MICRONS APPROXIMATELY 8 KG.. | SUPPLEMENTARY DENTAL SUPPLIES
4329 | 4215180501800 | TITANIUM CUTTING DISC 1.5 X 0.025 INCH.. | SUPPLEMENTARY DENTAL SUPPLIES
4330 | 4215180501900 | CUTTING DISCS ULTRA THIN FOR CUTTING OF SPRUES CARBORUNDUM 0.009 X 7/8 DIAMETER 25 DISCS/BOX + MANDREL.. | SUPPLEMENTARY DENTAL SUPPLIES
4331 | 4215180502300 | ULTRA FLEX CUTTING DISC 7/8 X 0.006 INCH FOR METAL AND CERAMIC WITH MANDREL.. | SUPPLEMENTARY DENTAL SUPPLIES
4332 | 4215180502400 | ULTRA THIN DISCS FOR CUTTING SPRUE THICKNESS 0.25 MM DIAMETER 2.2 CM.. | SUPPLEMENTARY DENTAL SUPPLIES
4333 | 4215180502600 | CYLINDRICAL RUBBER, BROWN, PRE - POLISHER FOR METAL, ISO# 658 - 900 - 114 - 503 - 060 | DENTAL GENERAL SUPPLIES
4334 | 4215180503200 | "MANDREL FELT CONE TO BE MOUNTED ON SCREW TYPE LARGE SIZE.".. | SUPPLEMENTARY DENTAL SUPPLIES
4335 | 4215180503300 | MANDREL FELT WHEEL TO BE MOUNTED ON SCREW TYPE HP... | SUPPLEMENTARY DENTAL SUPPLIES
4336 | 4215180504100 | MOUNTED RUBBER POLISHING POINTS GREEN.. | SUPPLEMENTARY DENTAL SUPPLIES
4337 | 4215180504500 | COMPOSITE FINISHING AND POLISHING DISC KIT, ASSORTED TWO DISC DIAMETERS, FOUR ALUMINUM OXIDE FINISHING AND POLISHING GRITS (SUPER FINE, FINE, MEDIUM, AND COARSE), COMPLETE WITH THE REQUIRED MOUNTING ACCESSORIES, NOT LESS THAN 100 DISCS PER KIT. ONE EACH (EA) = ONE (1) KIT. | DENTAL GENERAL SUPPLIES
4338 | 4215180504600 | DISC DIAMOND HP FLEXI ISO NO. 806 - 104 - 289 - 534 - 100.. | SUPPLEMENTARY DENTAL SUPPLIES
4339 | 4215180504700 | FAST CUTTING DISCS CARBORUNDUM FIBER REINFORCED CUT OFF DISC (CUTTER) 2.5 INCH DIAMETER 0.035 INCH (THICK).. | SUPPLEMENTARY DENTAL SUPPLIES
4340 | 4215180504800 | BUR DIAMOND DISC HP MEDIUM GRIT SIZE 22.0 MM ISO 806-104-510-524-220.. | SUPPLEMENTARY DENTAL SUPPLIES
4341 | 4215180504900 | HEATLESS SILICONE CARBIDE ABRASIVE WHEEL 1 INCH DIAMETER X 3 MM THICK.. | SUPPLEMENTARY DENTAL SUPPLIES
4342 | 4215180505000 | METAL POLSHING WHEEL FOR ALL ALLOYS NON - CONTAMINATING 1 MM WIDE.. | SUPPLEMENTARY DENTAL SUPPLIES
4343 | 4215180505300 | CONTOURING AND POLISHING DISCS FOR COMPOSITE, CERAMIC AND GLASS IONOMER RESTORATIONS, REFILL 3/8 INCH, COARSE | DENTAL GENERAL SUPPLIES
4344 | 4215180505400 | CONTOURING AND POLISHING DISCS FOR COMPOSITE, CERAMIC AND GLASS IONOMER RESTORATIONS, REFILL 3/8 INCH, MEDIUM | DENTAL GENERAL SUPPLIES
4345 | 4215180505500 | CONTOURING AND POLISHING DISCS FOR COMPOSITE, CERAMIC AND GLASS IONOMER RESTORATIONS, REFILL 3/8 INCH, FINE | DENTAL GENERAL SUPPLIES
4346 | 4215180505600 | CONTOURING AND POLISHING DISCS FOR COMPOSITE, CERAMIC AND GLASS IONOMER RESTORATIONS, REFILL 3/8 INCH, SUPERFINE | DENTAL GENERAL SUPPLIES
4347 | 4215180505700 | CONTOURING AND POLISHING DISCS FOR COMPOSITE, CERAMIC AND GLASS IONOMER RESTORATIONS, REFILL 1/2 INCH, COARSE | DENTAL GENERAL SUPPLIES
4348 | 4215180505800 | CONTOURING AND POLISHING DISCS FOR COMPOSITE, CERAMIC AND GLASS IONOMER RESTORATIONS, REFILL 1/2 INCH, MEDIUM | DENTAL GENERAL SUPPLIES
4349 | 4215180505900 | CONTOURING AND POLISHING DISCS FOR COMPOSITE, CERAMIC AND GLASS IONOMER RESTORATIONS, REFILL 1/2 INCH, FINE | DENTAL GENERAL SUPPLIES
4350 | 4215180506000 | CONTOURING AND POLISHING DISCS FOR COMPOSITE, CERAMIC AND GLASS IONOMER RESTORATIONS, REFILL 1/2 INCH, SUPERFINE | DENTAL GENERAL SUPPLIES
4351 | 4215180506100 | DISC DIAMOND HP ISO NO. 806 - 104 - 321 - 524 - 200.. | SUPPLEMENTARY DENTAL SUPPLIES
4352 | 4215180506200 | DISC, SEPARATING, ABRASIVE, ULTRAFINE 7/8 X 0.006 - 0.009 INCH (22.2 X 0.15 TO 0.22 MM), 25/BOX | DENTAL GENERAL SUPPLIES
4353 | 4215180506300 | BUR RUBBER POINTS GREEN FOR HI - SHINE POLISH HP ISO# 658 - 104 - 292 - 503 - 045.. | SUPPLEMENTARY DENTAL SUPPLIES
4354 | 4215180506400 | BUR, RUBBER POINTS, DARK BROWN FOR CHROME COBALT POLISHING, ISO# 658 - 900 - 114 - 534 - 070 | DENTAL GENERAL SUPPLIES
4355 | 4215180506500 | BUR, RUBBER POINTS, BROWN, PRE - POLISHER FOR METAL, ISO# 658 - 900 - 114 - 513 - 060 | DENTAL GENERAL SUPPLIES
4356 | 4215180506600 | LINEN POLISHING MOP WITH LEATHER BASE LARGE 80 - 100 MM DIAMETER.. | SUPPLEMENTARY DENTAL SUPPLIES
4357 | 4215180506700 | DENTAL LABORATORY BRUSHES (HAIR) FOR SHINING ACRYLIC 3 ROWS.. | SUPPLEMENTARY DENTAL SUPPLIES
4358 | 4215180506800 | MANDREL FELT CONE MOUNTED ON STRAIGHT HP.. | SUPPLEMENTARY DENTAL SUPPLIES
4359 | 4215180506900 | THIN DISC FOR CUTTING SPRUES CARBORUNDUM THICKNESS 0.5 MM DIAMETER 2.2 CM.. | SUPPLEMENTARY DENTAL SUPPLIES
4360 | 4215180507000 | RUBBER WHEEL WHITE FOR PORCELAIN POLISH MEDIUM ISO# 658 - 900 - 372 - 525 - 220 | DENTAL GENERAL SUPPLIES
4361 | 4215180507100 | DISC, RUBBER, PINK FOR PORCELAIN POLISH, EXTRA FINE, ISO# 658 - 900 - 372 - 515 - 220 | DENTAL GENERAL SUPPLIES
4362 | 4215180507200 | DISC, RUBBER, GREEN FOR HI - SHINE POLISH, ISO# 658 - 900 - 372 - 503 - 220 | DENTAL GENERAL SUPPLIES
4363 | 4215180507300 | DISC, RUBBER, DARK BROWN FOR CHROME COBALT POLISHING, ISO# 618 - 900 - 372 - 534 - 220 | DENTAL GENERAL SUPPLIES
4364 | 4215180507400 | FAST CUTTING DISCS CARBORUNDUM FIBER REINFORCED CUT OFF DISC (CUTTER) 2.5 INCH DIAMETER 0.035 INCH (THIN).. | SUPPLEMENTARY DENTAL SUPPLIES
4365 | 4215180507500 | DISC DIAMOND HP HYPER - FLEX ISO NO. 806 - 104 - 355 - 514 - 220.. | SUPPLEMENTARY DENTAL SUPPLIES
4366 | 4215180507600 | POLISHING BRUSH FOR ACRYLIC 3 ROWS +75 DIAMETER.. | SUPPLEMENTARY DENTAL SUPPLIES
4367 | 4215180507700 | POLISHING BRUSH FOR ACRYLIC 3 ROWS LESS THAN 50 DIAMETER.. | SUPPLEMENTARY DENTAL SUPPLIES
4368 | 4215180507800 | BLASTING MATERIAL SPECIAL ALUMINUM OXIDE PARTICLE SIZE 100 - 120 MICRONS APPROXIMATELY 8 KG.. | SUPPLEMENTARY DENTAL SUPPLIES
4369 | 4215180507900 | POLISHING WHEEL FOR PORCELAIN EXTRA FINE(RUBBER).. | SUPPLEMENTARY DENTAL SUPPLIES
4370 | 4215180508000 | DISC DIAMOND ULTRA THIN FLEXIBLE 0.10 X 22 MM TWO SIDED.. | SUPPLEMENTARY DENTAL SUPPLIES
4371 | 4215180508100 | DISC DIAMOND THIN 0.18 X 22 MM TWO SIDED.. | SUPPLEMENTARY DENTAL SUPPLIES
4372 | 4215180508200 | DISC LARGE PLASTER CUTTING DISC FOR CUTTING OUT DIES FROM THE PLASTER ARCH AND USED FOR CERAMICS AND ACRYLICS DIAMETER 30 - 50 MM THICKNESS 0.15 - 0.25 MM.. | SUPPLEMENTARY DENTAL SUPPLIES
4373 | 4215180508300 | PLASTER CUTTING DISC FOR CUTTING OUT DIES FROM THE PLASTER ARCH AND USED FOR CERAMICS AND ACRYLICS DIAMETER 70 - 90 MM THICKNESS 0.15 - 0.25 MM.. | SUPPLEMENTARY DENTAL SUPPLIES
4374 | 4215180508400 | MUSLIN WHEEL BUFF 3 INCH DIAMETER 30 PLY FOR POLISHING ACRYLIC.. | SUPPLEMENTARY DENTAL SUPPLIES
4375 | 4215180508500 | BUR, POLISHER, PORCELAIN, 10/BOX, ISO# 658 - 900 - 372 - 515 - 170 | DENTAL GENERAL SUPPLIES
4376 | 4215180508600 | BUR POLISHER BULLET SHAPE FOR COMPOSITE RA ISO# 685 - 204 - 243 - 512 - 045 | DENTAL GENERAL SUPPLIES
4377 | 4215180508700 | BUR, POLISHER, SPINDLE SHAPE FOR COMPOSITE, RA, ISO# 658 - 204 - 243 - 502 - 045 | DENTAL GENERAL SUPPLIES
4378 | 4215180508800 | BUR, POLISHER, LENS SHAPE FOR COMPOSITE, RA, ISO# 658 - 204 - 303 - 502 - 100 | DENTAL GENERAL SUPPLIES
4379 | 4215180508900 | BUR, POLISHER LENS SHAPE FOR COMPOSITE, RA, ISO# 568 - 204 - 304 - 512 - 100 | DENTAL GENERAL SUPPLIES
4380 | 4215180509000 | BUR, POLISHER, FLAME SHAPE FOR COMPOSITE, RA, ISO# 658 - 204 - 243 - 502 - 030 | DENTAL GENERAL SUPPLIES
4381 | 4215180509100 | BUR RUBBER WHEEL BROWN PRE - POLISHER FOR METAL ISO# 658 - 900 - 303 - 522 - 220 | DENTAL GENERAL SUPPLIES
4382 | 4215180509200 | BUR RUBBER LENS WHITE FOR PRECIOUS METAL POLISHING ISO# 658 - 900 - 303 - 523 - 220 | DENTAL GENERAL SUPPLIES
4383 | 4215180512900 | "ZIRCONIA MILLING BUR TYPE 2L FOR ROUGH MILLING COMPATIBLE WITH ZIRCONZAHN CAD/CAM SYSTEM". | SUPPLEMENTARY DENTAL SUPPLIES
4384 | 4215180513000 | "ZIRCONIA MILLING BUR TYPE 1L FOR PRECISE MILLING COMPATIBLE WITH ZIRCONZAHN CAD/CAM SYSTEM". | SUPPLEMENTARY DENTAL SUPPLIES
4385 | 4215180513100 | "ZIRCONIA MILLING BUR TYPE 0.5S FOR VERY PRECISE MILLING COMPATIBLE WITH ZIRCONZAHN CAD/CAM SYSTEM". | SUPPLEMENTARY DENTAL SUPPLIES
4386 | 4215180600500 | BUR CARBIDE FG ROUND FINISHING SIZE 1.4 MM #7004 ISO 500 - 314 - 001 - 071 - 014 | DENTAL GENERAL SUPPLIES
4387 | 4215180600700 | BUR CARBIDE FG ROUND SHAPE LONG SHANK SIZE 0.8 MM #1 ISO 500 - 316 - 001 - 001 - 008 | DENTAL GENERAL SUPPLIES
4388 | 4215180601300 | BUR CARBIDE FG #700L ISO# 500 - 316 - 171 - 007 - 010 | DENTAL GENERAL SUPPLIES
4389 | 4215180602000 | BUR CARBIDE FG TAPERED FISSURE ROUND END SIZE 1.2 MM #1701 ISO 500 - 314 - 194 - 007 - 012 | DENTAL GENERAL SUPPLIES
4390 | 4215180602200 | BUR CARBIDE FG INVERTED CONE SIZE 1.4 MM #37 ISO 500 - 314 - 010 - 001 - 014 | DENTAL GENERAL SUPPLIES
4391 | 4215180602400 | BUR CARBIDE FG ROUND SHAPE SIZE 1.8 MM #6 ISO 500 - 314 - 001 - 001 - 018 | DENTAL GENERAL SUPPLIES
4392 | 4215180602700 | BUR CARBIDE FG EGG FINISHING SIZE 1.6 MM ISO# 500 - 314 - 274 - 072 - 016 | DENTAL GENERAL SUPPLIES
4393 | 4215180603500 | PERFORATED INTERPROXIMAL REDUCTION DIAMOND FINISHING STRIPS, DOUBLE SIDED, FINE | DENTAL GENERAL SUPPLIES
4394 | 4215180603600 | PERFORATED INTERPROXIMAL REDUCTION DIAMOND FINISHING STRIPS, DOUBLE SIDED, MEDIUM | DENTAL GENERAL SUPPLIES
4395 | 4215180603700 | PRECISION DENTAL STRIP SYSTEM FOR PROXIMAL CONTACT ADJUSTMENT | DENTAL GENERAL SUPPLIES
4396 | 4215180603800 | SAW FOR SERRATED STRIPS, DIAMOND | DENTAL GENERAL SUPPLIES
4397 | 4215180603900 | POLISHING CELLULOID DUAL STRIPS COLOR CODED COARSE/MEDIUM 100/PKG | DENTAL GENERAL SUPPLIES
4398 | 4215180604000 | FINISHING STRIPS FOR COMPOSITE, CERAMIC AND GLASS IONOMER DENTAL RESTORATIONS COARSE/MEDIUM | DENTAL GENERAL SUPPLIES
4399 | 4215180604100 | FINISHING STRIPS FOR COMPOSITE, CERAMIC AND GLASS IONOMER DENTAL RESTORATIONS COARSE/MEDIUM - NARROW | DENTAL GENERAL SUPPLIES
4400 | 4215180604200 | SECTIONAL MATRIX SYSTEM ADAPTIVE SELF - GUIDING WEDGE GUARD SIZE MEDIUM REFILL | DENTAL GENERAL SUPPLIES
4401 | 4215180604500 | BUR CARBIDE RA ROUND FINISHING AMALGAM SIZE 1.8 MM #7006 ISO 500 - 204 - 001 - 071 - 018 | DENTAL GENERAL SUPPLIES
4402 | 4215180604600 | BUR CARBIDE RA PEAR SHAPE FINISHING AMALGAM SIZE 1.4 MM #7106 ISO 500 - 204 - 234 - 072 - 014 | DENTAL GENERAL SUPPLIES
4403 | 4215180604700 | BUR TUNGSTEN CARBIDE RA ROUND SHAPE SIZE 2.1 MM #7 ISO 500 - 204 - 001 - 001 - 021 | DENTAL GENERAL SUPPLIES
4404 | 4215180604800 | BUR CARBIDE FG CYLINDER FLAT END SIZE 1.4 MM #59 ISO 500 - 314 - 107 - 006 - 014 | DENTAL GENERAL SUPPLIES
4405 | 4215180604900 | BUR CARBIDE FG CYLINDER FISSURE SHORT FLAT END SIZE 1.2 MM #558L ISO 500 - 314 - 110 - 007 - 012 | DENTAL GENERAL SUPPLIES
4406 | 4215180605000 | BUR, CARBIDE, FG, TAPERED, ROUND END,SIZE 1.2 MM, #1171, ISO 500 - 314 - 194 - 006 - 012 | DENTAL GENERAL SUPPLIES
4407 | 4215180605100 | BUR CARBIDE FG TAPERED FLAT END SIZE 1.2 MM #171L ISO 500 - 314 - 171 - 006 - 012 | DENTAL GENERAL SUPPLIES
4408 | 4215180605200 | BUR CARBIDE FG CYLINDER FISSURE SHORT FLAT END SIZE 1 MM #557L ISO 500 - 314 - 110 - 007 - 010 | DENTAL GENERAL SUPPLIES
4409 | 4215180605300 | BUR CARBIDE FG ROUND SHAPE LONG SHANK SIZE 1 MM #2 ISO 500 - 316 - 001 - 001 - 010 | DENTAL GENERAL SUPPLIES
4410 | 4215180605400 | BUR CARBIDE FG PEAR SHAPE SHORT SIZE 0.8 MM #330 ISO 500 - 314 - 232 - 001 - 008 | DENTAL GENERAL SUPPLIES
4411 | 4215180605500 | BUR CARBIDE RA ISO NO. 500 - 205 - 697 - 001 - 023 | DENTAL GENERAL SUPPLIES
4412 | 4215180605600 | BUR CARBIDE FG CYLINDRICAL TORPEDO FINISHING SIZE 1.2 MM ISO# 500 - 314 - 288 - 072 - 012 | DENTAL GENERAL SUPPLIES
4413 | 4215180605700 | CELLULOID STRIPS, .002 X.375 X 4 INCH, 100/PKG | DENTAL GENERAL SUPPLIES
4414 | 4215180605800 | PERFORATED INTERPROXIMAL REDUCTION DIAMOND FINISHING STRIPS, SINGLE SIDED | DENTAL GENERAL SUPPLIES
4415 | 4215180605900 | BUR CARBIDE RA FLAME FINISHING AMALGAM SIZE 1.4 MM ISO# 500 - 204 - 254 - 072 - 018 | DENTAL GENERAL SUPPLIES
4416 | 4215180606200 | BUR CARBIDE FG ROUND #8 ISO 500 - 314 - 001 - 001 - 023 | DENTAL GENERAL SUPPLIES
4417 | 4215180606500 | DENTAL STONE FINISHING SHAPE FL2 PN 0244 FG (FRICTION GRIP) DURA WHITE.. | SUPPLEMENTARY DENTAL SUPPLIES
4418 | 4215180609000 | DENTAL MODEL TRIMMER WITH ABRASIVE CARBORUNDUM DISC WHEEL, HIGH-PERFORMANCE WET, WITH ADJUSTABLE ANGLE TABLE. ROTATION SPEED 2800 RPM, ABSORBED POWER 800 W TILL 1000 W, WITH EXTRA CARBORUNDUM DISC | DENTAL GENERAL SUPPLIES
4419 | 4215180609100 | DENTAL MODEL TRIMMER WITH ABRASIVE DIAMOND DISC WHEEL, HIGH-PERFORMANCE WET, WITH ADJUSTABLE ANGLE TABLE. ROTATION SPEED 2800 -3000 RPM, ABSORBED POWER 800 W TILL 1000 W | DENTAL GENERAL SUPPLIES
4420 | 4215180609200 | INTERPROXIMAL STRIP SYSTEM, STRIP THICKNESS 0.06 MM, STRIP WIDTH 4 MM, FINE DIAMOND, SINGLE SIDED | DENTAL GENERAL SUPPLIES
4421 | 4215180609300 | INTERPROXIMAL STRIP SYSTEM, STRIP THICKNESS 0.05 MM, STRIP WIDTH 4 MM, EXTRA FINE DIAMOND, SINGLE SIDED, DOUBLE SERRATED | DENTAL GENERAL SUPPLIES
4422 | 4215180609400 | INTERPROXIMAL STRIP SYSTEM, STRIP THICKNESS 0.035 MM, STRIP WIDTH 4 MM, FOR CEMENT CLEANER NO DIAMOND, DOUBLE SERRATED | DENTAL GENERAL SUPPLIES
4423 | 4215180609500 | INTERPROXIMAL STRIP SYSTEM, STRIP THICKNESS 0.065 MM, STRIP WIDTH 4 MM, FOR HEAVY DUTY DENTAL USES, NO DIAMOND, DOUBLE SERRATED | DENTAL GENERAL SUPPLIES
4424 | 4215180609600 | ORTHODONTIC IPR STRIPS SYSTEM REFILL, ASSORTED SIZES | DENTAL GENERAL SUPPLIES
4425 | 4215181000300 | BUR, POLISHER, UNIVERSAL, RA, ISO# 658 - 204 - 243 - 522 - 045 | DENTAL GENERAL SUPPLIES
4426 | 4215181000400 | BUR, POLISHER, UNIVERSAL, RA, ISO# 658 - 204 - 292 - 522 - 060 | DENTAL GENERAL SUPPLIES
4427 | 4215181000500 | BUR, POLISHER, UNIVERSAL, RA, ISO# 658 - 204 - 303 - 522 - 100 | DENTAL GENERAL SUPPLIES
4428 | 4215181000600 | BUR, POLISHER, UNIVERSAL, RA, ISO# 658 - 204 - 243 - 522 - 030 | DENTAL GENERAL SUPPLIES
4429 | 4215181001100 | COMPOSITE POLISHING PASTE. | DENTAL GENERAL SUPPLIES
4430 | 4215181001200 | POLISHING KIT FOR COMPOSITE HI - SHINE MICRO HYBRID POLISHING KIT CONSISTS OF 12 POLISHERS (ASSORTED SHAPES OF POLISHING CUPS POLISHING DISCS AND POLISHING POINTS) | DENTAL GENERAL SUPPLIES
4431 | 4215181001300 | ELECTRO - POLISH LIQUID FOR METAL USE WITH ELECTRO - POLISHING APPARATUS 1 L/BOTTLE.. | SUPPLEMENTARY DENTAL SUPPLIES
4432 | 4215181001700 | AMALGAM POLISHING KIT CONTAINS: CUP 3X BROWNIE 2X GREENIE 1X SUPERGREENIE AND MINIPOINT: 3X BROWNIE 2X GREENIE 1X SUPERGREENIE ONE E = ACH (EA)=ONE (1) KIT. | DENTAL GENERAL SUPPLIES
4433 | 4215181002000 | EXTRA-ORAL CERAMIC POLISHING KIT | DENTAL GENERAL SUPPLIES
4434 | 4215181100100 | DENTAL PROPHYLAXIS POLISHING RUBBER CUPS, RA ISO. NO. 658 - 204 - 034 - 523 - 060, 100 - 150/BOX | DENTAL GENERAL SUPPLIES
4435 | 4215181100600 | DENTAL PROPHY CUPS RIBBED LATCH TYPE SOFT BLUE ONE EACH (EA)=ONE (1) PACK | DENTAL GENERAL SUPPLIES
4436 | 4215181100800 | DENTAL PROPHY CUPS SCREW TYPE TURBO SOFT GREY ONE EACH (EA)=ONE (1) PACK | DENTAL GENERAL SUPPLIES
4437 | 4215181300200 | TUBES AND PLUGS COMPOSITE OR CEMENT DISPENSER, DISPOSABLE | DENTAL GENERAL SUPPLIES
4438 | 4215181300300 | KIT RESIN INFILTRATION FOR INTERPROXIMAL SURFACE CARIES LESIONS | DENTAL GENERAL SUPPLIES
4439 | 4215181300400 | COMPLETE KIT. CHAIR SIDE SOFT DENTURE RELINE MATERIAL, SOFT CONSISTENCY WITH IMPROVED FLOW RATE TO ACHIEVE PROPER THICKNESS (POWDER AND LIQUID) | DENTAL GENERAL SUPPLIES
4440 | 4215181300500 | UNIVERSAL PRESSING PLUNGERS FOR ALL CERAMIC INGOTS COMPATIBLE WITH CENTER MACHINE (REUSABLE) FOR SIZE 100 AND 200 | DENTAL GENERAL SUPPLIES
4441 | 4215181300600 | SEPARATING AGENT (POWDER) FOR ALL CERAMIC INGOTS AND PLUNGER, APPROXIMATELY 200 MG | DENTAL GENERAL SUPPLIES
4442 | 4215181300700 | GLASS IONOMER LIGHT CURE LINER AND BASE MATERIAL, PASTE, AUTO DISPENSER | DENTAL GENERAL SUPPLIES
4443 | 4215181300800 | COMPOSITE RESIN FILLING MATERIAL, LIGHT CURED, HIGHLY ESTHETIC, FOR LAYERING TECHNIQUE, NANOFILLERS TYPE, MINIMUM OF 8 SHADES KIT (ENAMEL, DENTIN, OPAQUE) | DENTAL GENERAL SUPPLIES
4444 | 4215181300900 | BONDING, 5 TH GENERATION LIGHT CURE BONDING MATERIAL, REFILL BOTTLE | DENTAL GENERAL SUPPLIES
4445 | 4215181301000 | BONDING, 5 TH GENERATION LIGHT CURE BONDING MATERIAL, SINGLE DOSE | DENTAL GENERAL SUPPLIES
4446 | 4215181301100 | UNIVERSAL NANO COMPOSITE RESTORATIVE MATERIAL FOR ANTERIOR AND POSTERIOR TEETH, A2 BODY SHADE, CAPSULE REFILL, PACK SIZE: 10–20 CAPSULES, 0.20–0.25 G PER CAPSULE | DENTAL GENERAL SUPPLIES
4447 | 4215181301200 | UNIVERSAL NANO COMPOSITE RESTORATIVE MATERIAL FOR ANTERIOR AND POSTERIOR TEETH, A3 BODY SHADE, CAPSULE REFILL, PACK SIZE: 10–20 CAPSULES, 0.20–0.25 G PER CAPSULE | DENTAL GENERAL SUPPLIES
4448 | 4215181301300 | UNIVERSAL NANO COMPOSITE RESTORATIVE MATERIAL FOR ANTERIOR AND POSTERIOR TEETH, A3.5 BODY SHADE, CAPSULE REFILL, PACK SIZE: 10–20 CAPSULES, 0.20–0.25 G PER CAPSULE | DENTAL GENERAL SUPPLIES
4449 | 4215181301400 | UNIVERSAL NANO COMPOSITE RESTORATIVE MATERIAL FOR ANTERIOR AND POSTERIOR TEETH, A4 BODY SHADE, CAPSULE REFILL, PACK SIZE: 10–20 CAPSULES, 0.20–0.25 G PER CAPSULE | DENTAL GENERAL SUPPLIES
4450 | 4215181301500 | UNIVERSAL NANO COMPOSITE RESTORATIVE MATERIAL FOR ANTERIOR AND POSTERIOR TEETH, B1 BODY SHADE, CAPSULE REFILL, PACK SIZE: 10–20 CAPSULES, 0.20–0.25 G PER CAPSULE | DENTAL GENERAL SUPPLIES
4451 | 4215181301600 | UNIVERSAL NANO COMPOSITE RESTORATIVE MATERIAL FOR ANTERIOR AND POSTERIOR TEETH, B2 BODY SHADE, CAPSULE REFILL, PACK SIZE: 10–20 CAPSULES, 0.20–0.25 G PER CAPSULE | DENTAL GENERAL SUPPLIES
4452 | 4215181301700 | UNIVERSAL NANO COMPOSITE RESTORATIVE MATERIAL FOR ANTERIOR AND POSTERIOR TEETH, A1 BODY SHADE, CAPSULE REFILL, PACK SIZE: 10–20 CAPSULES, 0.20–0.25 G PER CAPSULE | DENTAL GENERAL SUPPLIES
4453 | 4215181301800 | CALCIUM HYDROXIDE LINER, LIGHT CURED CONTAINING UDMA, RADIOPAQUE, SYRINGE AND DISPENSER TIPS | DENTAL GENERAL SUPPLIES
4454 | 4215181301900 | DISPENSING TIP FOR FLOWABLE COMPOSITE SYRINGE | DENTAL GENERAL SUPPLIES
4455 | 4215181302000 | BULK FILL FLOWABLE COMPOSITE, ONE UNIVERSAL SHADE POSTERIOR, HIGH DEPTH OF CURE UP TO 4 MM, PACKED IN CAPSULE FORM | DENTAL GENERAL SUPPLIES
4456 | 4215181302100 | ALL SURFACE LIGHT CURE BONDING PRIMER AND ENHANCER ADHESION BOOSTER | DENTAL GENERAL SUPPLIES
4457 | 4215181302200 | LUTING MATERIAL DUAL CURING RESIN BASED REFILL - NEUTRAL SHADE | DENTAL GENERAL SUPPLIES
4458 | 4215181302300 | COMPLETE KIT. CHAIR SIDE HARD DENTURE RELINE MATERIAL, HARD CONSISTENCY WITH IMPROVED FLOW RATE TO ACHIEVE PROPER THICKNESS PACK IN INJECTABLE CARTRIDGE | DENTAL GENERAL SUPPLIES
4459 | 4215181302400 | UNIVERSAL NANOFILLED OR NANOHYBRID LIGHT-CURED COMPOSITE RESTORATIVE, SIMPLIFIED SHADING SYSTEM, BRIGHT OR LIGHT SHADE, CAPABLE OF M ATCHING AT LEAST FOUR SHADES OF THE VITA CLASSICAL SHADE GUIDE, SUPPLIED IN SYRINGE SIZE 3–4 G | DENTAL GENERAL SUPPLIES
4460 | 4215181302500 | UNIVERSAL NANOFILLED OR NANOHYBRID LIGHT-CURED COMPOSITE RESTORATIVE, SIMPLIFIED SHADING SYSTEM, NATURAL OR MEDIUM SHADE, CAPABLE OF MATCHING AT LEAST FOUR SHADES OF THE VITA CLASSICAL SHADE GUIDE, SUPPLIED IN SYRINGE SIZE 3–4 G | DENTAL GENERAL SUPPLIES
4461 | 4215181302600 | UNIVERSAL NANOFILLED OR NANOHYBRID LIGHT-CURED COMPOSITE RESTORATIVE, SIMPLIFIED SHADING SYSTEM, WARM OR DARK SHADE, CAPABLE OF MATC HING AT LEAST FOUR SHADES OF THE VITA CLASSICAL SHADE GUIDE, SUPPLIED IN SYRINGE SIZE 3–4 G | DENTAL GENERAL SUPPLIES
4462 | 4215181800900 | PLASTIC COMPOSITE FILLING INSTRUMENT, FLAT CONDENSER, MEDIUM, DOUBLE ENDED, AUTOCLAVABLE | DENTAL GENERAL SUPPLIES
4463 | 4215181801000 | AMALGAM CONDENSER STAINLESS STEEL DOUBLE ENDED SMALL (1-1.4 mm) and MEDIUM (1.5-2 mm) SMOOTH | DENTAL GENERAL SUPPLIES
4464 | 4215181801100 | AMALGAM CONDENSER, STAINLESS STEEL, DOUBLE ENDED, SMOOTH, MEDIUM | DENTAL GENERAL SUPPLIES
4465 | 4215181801200 | AMALGAM CONDENSER, STAINLESS STEEL, DOUBLE ENDED, SMOOTH, LARGE | DENTAL GENERAL SUPPLIES
4466 | 4215181801300 | AMALGAM CONDENSER, STAINLESS STEEL, DOUBLE ENDED, SERRATED SMALL | DENTAL GENERAL SUPPLIES
4467 | 4215181801400 | AMALGAM CONDENSER, STAINLESS STEEL, DOUBLE ENDED, SERRATED, MEDIUM | DENTAL GENERAL SUPPLIES
4468 | 4215181801500 | AMALGAM CONDENSER, STAINLESS STEEL, DOUBLE ENDED, SERRATED, LARGE | DENTAL GENERAL SUPPLIES
4469 | 4215181801600 | PLASTIC COMPOSITE FILLING INSTRUMENT, FLAT CONDENSER, SMALL, DOUBLE ENDED, AUTOCLAVABLE | DENTAL GENERAL SUPPLIES
4470 | 4215181801700 | CONDENSER STAINLESS STEEL FLAT ENDED SMALL LONG SHANK | DENTAL GENERAL SUPPLIES
4471 | 4215181802800 | INSTRUMENT DENTAL 0/1 CONDENSER #6 SATIN STEEL HANDLE | DENTAL GENERAL SUPPLIES
4472 | 4215181802900 | INSTRUMENT DENTAL 1/2 CONDENSER #6 SATIN STEEL HANDLE | DENTAL GENERAL SUPPLIES
4473 | 4215190000100 | DENTAL PROPHYLAXIS POLISHING BRUSHES, 100 - 150/BOX | DENTAL GENERAL SUPPLIES
4474 | 4215190000200 | MODEL FOR DENTAL HEALTH EDUCATION (MODEL AND BRUSH) | DENTAL GENERAL SUPPLIES
4475 | 4215190000700 | SINGLE BRUSH, END TUFTED | DENTAL GENERAL SUPPLIES
4476 | 4215190000800 | MOUTHWASH HYGIENIC CONTAINS OCTENIDINE HCL 0.1% 250-300ML. | SUPPLEMENTARY GEN.SUPPLIES NURS,BURN
4477 | 4215190100000 | FOX OCCLUSAL PLANE STAINLESS STEEL AUTOCLAVABLE TO MEASURE THE ANGLE OF OCCLUSAL PLANE | DENTAL GENERAL SUPPLIES
4478 | 4215190200600 | DENTAL PROPHYLACTIC POWDER (SODIUM HYDROGEN CARBONATE), FLAVORED AND SUPPLIED IN AN INDIVIDUAL SACHET FOR SINGLE USE | DENTAL GENERAL SUPPLIES
4479 | 4215190200700 | TOOTH SENSITIVITY DENTIN DESENSITIZING AGENT, PACKAGING: SINGLE DOSES | DENTAL GENERAL SUPPLIES
4480 | 4215190200800 | DENTAL PROPHYLAXIS PASTE, MEDIUM, FRUIT FLAVORED, 200 SINGLE PATIENT DOSE CUPS/BOX, WITHOUT FLUORIDE | DENTAL GENERAL SUPPLIES
4481 | 4215190200900 | DENTAL PROPHYLAXIS PASTE, FINE, FRUIT FLAVORED, 200 SINGLE PATIENT DOSE CUPS/BOX MEDIUM GRITS, WITHOUT FLUORIDE | DENTAL GENERAL SUPPLIES
4482 | 4215190201900 | SET FOR ORAL CARE : CLEANS AND MOISTURIZE THE ORAL CAVITY UP TO THREE TIMES A DAY THE SYSTEM IS CONVENIENTLY DIVIDED INTO PULL AWAY SECTIONS THAT CONTAIN THE SUCTION TOOLS APPLICATOR SWABS ANTISEPTIC RINSES AND MOUTH MOISTURIZERS NEEDED FOR EACH SESSION OF ORAL CARE USED IN OR /ICU./ER PATIENT WITH CONTINUE VENTILATOR MOSTLY SYSTEM INCLUDE : 1 - COVERED YANKAUER 3 - PACKAGES OF 1 SUCTION TOOTHBRUSH WITH SODIUM BICARBONATE ANTISEPTIC ORAL RINSE MOUTH MOISTURIZER AND APPLICATOR SWAB.. | SUPPLEMENTARY GEN.SUPPLIES NURS,BURN
4483 | 4215190202000 | KIT ORAL CARE CONTAIN GAUZE BOLE CLIPCE LINN PASIN TRACH PAGE SPONGE TIPPED MOUTH SWAB GAUZE BADE PETROLEUM GEL HYDROGEN PEROXIDE SOLUTION NOT MORE THAN 3% BITE BLOCK DISPOSABLE STERILE.. | SUPPLEMENTARY GEN.SUPPLIES NURS,BURN
4484 | 4215190202100 | SET FOR ORAL CARE CONSIST OF : ONE TRAY COMPARTMENTS 10 ORAL COTTON SWABS ONE WOODEN SPATULA TWO GAUZE SWABS 10 X 10 CM DISPOSABLE BAG W ITH PLASTIC TIE.. | SUPPLEMENTARY GEN.SUPPLIES NURS,BURN
4485 | 4215190202400 | PATIENT-SPECIFIC CLEAR ORTHODONTIC ALIGNER REFINEMENT: 1 SET, INCLUDED SERVICES: DIGITAL 3D SCAN | DENTAL GENERAL SUPPLIES
4486 | 4215190400000 | PLAQUE DISCLOSING TABLET, EACH TABLET WRAPPED SEPARATELY 1000/BOX | DENTAL GENERAL SUPPLIES
4487 | 4215190500500 | FLUORIDE VARNISH BOTTLE, 10 ML BOTTLE | DENTAL GENERAL SUPPLIES
4488 | 4215190500600 | FLUORIDE VARNISH SINGLE DOSE, 50 - 100/PKG + DISPOSABLE BRUSH OR FUZZY TIPS | DENTAL GENERAL SUPPLIES
4489 | 4215190500700 | DENTAL CAVITY LINER/VARNISH, 30 ML | DENTAL GENERAL SUPPLIES
4490 | 4215190500800 | FLUORIDE GEL (ACID PHOSPHATE FLUORIDE) 1.23% FOR TOPICAL APPLICATION ABOUT 500 ML | DENTAL GENERAL SUPPLIES
4491 | 4215190600200 | SILVER IODIDE FLUORIDE TOOTH DESENSITIZING AND CARIES ARRESTING AGENT NEXT GENERATION OF SDF WITH NO DISCOLORATION EFFECT 2 BOTTLES= 1 X SILVER 1.5 ML 1 X IODIDE FLUORIDE 3ML | DENTAL GENERAL SUPPLIES
4492 | 4215190800000 | COMPLETE SET FLASK FOR UPPER AND LOWER DENTURES WITH FRAME.. | SUPPLEMENTARY DENTAL SUPPLIES
4493 | 4215190800100 | DUPLICATING FLASK 70 MMX 90 MMX 85 MM CLEAR HIGH IMPACT PLASTIC DUPLICATING FLASK.. | SUPPLEMENTARY DENTAL SUPPLIES
4494 | 4215191300100 | FLUORIDE DISPOSABLE FOAM TRAYS (HINGED) FOR FLUORIDE GEL SMALL 100/BOX ONE EACH (EA)=ONE (1) PACK | DENTAL GENERAL SUPPLIES
4495 | 4215191300200 | FLUORIDE DISPOSABLE FOAM TRAYS (HINGED) FOR FLUORIDE GEL MEDIUM 100/BOX ONE EACH (EA)=ONE (1) PACK | DENTAL GENERAL SUPPLIES
4496 | 4215191300300 | FLUORIDE DISPOSABLE FOAM TRAYS (HINGED) FOR FLUORIDE GEL LARGE 100/BOX ONE EACH (EA)=ONE (1) PACK | DENTAL GENERAL SUPPLIES
4497 | 4215200003400 | DISPOSABLE COVER FOR ALL DENTAL CHAIR APPROXIMATE SIZE (29INCH X 80INCH ).- | DENTAL GENERAL SUPPLIES
4498 | 4215200003500 | DIGITAL X-RAY SENSOR DISPOSABLE SLEEVES SIZE 2.- | DENTAL GENERAL SUPPLIES
4499 | 4215200100200 | BITEWING LOOPS ADULT 500/BOX ONE EACH (EA)=ONE (1) PACK | DENTAL GENERAL SUPPLIES
4500 | 4215200200200 | DISPOSABLE BITE BLOCKS FOR PERIAPICAL X - RAY | DENTAL GENERAL SUPPLIES
4501 | 4215200600500 | DENTAL X-RAY FILM MOUNT AND HOLDER WITH 6 HOLES SUPPLIED IN 100 SHEET | DENTAL GENERAL SUPPLIES
4502 | 4215200900000 | RADIOGRAPH VIEWER (74 X 44 SCREEN) TFT - LCD (CCFL LAMP) EXTERNAL DIMENSION 88 X 50 X 2.5 CM (WXHXD) | DENTAL GENERAL SUPPLIES
4503 | 4215201000000 | X - RAY FILM, INTRAORAL, SIZE 4 (57 MM X 76MM) | DENTAL GENERAL SUPPLIES
4504 | 4215201000200 | X - RAY FILM, INTRAORAL, SIZE 2 (31MM X 41MM) | DENTAL GENERAL SUPPLIES
4505 | 4215201000400 | X - RAY FILM, INTRAORAL, SIZE 0 | DENTAL GENERAL SUPPLIES
4506 | 4215201000800 | X - RAY FILM, INTRAORAL, SIZE 1 | DENTAL GENERAL SUPPLIES
4507 | 4215201000900 | X - RAY FILM, INTRAORAL, SIZE 3 | DENTAL GENERAL SUPPLIES
4508 | 4215201202600 | INTRAORAL IMAGING PLATE PHOTO-STIMULABLE PHOSPHOR SIZE 4 COMPATIBLE WITH DURR SCANNER OR EQUIVALENT | DENTAL GENERAL SUPPLIES
4509 | 4215201202700 | BARRIER ENVELOPES FOR INTRAORAL IMAGING PLATE PHOTO-STIMULABLE PHOSPHOR SIZE 4 COMPATIBLE WITH DURR SCANNER OR EQUIVALENT | DENTAL GENERAL SUPPLIES
4510 | 4215210000300 | VACUUM FORM CLEAR PLASTIC SHEET FOR DENTAL BLEACHING TRAY.. | SUPPLEMENTARY DENTAL SUPPLIES
4511 | 4215210000400 | CIRCLE VACUUM FORM CLEAR PLASTIC SHEET FOR DENTAL ORTHO ALIGNER DIAMETER 125 THICKNESS 0.75MM.. | SUPPLEMENTARY DENTAL SUPPLIES
4512 | 4215210000500 | CIRCLE VACUUM FORM CLEAR PLASTIC SHEET FOR DENTAL ORTHO ALIGNER DIAMETER 125 THICKNESS 0.88MM.. | SUPPLEMENTARY DENTAL SUPPLIES
4513 | 4215210009700 | "PATIENT SPECIFIC RECONSTRUCTION FOR THE CRANIUM - PEEK DEFECT DIMENSION Ø 60 MM PLANNING SESSION INCLUDED (WITH OR WITHOUT HOLES) (COMPATIBLE SCREWS SHOULD BE PROVIDED)".. | SUPPLEMENTARY DENTAL SUPPLIES
4514 | 4215210009800 | "PATIENT SPECIFIC RECONSTRUCTION FOR THE CRANIUM - PEEK DEFECT DIMENSION Ø 60-110 MM PLANNING SESSION INCLUDED (WITH OR WITHOUT HOLES) (COMPATIBLE SCREWS SHOULD BE PROVIDED)".. | SUPPLEMENTARY DENTAL SUPPLIES
4515 | 4215210009900 | "PATIENT SPECIFIC RECONSTRUCTION FOR THE CRANIUM - PEEK DEFECT DIMENSION Ø 110-150 MM PLANNING SESSION INCLUDED (WITH OR WITHOUT H OLES) (COMPATIBLE SCREWS SHOULD BE PROVIDED)".. | SUPPLEMENTARY DENTAL SUPPLIES
4516 | 4215210010000 | "PATIENT SPECIFIC RECONSTRUCTION FOR THE CRANIUM - PEEK DEFECT DIMENSION Ø >150 MM PLANNING SESSION INCLUDED (WITH OR WITHOUT HOLES) (COMPATIBLE SCREWS SHOULD BE PROVIDED)".. | SUPPLEMENTARY DENTAL SUPPLIES
4517 | 4215210010100 | "PATIENT SPECIFIC RECONSTRUCTION FOR THE CRANIUM - TITANIUM DEFECT DIMENSION Ø 60 MM PLANNING SESSION INCLUDED (GRID OR WITH HOLES) (COMPATIBLE SCREWS SHOULD BE PROVIDED)".. | SUPPLEMENTARY DENTAL SUPPLIES
4518 | 4215210010200 | "PATIENT SPECIFIC RECONSTRUCTION FOR THE CRANIUM - TITANIUM DEFECT DIMENSION Ø 60-110 MM PLANNING SESSION INCLUDED (GRID OR WITH HOLES) (COMPATIBLE SCREWS SHOULD BE PROVIDED)".. | SUPPLEMENTARY DENTAL SUPPLIES
4519 | 4215210010300 | "PATIENT SPECIFIC RECONSTRUCTION FOR THE CRANIUM - TITANIUM DEFECT DIMENSION Ø 110-150 MM PLANNING SESSION INCLUDED (GRID OR WITH HOLES) (COMPATIBLE SCREWS SHOULD BE PROVIDED)".. | SUPPLEMENTARY DENTAL SUPPLIES
4520 | 4215210010400 | "PATIENT SPECIFIC RECONSTRUCTION FOR THE CRANIUM - TITANIUM DEFECT DIMENSION Ø >150 MM PLANNING SESSION INCLUDED (GRID OR WITH HOLES) (COMPATIBLE SCREWS SHOULD BE PROVIDED)".. | SUPPLEMENTARY DENTAL SUPPLIES
4521 | 4215210010500 | "ORBITAL RECONSTRUCTION CUSTOMIZED IMPLANT - TITANIUM DEFECT DIMENSION Ø 10-25 MM PLANNING SESSION INCLUDED (COMPATIBLE SCREWS SHOULD BE PROVIDED)".. | SUPPLEMENTARY DENTAL SUPPLIES
4522 | 4215210010600 | "ORBITAL RECONSTRUCTION CUSTOMIZED IMPLANT - TITANIUM (MULTIPIECE) PLANNING SESSION INCLUDED (COMPATIBLE SCREWS SHOULD BE PROVIDED)".. | SUPPLEMENTARY DENTAL SUPPLIES
4523 | 4215210010700 | "ORBITAL RECONSTRUCTION CUSTOMIZED IMPLANT - PEEK DEFECT DIMENSION Ø 10-25 MM PLANNING SESSION INCLUDED (COMPATIBLE SCREWS SHOULD BE PROVIDED)".. | SUPPLEMENTARY DENTAL SUPPLIES
4524 | 4215210010800 | "ORBITAL RECONSTRUCTION CUSTOMIZED IMPLANT - PEEK (MULTIPIECE) PLANNING SESSION INCLUDED (COMPATIBLE SCREWS SHOULD BE PROVIDED)".. | SUPPLEMENTARY DENTAL SUPPLIES
4525 | 4215210010900 | "MAXILLARY PATIENT SPECIFIC ORTHOGNATHICS INCLUDED PLANNING SESSION WITH 2 SURGICAL SPLINT (INTERMEDIATE + FINAL) AND 2 POLYAMIDE CUTTING GUIDES".. | SUPPLEMENTARY DENTAL SUPPLIES
4526 | 4215210011000 | "MANDIBULAR PATIENT SPECIFIC ORTHOGNATHICS INCLUDED PLANNING SESSION WITH 2 SURGICAL SPLINT (INTERMEDIATE + FINAL) AND 2 POLYAMIDE CUTTING GUIDES".. | SUPPLEMENTARY DENTAL SUPPLIES
4527 | 4215210011100 | "MAXILLARY PATIENT SPECIFIC ORTHOGNATHICS CUSTOM PLATES INCLUDED PLANNING SESSION WITH 2 SURGICAL SPLINT (INTERMEDIATE + FINAL) WITH 2 POLYAMIDE CUTTING GUIDES (COMPATIBLE SCREWS SHOULD BE PROVIDED)".. | SUPPLEMENTARY DENTAL SUPPLIES
4528 | 4215210011200 | "MANDIBULAR PATIENT SPECIFIC ORTHOGNATHICS CUSTOM PLATES INCLUDED PLANNING SESSION WITH 2 SURGICAL SPLINT (INTERMEDIATE + FINAL) WITH 2 POLYAMIDE CUTTING GUIDES (COMPATIBLE SCREWS SHOULD BE PROVIDED)".. | SUPPLEMENTARY DENTAL SUPPLIES
4529 | 4215210011300 | "CHIN PATIENT SPECIFIC ORTHOGNATHICS INCLUDED PLANNING SESSION WITH 2 POLYAMIDE CUTTING GUIDES.".. | SUPPLEMENTARY DENTAL SUPPLIES
4530 | 4215210011400 | "CHIN PATIENT SPECIFIC ORTHOGNATHICS CUSTOM PLATES INCLUDED PLANNING SESSION WITH 2 POLYAMIDE GUIDES. (COMPATIBLE SCREWS SHOULD BE P = ROVIDED)".. | SUPPLEMENTARY DENTAL SUPPLIES
4531 | 4215210011500 | "MAXILLARY PATIENT SPECIFIC ORTHOGNATHICS INCLUDED PLANNING SESSION WITH 2 SURGICAL SPLINT (INTERMEDIATE + FINAL) AND 2 TITANIUM CUTTING GUIDES".. | SUPPLEMENTARY DENTAL SUPPLIES
4532 | 4215210011600 | "MANDIBULAR PATIENT SPECIFIC ORTHOGNATHICS INCLUDED PLANNING SESSION WITH 2 SURGICAL SPLINT (INTERMEDIATE + FINAL) AND 2 TITANIUM CUTTING GUIDES".. | SUPPLEMENTARY DENTAL SUPPLIES
4533 | 4215210011700 | "MAXILLARY PATIENT SPECIFIC ORTHOGNATHICS CUSTOM PLATES INCLUDED PLANNING SESSION WITH 2 SURGICAL SPLINT (INTERMEDIATE + FINAL) WITH 2 TITANIUM CUTTING GUIDES (COMPATIBLE SCREWS SHOULD BE PROVIDED)".. | SUPPLEMENTARY DENTAL SUPPLIES
4534 | 4215210011800 | "MANDIBULAR PATIENT SPECIFIC ORTHOGNATHICS CUSTOM PLATES INCLUDED PLANNING SESSION WITH 2 SURGICAL SPLINT (INTERMEDIATE + FINAL) WITH 2 TITANIUM CUTTING GUIDES (COMPATIBLE SCREWS SHOULD BE PROVIDED)".. | SUPPLEMENTARY DENTAL SUPPLIES
4535 | 4215210011900 | "CHIN PATIENT SPECIFIC ORTHOGNATHICS INCLUDED PLANNING SESSION WITH 2 TITANIUM CUTTING GUIDES.".. | SUPPLEMENTARY DENTAL SUPPLIES
4536 | 4215210012000 | "CHIN PATIENT SPECIFIC ORTHOGNATHICS CUSTOM PLATES INCLUDED PLANNING SESSION WITH 2 TITANIUM GUIDES. (COMPATIBLE SCREWS SHOULD BE PR OVIDED)".. | SUPPLEMENTARY DENTAL SUPPLIES
4537 | 4215210012100 | "PATIENT SPECIFIC DISTRACTION UNILATERAL MAXILLA DISTRACTION FULL KIT VECTOR GUIDE CUTTING GUIDE (WITH PLANNING SESSION AND CUSTOM MADE COMPONENTS) . (COMPATIBLE SCREWS SHOULD BE PROVIDED)".. | SUPPLEMENTARY DENTAL SUPPLIES
4538 | 4215210012200 | "PATIENT SPECIFIC DISTRACTION BILATERAL MAXILLA DISTRACTION FULL KIT VECTOR GUIDE CUTTING GUIDE (WITH PLANNING SESSION AND CUSTOM MADE COMPONENTS) . (COMPATIBLE SCREWS SHOULD BE PROVIDED)".. | SUPPLEMENTARY DENTAL SUPPLIES
4539 | 4215210012300 | "PATIENT SPECIFIC DISTRACTION UNILATERAL MANDIBLE DISTRACTION FULL KIT VECTOR GUIDE CUTTING GUIDE (WITH PLANNING SESSION AND CUSTOM MADE COMPONENTS) . (COMPATIBLE SCREWS SHOULD BE PROVIDED)".. | SUPPLEMENTARY DENTAL SUPPLIES
4540 | 4215210012400 | "PATIENT SPECIFIC DISTRACTION BILATERAL MANDIBLE DISTRACTION FULL KIT VECTOR GUIDE CUTTING GUIDE (WITH PLANNING SESSION AND CUSTOM MADE COMPONENTS) . (COMPATIBLE SCREWS SHOULD BE PROVIDED)".. | SUPPLEMENTARY DENTAL SUPPLIES
4541 | 4215210012500 | "PATIENT SPECIFIC PREPROSTHETIC SUB PERIOSTEAL IMPLANT ONE QUADRANT SURGICAL GUIDE INCLUDED PLANNING SESSION UP TO FINAL PROSTHESIS (SHOULD BE PROVIDED WITH ABUTMENT CONNECTIONS COMPATIBLE WITH EACH HOSPITAL IMPLANT SYSTEM AND SCREWS)".. | SUPPLEMENTARY DENTAL SUPPLIES
4542 | 4215210012600 | "PATIENT SPECIFIC PREPROSTHETIC SUB PERIOSTEAL IMPLANT TWO QUADRANT SURGICAL GUIDE INCLUDED PLANNING SESSION UP TO FINAL PROSTHESIS (SHOULD BE PROVIDED WITH ABUTMENT CONNECTIONS COMPATIBLE WITH EACH HOSPITAL IMPLANT SYSTEM AND SCREWS)".. | SUPPLEMENTARY DENTAL SUPPLIES
4543 | 4215210012700 | "RECONSTRUCTION OF THE MANDIBLE WITH TRANSPLANT GUIDE RESECTION GUIDES PLANNING SESSION INCLUDED CUSTOM PLATES AND MODELS HALF JAW. (COMPATIBLE SCREWS SHOULD BE PROVIDED)".. | SUPPLEMENTARY DENTAL SUPPLIES
4544 | 4215210012800 | "RECONSTRUCTION OF THE MANDIBLE WITH TRANSPLANT GUIDE RESECTION GUIDES PLANNING SESSION INCLUDED CUSTOM PLATES AND MODELS FULL JAW. (COMPATIBLE SCREWS SHOULD BE PROVIDED)".. | SUPPLEMENTARY DENTAL SUPPLIES
4545 | 4215210012900 | "MANDIBLE RECONSTRUCTION CUSTOMIZED PLATE HALF JAW WITHOUT RESECTION GUIDES PLANNING SESSION INCLUDED (COMPATIBLE SCREWS SHOULD BE P = ROVIDED)".. | SUPPLEMENTARY DENTAL SUPPLIES
4546 | 4215210013000 | "MANDIBLE RECONSTRUCTION CUSTOMIZED PLATE FULL JAW WITHOUT RESECTION GUIDES PLANNING SESSION INCLUDED (COMPATIBLE SCREWS SHOULD BE P = ROVIDED)".. | SUPPLEMENTARY DENTAL SUPPLIES
4547 | 4215210013100 | "MANDIBLE RECONSTRUCTION CUSTOMIZED IMPLANT - PEEK HALF JAW PLANNING SESSION INCLUDED (COMPATIBLE SCREWS SHOULD BE PROVIDED)".. | SUPPLEMENTARY DENTAL SUPPLIES
4548 | 4215210013200 | "MANDIBLE RECONSTRUCTION CUSTOMIZED IMPLANT - PEEK FULL JAW PLANNING SESSION INCLUDED (COMPATIBLE SCREWS SHOULD BE PROVIDED)".. | SUPPLEMENTARY DENTAL SUPPLIES
4549 | 4215210013300 | "MANDIBLE RECONSTRUCTION CUSTOMIZED IMPLANT - PEEK (MULTIPIECE) PLANNING SESSION INCLUDED (COMPATIBLE SCREWS SHOULD BE PROVIDED)".. | SUPPLEMENTARY DENTAL SUPPLIES
4550 | 4215210013400 | "RECONSTRUCTION OF THE MANDIBLE WITH CRIB MESH RESECTION GUIDES HALF JAW PLANNING SESSION INCLUDED (COMPATIBLE SCREWS SHOULD BE PROVIDED)".. | SUPPLEMENTARY DENTAL SUPPLIES
4551 | 4215210013500 | "RECONSTRUCTION OF THE MANDIBLE WITH CRIB MESH RESECTION GUIDES FULL JAW PLANNING SESSION INCLUDED (COMPATIBLE SCREWS SHOULD BE PROVIDED)".. | SUPPLEMENTARY DENTAL SUPPLIES
4552 | 4215210013600 | "RECONSTRUCTION OF THE MAXILLA WITH TRANSPLANT GUIDE RESECTION GUIDES CUSTOM PLATES AND MODELS DEFECT DIMENSION Ø 35 MM PLANNING SESSION INCLUDED (COMPATIBLE SCREWS SHOULD BE PROVIDED)".. | SUPPLEMENTARY DENTAL SUPPLIES
4553 | 4215210013700 | "RECONSTRUCTION OF THE MAXILLA WITH TRANSPLANT GUIDE RESECTION GUIDES CUSTOM PLATES AND MODELS DEFECT DIMENSION Ø 35-70 MM PLANNING SESSION INCLUDED . (COMPATIBLE SCREWS SHOULD BE PROVIDED)".. | SUPPLEMENTARY DENTAL SUPPLIES
4554 | 4215210013800 | "RECONSTRUCTION OF THE MAXILLA WITH TRANSPLANT GUIDE RESECTION GUIDES CUSTOM PLATES AND MODELS DEFECT DIMENSION Ø >70 MM PLANNING SESSION INCLUDED (COMPATIBLE SCREWS SHOULD BE PROVIDED)".. | SUPPLEMENTARY DENTAL SUPPLIES
4555 | 4215210013900 | "MIDFACE RECONSTRUCTION CUSTOMIZED IMPLANT - TITANIUM DEFECT DIMENSION Ø 35 MM PLANNING SESSION INCLUDED WITHOUT RESECTION GUIDES (COMPATIBLE SCREWS SHOULD BE PROVIDED)". | SUPPLEMENTARY DENTAL SUPPLIES
4556 | 4215210014000 | "MIDFACE RECONSTRUCTION CUSTOMIZED IMPLANT - TITANIUM DEFECT DIMENSION Ø 35-70 MM PLANNING SESSION INCLUDED WITHOUT RESECTION GUIDES (COMPATIBLE SCREWS SHOULD BE PROVIDED)".. | SUPPLEMENTARY DENTAL SUPPLIES
4557 | 4215210014100 | "MIDFACE RECONSTRUCTION CUSTOMIZED IMPLANT - TITANIUM DEFECT DIMENSION Ø >70 MM PLANNING SESSION INCLUDED WITHOUT RESECTION GUIDES (COMPATIBLE SCREWS SHOULD BE PROVIDED)".. | SUPPLEMENTARY DENTAL SUPPLIES
4558 | 4215210014200 | "MIDFACE RECONSTRUCTION CUSTOMIZED IMPLANT - TITANIUM DEFECT DIMENSION Ø 35 MM PLANNING SESSION INCLUDED WITH RESECTION GUIDES (COMPATIBLE SCREWS SHOULD BE PROVIDED)". | SUPPLEMENTARY DENTAL SUPPLIES
4559 | 4215210014300 | "MIDFACE RECONSTRUCTION CUSTOMIZED IMPLANT - TITANIUM DEFECT DIMENSION Ø 35-70 MM PLANNING SESSION INCLUDED WITH RESECTION GUIDES (COMPATIBLE SCREWS SHOULD BE PROVIDED)".. | SUPPLEMENTARY DENTAL SUPPLIES
4560 | 4215210014400 | "MIDFACE RECONSTRUCTION CUSTOMIZED IMPLANT - TITANIUM DEFECT DIMENSION Ø >70 MM PLANNING SESSION INCLUDED WITH RESECTION GUIDES (COMPATIBLE SCREWS SHOULD BE PROVIDED)".. | SUPPLEMENTARY DENTAL SUPPLIES
4561 | 4215210014500 | "MIDFACE RECONSTRUCTION CUSTOMIZED IMPLANT - PEEK DEFECT DIMENSION Ø 35 MM PLANNING SESSION INCLUDED WITHOUT RESECTION GUIDES (COMPATIBLE SCREWS SHOULD BE PROVIDED)". | SUPPLEMENTARY DENTAL SUPPLIES
4562 | 4215210014600 | "MIDFACE RECONSTRUCTION CUSTOMIZED IMPLANT - PEEK DEFECT DIMENSION Ø 35-70 MM PLANNING SESSION INCLUDED WITHOUT RESECTION GUIDES (COMPATIBLE SCREWS SHOULD BE PROVIDED)".. | SUPPLEMENTARY DENTAL SUPPLIES
4563 | 4215210014700 | "MIDFACE RECONSTRUCTION CUSTOMIZED IMPLANT - PEEK DEFECT DIMENSION Ø >70 MM PLANNING SESSION INCLUDED WITHOUT RESECTION GUIDES (COMPATIBLE SCREWS SHOULD BE PROVIDED)".. | SUPPLEMENTARY DENTAL SUPPLIES
4564 | 4215210014800 | "MIDFACE RECONSTRUCTION CUSTOMIZED IMPLANT - PEEK DEFECT DIMENSION Ø 35 MM PLANNING SESSION INCLUDED WITH RESECTION GUIDES (COMPATIBLE SCREWS SHOULD BE PROVIDED)". | SUPPLEMENTARY DENTAL SUPPLIES
4565 | 4215210014900 | "MIDFACE RECONSTRUCTION CUSTOMIZED IMPLANT - PEEK DEFECT DIMENSION Ø 35-70 MM PLANNING SESSION INCLUDED WITH RESECTION GUIDES (COMPATIBLE SCREWS SHOULD BE PROVIDED)".. | SUPPLEMENTARY DENTAL SUPPLIES
4566 | 4215210015000 | "MIDFACE RECONSTRUCTION CUSTOMIZED IMPLANT - PEEK DEFECT DIMENSION Ø >70 MM PLANNING SESSION INCLUDED WITH RESECTION GUIDES (COMPATIBLE SCREWS SHOULD BE PROVIDED)".. | SUPPLEMENTARY DENTAL SUPPLIES
4567 | 4215210015100 | "UNILATERAL TMJ PROSTHESIS PATIENT-SPECIFIC GLENOID FOSSA COMPONENT (TITANIUM ASSEMBLY AND ULTRA-HIGH MOLECULAR WEIGHT POLYETHYLENE (UHMW) CONDYLE COMPONENT (TITANIUM) SURGICAL GUIDES PLANNING SESSION INCLUDED (COMPATIBLE SCREWS SHOULD BE PROVIDED)".. | SUPPLEMENTARY DENTAL SUPPLIES
4568 | 4215210015200 | "BILATERAL TMJ PROSTHESIS PATIENT-SPECIFIC GLENOID FOSSA COMPONENT (TITANIUM ASSEMBLY AND ULTRA-HIGH MOLECULAR WEIGHT POLYETHYLENE (UHMW) CONDYLE COMPONENT (TITANIUM) SURGICAL GUIDES PLANNING SESSION INCLUDED (COMPATIBLE SCREWS SHOULD BE PROVIDED)".. | SUPPLEMENTARY DENTAL SUPPLIES
4569 | 4215210100000 | CASTING RING SIZE 65 MM STAINLESS STEEL WITH PLASTIC FORMER BASE.. | SUPPLEMENTARY DENTAL SUPPLIES
4570 | 4215210100200 | CASTING RING SIZE 30 MM STAINLESS STEEL WITH PLASTIC FORMER BASE.. | SUPPLEMENTARY DENTAL SUPPLIES
4571 | 4215210100300 | CASTING RING SIZE 48 MM STAINLESS STEEL WITH PLASTIC FORMER BASE.. | SUPPLEMENTARY DENTAL SUPPLIES
4572 | 4215210100500 | STAINLESS STEEL CASTING RING SET OF 6 DIFFERENT SIZES 3 X 2 INCH 2 X 13/4 INCH 1 1/2 X 1 3/4 INCH 2 1/2 X 2 INCH 1 2/3 X 1 3/4 INCH 1 1/4 X 1 3/4 INCH. | SUPPLEMENTARY DENTAL SUPPLIES
4573 | 4215210200100 | DENTAL LABORATORY MODEL BASE FORMER RUBBER MEDIUM AND LARGE SIZE UPPER AND LOWER.. | SUPPLEMENTARY DENTAL SUPPLIES
4574 | 4215210300000 | TRAY ADHESIVE MATERIAL FOR ALGINATE IMPRESSION MATERIAL.. | DENTAL GENERAL SUPPLIES
4575 | 4215210300100 | TRAY ADHESIVE MATERIAL DESIGNED TO ADHERE TO POLYVINYL SILOXANE IMPRESSION MATERIAL TO ACRYLIC TRAY. | DENTAL GENERAL SUPPLIES
4576 | 4215210300200 | OTO-FORM AK SILICONE IMPRESSION MATERIAL DISPOSABLE OR EQUIVALENT | EAR, NOSE & THROAT SUPPLIES (ENT)
4577 | 4215210400100 | LIQUID CLEANING AND DISINFECTION OF ALL KINDS OF DENTAL IMPRESSIONS, WORN DENTAL PROSTHESES AND DENTAL WORKS, EFFICACY AND CONTACT TIME BACTERICIDAL INCLUDE TBC, YEASTICIDAL, VIRUS INACTIVATING A SUCH AS HBV, HCV, HIV, INFLUENZA, BVDV AND VACCINIA CONTACT TIME( 1-5 MIN.), SIZE 5L, FREE OF CHARGE DISPENSER, MEASUREMENT TOOL, EN STANDARD, NOTE: MSDS SHOULD BE PROVIDED IN SOFT COPY... | DISINFECTANTS SUPPLIES
4578 | 4215210500100 | LOWER IMPRESSION TRAYS DISPOSABLE - MEDIUM | DENTAL GENERAL SUPPLIES
4579 | 4215210500300 | IMPRESSION TRAYS, PERFORATED, LARGE SIZE, UPPER AND LOWER (20/BOX), DISPOSABLE | DENTAL GENERAL SUPPLIES
4580 | 4215210500400 | IMPRESSION TRAYS, PERFORATED, MEDIUM SIZE, UPPER AND LOWER (20/BOX), DISPOSABLE | DENTAL GENERAL SUPPLIES
4581 | 4215210500500 | IMPRESSION TRAYS, PERFORATED, SMALL SIZE, UPPER AND LOWER (20/BOX), DISPOSABLE | DENTAL GENERAL SUPPLIES
4582 | 4215210501700 | IMPRESSION SECTIONAL TRAYS, DISPOSABLE, SECTIONAL PLASTIC IMPRESSION TRAYS PERFORATED, RIGID FRAME FOR ANTERIOR AND POSTERIOR (RIGHT AND LEFT), MEDIUM SIZE, 20/BOX | DENTAL GENERAL SUPPLIES
4583 | 4215210501800 | IMPRESSION SECTIONAL TRAYS, DISPOSABLE, SECTIONAL PLASTIC IMPRESSION TRAYS PERFORATED, RIGID FRAME FOR ANTERIOR AND POSTERIOR (RIGHT AND LEFT), SMALL SIZE, 20/BOX | DENTAL GENERAL SUPPLIES
4584 | 4215210502000 | PERFORATED PEDIATRIC IMPRESSION TRAYS (RELIANCE TRAYS) CHROME PLATED NON WATER COOLED SET OF 6 TRAYS (3 UPPER AND 3 LOWER) ONE EACH (EA)=ONE (1) SET | DENTAL GENERAL SUPPLIES
4585 | 4215210503500 | PERFORATED PEDIATRIC IMPRESSION TRAYS, UPPER AND LOWER COMPLETE SET, DISPOSABLE, SMALL | DENTAL GENERAL SUPPLIES
4586 | 4215210503600 | PERFORATED PEDIATRIC IMPRESSION TRAYS, UPPER AND LOWER COMPLETE SET, DISPOSABLE, MEDIUM | DENTAL GENERAL SUPPLIES
4587 | 4215210503700 | PERFORATED PEDIATRIC IMPRESSION TRAYS, UPPER AND LOWER COMPLETE SET, DISPOSABLE, LARGE | DENTAL GENERAL SUPPLIES
4588 | 4215210503800 | IMPRESSION SECTIONAL TRAYS, DISPOSABLE, SECTIONAL PLASTIC IMPRESSION TRAYS PERFORATED, RIGID FRAME, FOR ANTERIOR AND POSTERIOR (RIGHT AND LEFT), LARGE SIZE, (20/BOX) | DENTAL GENERAL SUPPLIES
4589 | 4215210503900 | PERFORATED EDENTULOUS IMPRESSION TRAYS, STAINLESS STEEL, UPPER AND LOWER, XLARGE SIZE | DENTAL GENERAL SUPPLIES
4590 | 4215210504000 | DUAL ARCH IMPRESSION TRAY, ANTERIOR | DENTAL GENERAL SUPPLIES
4591 | 4215210504100 | DUAL ARCH IMPRESSION TRAY, EXTENDED QUADRANT | DENTAL GENERAL SUPPLIES
4592 | 4215210504200 | DUAL ARCH IMPRESSION TRAY, THREE QUARTER ARCH | DENTAL GENERAL SUPPLIES
4593 | 4215210504400 | DUAL ARCH IMPRESSION TRAY, FULL ARCH | DENTAL GENERAL SUPPLIES
4594 | 4215210504500 | DUAL ARCH IMPRESSION TRAY POSTERIOR | DENTAL GENERAL SUPPLIES
4595 | 4215210504600 | DUAL ARCH IMPRESSION TRAY, SIDELESS POSTERIOR | DENTAL GENERAL SUPPLIES
4596 | 4215210504700 | PERFORATED RIM - LOCK PEDIATRIC IMPRESSION TRAYS UPPER AND LOWER COMPLETE SET OF THREE SIZE S SMALL MEDIUM AND LARGE ONE EACH (EA)=ONE (1) SET | DENTAL GENERAL SUPPLIES
4597 | 4215210504800 | PERFORATED EDENTULOUS IMPRESSION TRAYS, STAINLESS STEEL, UPPER AND LOWER, MEDIUM SIZE | DENTAL GENERAL SUPPLIES
4598 | 4215210504900 | PERFORATED EDENTULOUS IMPRESSION TRAYS COMPLETE SET OF 4, STAINLESS STEEL, UPPER AND LOWER, SIZE S, SMALL, MEDIUM, LARGE AND X - LARGE | DENTAL GENERAL SUPPLIES
4599 | 4215210505000 | PERFORATED EDENTULOUS IMPRESSION TRAYS, STAINLESS STEEL, UPPER AND LOWER, SMALL SIZE | DENTAL GENERAL SUPPLIES
4600 | 4215210505100 | PERFORATED EDENTULOUS IMPRESSION TRAYS, STAINLESS STEEL, UPPER AND LOWER, LARGE SIZE | DENTAL GENERAL SUPPLIES
4601 | 4215210700100 | BITE RIM FORMER / HOT PLATE WAXING SPATULA.. | SUPPLEMENTARY DENTAL SUPPLIES
4602 | 4215210800200 | CANNULAS TO MIX IMPRESSION MATERIAL DISPOSABLE | EAR, NOSE & THROAT SUPPLIES (ENT)
4603 | 4215211100200 | DIPPING COLD HARDENER FOR INVESTMENT MODELS 1 LITER BOTTLE.. | SUPPLEMENTARY DENTAL SUPPLIES
4604 | 4215211300000 | DENTAL ACRYLIC INJECTION HIGH IMPACT STANDARD KIT SHADE PINK-V IMPLANT COMPATIBLE WITH MACHINE CENTER.. | SUPPLEMENTARY DENTAL SUPPLIES
4605 | 4215211300100 | DENTAL ACRYLIC INJECTION HIGH IMPACT STANDARD KIT SHADE PINK-V COMPATIBLE WITH MACHINE CENTER.. | SUPPLEMENTARY DENTAL SUPPLIES
4606 | 4215211300200 | DENTAL ACRYLIC INJECTION SYSTEM HIGH IMPACT STANDARD KIT SHADE PINK COMPATIBLE WITH MACHINE CENTER.. | SUPPLEMENTARY DENTAL SUPPLIES
4607 | 4215211300300 | DENTURE TEETH ANTERIOR OVOID SHAPE FOR LOWER JAW ASSORTED (SHADE-MOLD).. | SUPPLEMENTARY DENTAL SUPPLIES
4608 | 4215211300400 | DENTURE TEETH ANTERIOR OVOID SHAPE FOR UPPER JAW ASSORTED (SHADE-MOLD).. | SUPPLEMENTARY DENTAL SUPPLIES
4609 | 4215211300500 | DENTURE TEETH ANTERIOR SQUARE SHAPE FOR LOWER JAW ASSORTED (SHADE-MOLD).. | SUPPLEMENTARY DENTAL SUPPLIES
4610 | 4215211300600 | DENTURE TEETH ANTERIOR SQUARE SHAPE FOR UPPER JAW ASSORTED (SHADE-MOLD).. | SUPPLEMENTARY DENTAL SUPPLIES
4611 | 4215211300700 | DENTURE TEETH ANTERIOR TRIANGLE SHAPE FOR LOWER JAW ASSORTED (SHADE-MOLD).. | SUPPLEMENTARY DENTAL SUPPLIES
4612 | 4215211300800 | DENTURE TEETH ANTERIOR TRIANGLE SHAPE FOR UPPER JAW ASSORTED (SHADE-MOLD).. | SUPPLEMENTARY DENTAL SUPPLIES
4613 | 4215211300900 | DENTURE TEETH POSTERIOR FOR LOWER 10 DEGREE OR EQUIVALENTASSORTED (SIZE-SHADE).. | SUPPLEMENTARY DENTAL SUPPLIES
4614 | 4215211301000 | DENTURE TEETH POSTERIOR FOR LOWER 20 DEGREE OR EQUIVALENTASSORTED (SIZE-SHADE).. | SUPPLEMENTARY DENTAL SUPPLIES
4615 | 4215211301100 | DENTURE TEETH POSTERIOR FOR LOWER 30 DEGREE OR EQUIVALENTASSORTED (SIZE-SHADE).. | SUPPLEMENTARY DENTAL SUPPLIES
4616 | 4215211301200 | DENTURE TEETH POSTERIOR FOR UPPER 10 DEGREE OR EQUIVALENTASSORTED (SIZE-SHADE).. | SUPPLEMENTARY DENTAL SUPPLIES
4617 | 4215211301300 | DENTURE TEETH POSTERIOR FOR UPPER 20 DEGREE OR EQUIVALENTASSORTED (SIZE-SHADE).. | SUPPLEMENTARY DENTAL SUPPLIES
4618 | 4215211301400 | DENTURE TEETH POSTERIOR FOR UPPER 30 DEGREE OR EQUIVALENTASSORTED (SIZE-SHADE).. | SUPPLEMENTARY DENTAL SUPPLIES
4619 | 4215211301500 | LOCATOR OR EQUIVALENT RETENTIVE PROCESSING PACKAGE INCLUDES: DENTURE CAP WITH PROCESSING INSERT AND BLOCK - OUT SPACER REPLACEMENT INSERT: 3 DIFFERENT SIZES OF STRENGHT.-.. | SUPPLEMENTARY DENTAL SUPPLIES
4620 | 4215211400300 | POLYETHER IMPRESSION MATERIAL PACK, LIGHT VISCOSITY, FAST SET, BASE AND CATALYST KIT | DENTAL GENERAL SUPPLIES
4621 | 4215211400500 | POLYETHER IMPRESSION MATERIAL REGULAR BODY, REGULAR SET, BASE AND CATALYST FOR MACHINE DISPENSING | DENTAL GENERAL SUPPLIES
4622 | 4215211400600 | AUTOMIX GUN FOR IMPRESSION MATERIAL RATIO 1:1 | DENTAL GENERAL SUPPLIES
4623 | 4215211600000 | POST REFILL WHITE FIBER - RESIN, CYLINDRICAL, SIZE 4 | DENTAL GENERAL SUPPLIES
4624 | 4215211600100 | POST REFILL WHITE FIBER - RESIN, CYLINDRICAL, SIZE 5 | DENTAL GENERAL SUPPLIES
4625 | 4215211600200 | POST REFILL WHITE FIBER - RESIN, CYLINDRICAL, SIZE 6 | DENTAL GENERAL SUPPLIES
4626 | 4215211600300 | ROOT CANAL BURN-OUT POST SIZE 1 DIAMETER (0.9 MM) | DENTAL GENERAL SUPPLIES
4627 | 4215211600400 | ROOT CANAL BURN-OUT POST SIZE 2 DIAMETER (1.0 MM) | DENTAL GENERAL SUPPLIES
4628 | 4215211600500 | ROOT CANAL BURN-OUT POST SIZE 3 DIAMETER (1.14 MM) | DENTAL GENERAL SUPPLIES
4629 | 4215220002800 | MULTI SHADE INVESTMENT RING 200G.. | SUPPLEMENTARY DENTAL SUPPLIES
4630 | 4215220002900 | SILICONE RING WITH BASE FORMER 100G FOR ALL CERAMIC SYSTEM.. | SUPPLEMENTARY DENTAL SUPPLIES
4631 | 4215220005600 | MARGIN SEALER 10-20ML.. | SUPPLEMENTARY DENTAL SUPPLIES
4632 | 4215220009000 | INGOTS GLASS-CERAMIC 'LITHIUM DISILICATE' PRESS MULTI A1 (PCS/BOXEA).. | SUPPLEMENTARY DENTAL SUPPLIES
4633 | 4215220009100 | INGOTS GLASS-CERAMIC 'LITHIUM DISILICATE' PRESS MULTI A2 (PCS/BOXEA).. | SUPPLEMENTARY DENTAL SUPPLIES
4634 | 4215220009200 | INGOTS GLASS-CERAMIC 'LITHIUM DISILICATE' PRESS MULTI B2 (PCS/BOXEA).. | SUPPLEMENTARY DENTAL SUPPLIES
4635 | 4215220009300 | INGOTS GLASS-CERAMIC 'LITHIUM DISILICATE' PRESS MULTI C2 (PCS/BOXEA).. | SUPPLEMENTARY DENTAL SUPPLIES
4636 | 4215220009400 | INGOTS GLASS-CERAMIC 'LITHIUM DISILICATE' PRESS MULTI D2 (PCS/BOXEA).. | SUPPLEMENTARY DENTAL SUPPLIES
4637 | 4215220010700 | DENTAL LAB WORKING CASE CONTAINER TRAY WITH CLIP FOR INSTRUCTION SHEET. MADE OF SCRATCH RESISTANT PLASTIC 4 DIFFERENT COLORS.. | SUPPLEMENTARY DENTAL SUPPLIES
4638 | 4215220010900 | GENERAL PURPOSE GLUE FAST SETTING 20 - 30 ML.. | SUPPLEMENTARY DENTAL SUPPLIES
4639 | 4215220011000 | LONG DOWEL PINS BIG SIZE WITH EFFECTIVE ANTI ROTATION WITH SLEEVES AND RUBBER CUP 1000 PIECES/BOX.. | SUPPLEMENTARY DENTAL SUPPLIES
4640 | 4215220011500 | CERAMIC MIXING GLASS ROD.. | SUPPLEMENTARY DENTAL SUPPLIES
4641 | 4215220011600 | STAINLESS STEEL ROUND WIRE SIZE 0.6 MM SPRING HARD 20 M/ROLL.. | SUPPLEMENTARY DENTAL SUPPLIES
4642 | 4215220011700 | STAINLESS STEEL ROUND WIRE SIZE 0.9 MM HARD 20 M/ROLL.. | SUPPLEMENTARY DENTAL SUPPLIES
4643 | 4215220011800 | STAINLESS STEEL ROUND WIRE SIZE 0.8 MM SPRING HARD 20 M/ROLL.. | SUPPLEMENTARY DENTAL SUPPLIES
4644 | 4215220011900 | STAINLESS STEEL ROUND WIRE SIZE 1 MMX 10 M HARD.. | SUPPLEMENTARY DENTAL SUPPLIES
4645 | 4215220012100 | STAINLESS STEEL ROUND WIRE SIZE 0.7 MM HARD 20 M/ROLL.. | SUPPLEMENTARY DENTAL SUPPLIES
4646 | 4215220012200 | MOUTHGUARD SHEETS FOR VACUUM FORMING SYSTEM THICKNESS 1.0 MM.. | SUPPLEMENTARY DENTAL SUPPLIES
4647 | 4215220012300 | MOUTH GUARD SHEET HARD MATERIAL CLEAR SQUARE DIAMETER 125MM THICKNESS 0.5MM (+/-0.2).. | SUPPLEMENTARY DENTAL SUPPLIES
4648 | 4215220012400 | MOUTHGUARD SHEET HARD MATERIAL SQUARE CLEAR DIAMETER 125 MM THICKNESS 1.0 MM (+/- 0.2).. | SUPPLEMENTARY DENTAL SUPPLIES
4649 | 4215220012500 | MOUTHGUARD SHEET HARD MATERIAL SQUARE CLEAR DIAMETER 125 MM THICKNESS 2.0 MM (+/- 0.2).. | SUPPLEMENTARY DENTAL SUPPLIES
4650 | 4215220012600 | MOUTHGUARD SHEET SOFT MATERIAL SQUARE CLEAR DIAMETER 125 MM THICKNESS 2.0 MM (+/- 0.2).. | SUPPLEMENTARY DENTAL SUPPLIES
4651 | 4215220012700 | MOUTH GUARD SHEET SOFT MATERIAL CLEAR SQUARE DIAMETER125MM THICKNESS 3.00 MM (+/-0.2).. | SUPPLEMENTARY DENTAL SUPPLIES
4652 | 4215220012800 | MOUTH GUARD SHEET SOFT MATERIAL CLEAR SQUARE DIAMETER 125MM THICKNESS 1.00 MM (+/-0.2).. | SUPPLEMENTARY DENTAL SUPPLIES
4653 | 4215220012900 | CERAMIC MIXING PALETTE WITH COVER FOR PORCELAIN WITH HUMIDIFICATION TRAY.. | SUPPLEMENTARY DENTAL SUPPLIES
4654 | 4215220019100 | WAX TRIMMER ROD USED FOR DENTAL SURVEYOR COMPATIBLE WITH NEY OR EQUIVALENT. | SUPPLEMENTARY DENTAL SUPPLIES
4655 | 4215220019200 | ANALYZING ROD FOR DENTAL SURVEYOR REPLACEMENT PART COMPATIBLE WITH NEY OR EQUIVALENT. | SUPPLEMENTARY DENTAL SUPPLIES
4656 | 4215220019300 | LEAD PENCIL CARBON MARKER USED FOR DENTAL SURVEYOR COMPATIBLE WITH NEY OR EQUIVALENT. | SUPPLEMENTARY DENTAL SUPPLIES
4657 | 4215220019400 | CARBON MARKER OR PENCIL HOLDER FOR DENTAL SURVEYOR COMPATIBLE WITH NEY OR EQUIVALENT. | SUPPLEMENTARY DENTAL SUPPLIES
4658 | 4215220021200 | DENTAL ACCESSORIES WAX COMPONENTS COMPATIBLE WITH MACHINE CENTER.. | SUPPLEMENTARY DENTAL SUPPLIES
4659 | 4215220021300 | DENTAL ACRYLIC INJECTION HYBRID STANDARD KIT SHADE CLEAR COMPATIBLE WITH MACHINE CENTER.. | SUPPLEMENTARY DENTAL SUPPLIES
4660 | 4215220021400 | DENTAL ACRYLIC INJECTION HYBRID STANDARD KIT SHADE PINK COMPATIBLE WITH MACHINE CENTER.. | SUPPLEMENTARY DENTAL SUPPLIES
4661 | 4215220021600 | DENTAL ACRYLIC INJECTION HYBRID STANDARD KIT SHADE PINK-V COMPATIBLE WITH MACHINE CENTER.. | SUPPLEMENTARY DENTAL SUPPLIES
4662 | 4215220022000 | DENTAL LAB STORE-DENTAL WEHMER DUAL DISC MODEL TRIMMER DIAMOND TRIMMING WHEEL- COARSE MODEL.. | SUPPLEMENTARY DENTAL SUPPLIES
4663 | 4215220022100 | DENTAL LAB STORE-DENTAL WEHMER DUAL DISC MODEL TRIMMER DIAMOND TRIMMING WHEEL- FINE MODEL.. | SUPPLEMENTARY DENTAL SUPPLIES
4664 | 4215220022300 | DISC PMMA FOR CAD- CAM 98.5MM THICKNESS 16MM LT A1- COMPATIBLE WITH CENTER MACHINE.. | SUPPLEMENTARY DENTAL SUPPLIES
4665 | 4215220022400 | DISC PMMA FOR CAD- CAM 98.5MM THICKNESS 16MM LT A2- COMPATIBLE WITH CENTER MACHINE.. | SUPPLEMENTARY DENTAL SUPPLIES
4666 | 4215220022500 | DISC PMMA FOR CAD- CAM 98.5MM THICKNESS 16MM LT A3- COMPATIBLE WITH CENTER MACHINE.. | SUPPLEMENTARY DENTAL SUPPLIES
4667 | 4215220022600 | DISC PMMA FOR CAD- CAM 98.5MM THICKNESS 16MM LT A3.5- COMPATIBLE WITH CENTER MACHINE.. | SUPPLEMENTARY DENTAL SUPPLIES
4668 | 4215220022700 | DISC PMMA FOR CAD- CAM 98.5MM THICKNESS 16MM LT B1- COMPATIBLE WITH CENTER MACHINE.. | SUPPLEMENTARY DENTAL SUPPLIES
4669 | 4215220022800 | DISC PMMA FOR CAD- CAM 98.5MM THICKNESS 16MM LT B3- COMPATIBLE WITH CENTER MACHINE.. | SUPPLEMENTARY DENTAL SUPPLIES
4670 | 4215220022900 | DISC PMMA FOR CAD- CAM 98.5MM THICKNESS 16MM LT BL3- COMPATIBLE WITH CENTER MACHINE.. | SUPPLEMENTARY DENTAL SUPPLIES
4671 | 4215220023000 | DISC PMMA FOR CAD- CAM 98.5MM THICKNESS 20MM LT A1- COMPATIBLE WITH CENTER MACHINE.. | SUPPLEMENTARY DENTAL SUPPLIES
4672 | 4215220023100 | DISC PMMA FOR CAD- CAM 98.5MM THICKNESS 20MM LT A2- COMPATIBLE WITH CENTER MACHINE.. | SUPPLEMENTARY DENTAL SUPPLIES
4673 | 4215220023200 | DISC PMMA FOR CAD- CAM 98.5MM THICKNESS 20MM LT A3- COMPATIBLE WITH CENTER MACHINE.. | SUPPLEMENTARY DENTAL SUPPLIES
4674 | 4215220023300 | DISC PMMA FOR CAD- CAM 98.5MM THICKNESS 20MM LT A3.5- COMPATIBLE WITH CENTER MACHINE.. | SUPPLEMENTARY DENTAL SUPPLIES
4675 | 4215220023400 | DISC PMMA FOR CAD- CAM 98.5MM THICKNESS 20MM LT B1- COMPATIBLE WITH CENTER MACHINE.. | SUPPLEMENTARY DENTAL SUPPLIES
4676 | 4215220023500 | DISC PMMA FOR CAD- CAM 98.5MM THICKNESS 20MM LT B3- COMPATIBLE WITH CENTER MACHINE.. | SUPPLEMENTARY DENTAL SUPPLIES
4677 | 4215220023600 | DISC PMMA FOR CAD- CAM 98.5MM THICKNESS 20MM LT BL3- COMPATIBLE WITH CENTER MACHINE.. | SUPPLEMENTARY DENTAL SUPPLIES
4678 | 4215220023700 | DISC PMMA FOR CAD- CAM 98.5MM THICKNESS 25MM LT A1- COMPATIBLE WITH CENTER MACHINE.. | SUPPLEMENTARY DENTAL SUPPLIES
4679 | 4215220023800 | DISC PMMA FOR CAD- CAM 98.5MM THICKNESS 25MM LT A2- COMPATIBLE WITH CENTER MACHINE.. | SUPPLEMENTARY DENTAL SUPPLIES
4680 | 4215220023900 | DISC PMMA FOR CAD- CAM 98.5MM THICKNESS 25MM LT A3- COMPATIBLE WITH CENTER MACHINE.. | SUPPLEMENTARY DENTAL SUPPLIES
4681 | 4215220024000 | DISC PMMA FOR CAD- CAM 98.5MM THICKNESS 25MM LT A3.5- COMPATIBLE WITH CENTER MACHINE.. | SUPPLEMENTARY DENTAL SUPPLIES
4682 | 4215220024100 | DISC PMMA FOR CAD- CAM 98.5MM THICKNESS 25MM LT B2- COMPATIBLE WITH CENTER MACHINE.. | SUPPLEMENTARY DENTAL SUPPLIES
4683 | 4215220024200 | DISC PMMA FOR CAD- CAM 98.5MM THICKNESS 25MM LT BL3- COMPATIBLE WITH CENTER MACHINE.. | SUPPLEMENTARY DENTAL SUPPLIES
4684 | 4215220024300 | SEMI-PRECIOUS ALLOY FOR METAL TO CERAMIC WORK MINIMUM OF 25% PRECIOUS METAL INCLUDING GOLD.. | SUPPLEMENTARY DENTAL SUPPLIES
4685 | 4215220033900 | ZIRCONIUM DISC SUPER TRANSLUCENT 98 DIAMETER SIZE 12 SHADE A1.. | SUPPLEMENTARY DENTAL SUPPLIES
4686 | 4215220034000 | ZIRCONIUM DISC SUPER TRANSLUCENT 98 DIAMETER SIZE 12 SHADE A2.. | SUPPLEMENTARY DENTAL SUPPLIES
4687 | 4215220034100 | ZIRCONIUM DISC SUPER TRANSLUCENT 98 DIAMETER SIZE 12 SHADE A3.. | SUPPLEMENTARY DENTAL SUPPLIES
4688 | 4215220034200 | ZIRCONIUM DISC SUPER TRANSLUCENT 98 DIAMETER SIZE 12 SHADE A4.. | SUPPLEMENTARY DENTAL SUPPLIES
4689 | 4215220034300 | ZIRCONIUM DISC SUPER TRANSLUCENT 98 DIAMETER SIZE 12 SHADE B1.. | SUPPLEMENTARY DENTAL SUPPLIES
4690 | 4215220034400 | ZIRCONIUM DISC SUPER TRANSLUCENT 98 DIAMETER SIZE 12 SHADE B2.. | SUPPLEMENTARY DENTAL SUPPLIES
4691 | 4215220034500 | ZIRCONIUM DISC SUPER TRANSLUCENT 98 DIAMETER SIZE 12 SHADE B3.. | SUPPLEMENTARY DENTAL SUPPLIES
4692 | 4215220034600 | ZIRCONIUM DISC SUPER TRANSLUCENT 98 DIAMETER SIZE 12 SHADE B4.. | SUPPLEMENTARY DENTAL SUPPLIES
4693 | 4215220034700 | ZIRCONIUM DISC SUPER TRANSLUCENT 98 DIAMETER SIZE 12 SHADE BL1.. | SUPPLEMENTARY DENTAL SUPPLIES
4694 | 4215220034900 | ZIRCONIUM DISC SUPER TRANSLUCENT 98 DIAMETER SIZE 12 SHADE BL3.. | SUPPLEMENTARY DENTAL SUPPLIES
4695 | 4215220035100 | ZIRCONIUM DISC SUPER TRANSLUCENT 98 DIAMETER SIZE 12 SHADE C1.. | SUPPLEMENTARY DENTAL SUPPLIES
4696 | 4215220035200 | ZIRCONIUM DISC SUPER TRANSLUCENT 98 DIAMETER SIZE 12 SHADE C2.. | SUPPLEMENTARY DENTAL SUPPLIES
4697 | 4215220035300 | ZIRCONIUM DISC SUPER TRANSLUCENT 98 DIAMETER SIZE 12 SHADE C3.. | SUPPLEMENTARY DENTAL SUPPLIES
4698 | 4215220035400 | ZIRCONIUM DISC SUPER TRANSLUCENT 98 DIAMETER SIZE 12 SHADE C4.. | SUPPLEMENTARY DENTAL SUPPLIES
4699 | 4215220035500 | ZIRCONIUM DISC SUPER TRANSLUCENT 98 DIAMETER SIZE 12 SHADE D2.. | SUPPLEMENTARY DENTAL SUPPLIES
4700 | 4215220035600 | ZIRCONIUM DISC SUPER TRANSLUCENT 98 DIAMETER SIZE 12 SHADE D3.. | SUPPLEMENTARY DENTAL SUPPLIES
4701 | 4215220035700 | ZIRCONIUM DISC SUPER TRANSLUCENT 98 DIAMETER SIZE 12 SHADE D4.. | SUPPLEMENTARY DENTAL SUPPLIES
4702 | 4215220035800 | ZIRCONIUM DISC SUPER TRANSLUCENT 98 DIAMETER SIZE 14 SHADE A1.. | SUPPLEMENTARY DENTAL SUPPLIES
4703 | 4215220035900 | ZIRCONIUM DISC SUPER TRANSLUCENT 98 DIAMETER SIZE 14 SHADE A2.. | SUPPLEMENTARY DENTAL SUPPLIES
4704 | 4215220036000 | ZIRCONIUM DISC SUPER TRANSLUCENT 98 DIAMETER SIZE 14 SHADE A3.. | SUPPLEMENTARY DENTAL SUPPLIES
4705 | 4215220036100 | ZIRCONIUM DISC SUPER TRANSLUCENT 98 DIAMETER SIZE 14 SHADE A4.. | SUPPLEMENTARY DENTAL SUPPLIES
4706 | 4215220036200 | ZIRCONIUM DISC SUPER TRANSLUCENT 98 DIAMETER SIZE 14 SHADE B1.. | SUPPLEMENTARY DENTAL SUPPLIES
4707 | 4215220036300 | ZIRCONIUM DISC SUPER TRANSLUCENT 98 DIAMETER SIZE 14 SHADE B2.. | SUPPLEMENTARY DENTAL SUPPLIES
4708 | 4215220036400 | ZIRCONIUM DISC SUPER TRANSLUCENT 98 DIAMETER SIZE 14 SHADE B3.. | SUPPLEMENTARY DENTAL SUPPLIES
4709 | 4215220036500 | ZIRCONIUM DISC SUPER TRANSLUCENT 98 DIAMETER SIZE 14 SHADE B4.. | SUPPLEMENTARY DENTAL SUPPLIES
4710 | 4215220036600 | ZIRCONIUM DISC SUPER TRANSLUCENT 98 DIAMETER SIZE 14 SHADE BL1.. | SUPPLEMENTARY DENTAL SUPPLIES
4711 | 4215220036800 | ZIRCONIUM DISC SUPER TRANSLUCENT 98 DIAMETER SIZE 14 SHADE BL3.. | SUPPLEMENTARY DENTAL SUPPLIES
4712 | 4215220037000 | ZIRCONIUM DISC SUPER TRANSLUCENT 98 DIAMETER SIZE 14 SHADE C1.. | SUPPLEMENTARY DENTAL SUPPLIES
4713 | 4215220037100 | ZIRCONIUM DISC SUPER TRANSLUCENT 98 DIAMETER SIZE 14 SHADE C2.. | SUPPLEMENTARY DENTAL SUPPLIES
4714 | 4215220037200 | ZIRCONIUM DISC SUPER TRANSLUCENT 98 DIAMETER SIZE 14 SHADE C3.. | SUPPLEMENTARY DENTAL SUPPLIES
4715 | 4215220037300 | ZIRCONIUM DISC SUPER TRANSLUCENT 98 DIAMETER SIZE 14 SHADE C4.. | SUPPLEMENTARY DENTAL SUPPLIES
4716 | 4215220037400 | ZIRCONIUM DISC SUPER TRANSLUCENT 98 DIAMETER SIZE 14 SHADE D2.. | SUPPLEMENTARY DENTAL SUPPLIES
4717 | 4215220037500 | ZIRCONIUM DISC SUPER TRANSLUCENT 98 DIAMETER SIZE 14 SHADE D3.. | SUPPLEMENTARY DENTAL SUPPLIES
4718 | 4215220037600 | ZIRCONIUM DISC SUPER TRANSLUCENT 98 DIAMETER SIZE 14 SHADE D4.. | SUPPLEMENTARY DENTAL SUPPLIES
4719 | 4215220037700 | ZIRCONIUM DISC SUPER TRANSLUCENT 98 DIAMETER SIZE 16 SHADE A1.. | SUPPLEMENTARY DENTAL SUPPLIES
4720 | 4215220037800 | ZIRCONIUM DISC SUPER TRANSLUCENT 98 DIAMETER SIZE 16 SHADE A2.. | SUPPLEMENTARY DENTAL SUPPLIES
4721 | 4215220037900 | ZIRCONIUM DISC SUPER TRANSLUCENT 98 DIAMETER SIZE 16 SHADE A3.. | SUPPLEMENTARY DENTAL SUPPLIES
4722 | 4215220038000 | ZIRCONIUM DISC SUPER TRANSLUCENT 98 DIAMETER SIZE 16 SHADE A4.. | SUPPLEMENTARY DENTAL SUPPLIES
4723 | 4215220038100 | ZIRCONIUM DISC SUPER TRANSLUCENT 98 DIAMETER SIZE 16 SHADE B1.. | SUPPLEMENTARY DENTAL SUPPLIES
4724 | 4215220038200 | ZIRCONIUM DISC SUPER TRANSLUCENT 98 DIAMETER SIZE 16 SHADE B2.. | SUPPLEMENTARY DENTAL SUPPLIES
4725 | 4215220038300 | ZIRCONIUM DISC SUPER TRANSLUCENT 98 DIAMETER SIZE 16 SHADE B3.. | SUPPLEMENTARY DENTAL SUPPLIES
4726 | 4215220038400 | ZIRCONIUM DISC SUPER TRANSLUCENT 98 DIAMETER SIZE 16 SHADE B4.. | SUPPLEMENTARY DENTAL SUPPLIES
4727 | 4215220038500 | ZIRCONIUM DISC SUPER TRANSLUCENT 98 DIAMETER SIZE 16 SHADE BL1.. | SUPPLEMENTARY DENTAL SUPPLIES
4728 | 4215220038700 | ZIRCONIUM DISC SUPER TRANSLUCENT 98 DIAMETER SIZE 16 SHADE BL3.. | SUPPLEMENTARY DENTAL SUPPLIES
4729 | 4215220038900 | ZIRCONIUM DISC SUPER TRANSLUCENT 98 DIAMETER SIZE 16 SHADE C1.. | SUPPLEMENTARY DENTAL SUPPLIES
4730 | 4215220039000 | ZIRCONIUM DISC SUPER TRANSLUCENT 98 DIAMETER SIZE 16 SHADE C2.. | SUPPLEMENTARY DENTAL SUPPLIES
4731 | 4215220039100 | ZIRCONIUM DISC SUPER TRANSLUCENT 98 DIAMETER SIZE 16 SHADE C3.. | SUPPLEMENTARY DENTAL SUPPLIES
4732 | 4215220039200 | ZIRCONIUM DISC SUPER TRANSLUCENT 98 DIAMETER SIZE 16 SHADE C4.. | SUPPLEMENTARY DENTAL SUPPLIES
4733 | 4215220039300 | ZIRCONIUM DISC SUPER TRANSLUCENT 98 DIAMETER SIZE 16 SHADE D2.. | SUPPLEMENTARY DENTAL SUPPLIES
4734 | 4215220039400 | ZIRCONIUM DISC SUPER TRANSLUCENT 98 DIAMETER SIZE 16 SHADE D3.. | SUPPLEMENTARY DENTAL SUPPLIES
4735 | 4215220039500 | ZIRCONIUM DISC SUPER TRANSLUCENT 98 DIAMETER SIZE 16 SHADE D4.. | SUPPLEMENTARY DENTAL SUPPLIES
4736 | 4215220039600 | ZIRCONIUM DISC SUPER TRANSLUCENT 98 DIAMETER SIZE 18 SHADE A1.. | SUPPLEMENTARY DENTAL SUPPLIES
4737 | 4215220039700 | ZIRCONIUM DISC SUPER TRANSLUCENT 98 DIAMETER SIZE 18 SHADE A2.. | SUPPLEMENTARY DENTAL SUPPLIES
4738 | 4215220039800 | ZIRCONIUM DISC SUPER TRANSLUCENT 98 DIAMETER SIZE 18 SHADE A3.. | SUPPLEMENTARY DENTAL SUPPLIES
4739 | 4215220039900 | ZIRCONIUM DISC SUPER TRANSLUCENT 98 DIAMETER SIZE 18 SHADE A4.. | SUPPLEMENTARY DENTAL SUPPLIES
4740 | 4215220040000 | ZIRCONIUM DISC SUPER TRANSLUCENT 98 DIAMETER SIZE 18 SHADE B1.. | SUPPLEMENTARY DENTAL SUPPLIES
4741 | 4215220040100 | ZIRCONIUM DISC SUPER TRANSLUCENT 98 DIAMETER SIZE 18 SHADE B2.. | SUPPLEMENTARY DENTAL SUPPLIES
4742 | 4215220040200 | ZIRCONIUM DISC SUPER TRANSLUCENT 98 DIAMETER SIZE 18 SHADE B3.. | SUPPLEMENTARY DENTAL SUPPLIES
4743 | 4215220040300 | ZIRCONIUM DISC SUPER TRANSLUCENT 98 DIAMETER SIZE 18 SHADE B4.. | SUPPLEMENTARY DENTAL SUPPLIES
4744 | 4215220040400 | ZIRCONIUM DISC SUPER TRANSLUCENT 98 DIAMETER SIZE 18 SHADE BL1.. | SUPPLEMENTARY DENTAL SUPPLIES
4745 | 4215220040600 | ZIRCONIUM DISC SUPER TRANSLUCENT 98 DIAMETER SIZE 18 SHADE BL3.. | SUPPLEMENTARY DENTAL SUPPLIES
4746 | 4215220040800 | ZIRCONIUM DISC SUPER TRANSLUCENT 98 DIAMETER SIZE 18 SHADE C1.. | SUPPLEMENTARY DENTAL SUPPLIES
4747 | 4215220040900 | ZIRCONIUM DISC SUPER TRANSLUCENT 98 DIAMETER SIZE 18 SHADE C2.. | SUPPLEMENTARY DENTAL SUPPLIES
4748 | 4215220041000 | ZIRCONIUM DISC SUPER TRANSLUCENT 98 DIAMETER SIZE 18 SHADE C3.. | SUPPLEMENTARY DENTAL SUPPLIES
4749 | 4215220041100 | ZIRCONIUM DISC SUPER TRANSLUCENT 98 DIAMETER SIZE 18 SHADE C4.. | SUPPLEMENTARY DENTAL SUPPLIES
4750 | 4215220041200 | ZIRCONIUM DISC SUPER TRANSLUCENT 98 DIAMETER SIZE 18 SHADE D2.. | SUPPLEMENTARY DENTAL SUPPLIES
4751 | 4215220041300 | ZIRCONIUM DISC SUPER TRANSLUCENT 98 DIAMETER SIZE 18 SHADE D3.. | SUPPLEMENTARY DENTAL SUPPLIES
4752 | 4215220041400 | ZIRCONIUM DISC SUPER TRANSLUCENT 98 DIAMETER SIZE 18 SHADE D4.. | SUPPLEMENTARY DENTAL SUPPLIES
4753 | 4215220041500 | ZIRCONIUM DISC SUPER TRANSLUCENT 98 DIAMETER SIZE 20 SHADE A1.. | SUPPLEMENTARY DENTAL SUPPLIES
4754 | 4215220041600 | ZIRCONIUM DISC SUPER TRANSLUCENT 98 DIAMETER SIZE 20 SHADE A2.. | SUPPLEMENTARY DENTAL SUPPLIES
4755 | 4215220041700 | ZIRCONIUM DISC SUPER TRANSLUCENT 98 DIAMETER SIZE 20 SHADE A3.. | SUPPLEMENTARY DENTAL SUPPLIES
4756 | 4215220041800 | ZIRCONIUM DISC SUPER TRANSLUCENT 98 DIAMETER SIZE 20 SHADE A4.. | SUPPLEMENTARY DENTAL SUPPLIES
4757 | 4215220041900 | ZIRCONIUM DISC SUPER TRANSLUCENT 98 DIAMETER SIZE 20 SHADE B1.. | SUPPLEMENTARY DENTAL SUPPLIES
4758 | 4215220042000 | ZIRCONIUM DISC SUPER TRANSLUCENT 98 DIAMETER SIZE 20 SHADE B2.. | SUPPLEMENTARY DENTAL SUPPLIES
4759 | 4215220042100 | ZIRCONIUM DISC SUPER TRANSLUCENT 98 DIAMETER SIZE 20 SHADE B3.. | SUPPLEMENTARY DENTAL SUPPLIES
4760 | 4215220042200 | ZIRCONIUM DISC SUPER TRANSLUCENT 98 DIAMETER SIZE 20 SHADE B4.. | SUPPLEMENTARY DENTAL SUPPLIES
4761 | 4215220042300 | ZIRCONIUM DISC SUPER TRANSLUCENT 98 DIAMETER SIZE 20 SHADE BL1.. | SUPPLEMENTARY DENTAL SUPPLIES
4762 | 4215220042500 | ZIRCONIUM DISC SUPER TRANSLUCENT 98 DIAMETER SIZE 20 SHADE BL3.. | SUPPLEMENTARY DENTAL SUPPLIES
4763 | 4215220042700 | ZIRCONIUM DISC SUPER TRANSLUCENT 98 DIAMETER SIZE 20 SHADE C1.. | SUPPLEMENTARY DENTAL SUPPLIES
4764 | 4215220042800 | ZIRCONIUM DISC SUPER TRANSLUCENT 98 DIAMETER SIZE 20 SHADE C2.. | SUPPLEMENTARY DENTAL SUPPLIES
4765 | 4215220042900 | ZIRCONIUM DISC SUPER TRANSLUCENT 98 DIAMETER SIZE 20 SHADE C3.. | SUPPLEMENTARY DENTAL SUPPLIES
4766 | 4215220043000 | ZIRCONIUM DISC SUPER TRANSLUCENT 98 DIAMETER SIZE 20 SHADE C4.. | SUPPLEMENTARY DENTAL SUPPLIES
4767 | 4215220043100 | ZIRCONIUM DISC SUPER TRANSLUCENT 98 DIAMETER SIZE 20 SHADE D2.. | SUPPLEMENTARY DENTAL SUPPLIES
4768 | 4215220043200 | ZIRCONIUM DISC SUPER TRANSLUCENT 98 DIAMETER SIZE 20 SHADE D3.. | SUPPLEMENTARY DENTAL SUPPLIES
4769 | 4215220043300 | ZIRCONIUM DISC SUPER TRANSLUCENT 98 DIAMETER SIZE 20 SHADE D4.. | SUPPLEMENTARY DENTAL SUPPLIES
4770 | 4215220043400 | ZIRCONIUM DISC/MULTI-LAYER CLASSIC SHADE 98 DIAMETER SIZE 14 SHADE A1.. | SUPPLEMENTARY DENTAL SUPPLIES
4771 | 4215220043500 | ZIRCONIUM DISC/MULTI-LAYER CLASSIC SHADE 98 DIAMETER SIZE 14 SHADE A2.. | SUPPLEMENTARY DENTAL SUPPLIES
4772 | 4215220043600 | ZIRCONIUM DISC/MULTI-LAYER CLASSIC SHADE 98 DIAMETER SIZE 14 SHADE A3.. | SUPPLEMENTARY DENTAL SUPPLIES
4773 | 4215220043700 | ZIRCONIUM DISC/MULTI-LAYER CLASSIC SHADE 98 DIAMETER SIZE 14 SHADE B1.. | SUPPLEMENTARY DENTAL SUPPLIES
4774 | 4215220043800 | ZIRCONIUM DISC/MULTI-LAYER CLASSIC SHADE 98 DIAMETER SIZE 14 SHADE B2.. | SUPPLEMENTARY DENTAL SUPPLIES
4775 | 4215220043900 | ZIRCONIUM DISC/MULTI-LAYER CLASSIC SHADE 98 DIAMETER SIZE 14 SHADE B3.. | SUPPLEMENTARY DENTAL SUPPLIES
4776 | 4215220044000 | ZIRCONIUM DISC/MULTI-LAYER CLASSIC SHADE 98 DIAMETER SIZE 14 SHADE C1.. | SUPPLEMENTARY DENTAL SUPPLIES
4777 | 4215220044100 | ZIRCONIUM DISC/MULTI-LAYER CLASSIC SHADE 98 DIAMETER SIZE 14 SHADE C2.. | SUPPLEMENTARY DENTAL SUPPLIES
4778 | 4215220044300 | ZIRCONIUM DISC/MULTI-LAYER CLASSIC SHADE 98 DIAMETER SIZE 14 SHADE D2.. | SUPPLEMENTARY DENTAL SUPPLIES
4779 | 4215220044400 | ZIRCONIUM DISC/MULTI-LAYER CLASSIC SHADE 98 DIAMETER SIZE 16 SHADE A1.. | SUPPLEMENTARY DENTAL SUPPLIES
4780 | 4215220044500 | ZIRCONIUM DISC/MULTI-LAYER CLASSIC SHADE 98 DIAMETER SIZE 16 SHADE A2.. | SUPPLEMENTARY DENTAL SUPPLIES
4781 | 4215220044600 | ZIRCONIUM DISC/MULTI-LAYER CLASSIC SHADE 98 DIAMETER SIZE 16 SHADE A3.. | SUPPLEMENTARY DENTAL SUPPLIES
4782 | 4215220044700 | ZIRCONIUM DISC/MULTI-LAYER CLASSIC SHADE 98 DIAMETER SIZE 16 SHADE B1.. | SUPPLEMENTARY DENTAL SUPPLIES
4783 | 4215220044800 | ZIRCONIUM DISC/MULTI-LAYER CLASSIC SHADE 98 DIAMETER SIZE 16 SHADE B2.. | SUPPLEMENTARY DENTAL SUPPLIES
4784 | 4215220044900 | ZIRCONIUM DISC/MULTI-LAYER CLASSIC SHADE 98 DIAMETER SIZE 16 SHADE B3.. | SUPPLEMENTARY DENTAL SUPPLIES
4785 | 4215220045000 | ZIRCONIUM DISC/MULTI-LAYER CLASSIC SHADE 98 DIAMETER SIZE 16 SHADE C1.. | SUPPLEMENTARY DENTAL SUPPLIES
4786 | 4215220045100 | ZIRCONIUM DISC/MULTI-LAYER CLASSIC SHADE 98 DIAMETER SIZE 16 SHADE C2.. | SUPPLEMENTARY DENTAL SUPPLIES
4787 | 4215220045300 | ZIRCONIUM DISC/MULTI-LAYER CLASSIC SHADE 98 DIAMETER SIZE 18 SHADE A1.. | SUPPLEMENTARY DENTAL SUPPLIES
4788 | 4215220045400 | ZIRCONIUM DISC/MULTI-LAYER CLASSIC SHADE 98 DIAMETER SIZE 18 SHADE A2.. | SUPPLEMENTARY DENTAL SUPPLIES
4789 | 4215220045500 | ZIRCONIUM DISC/MULTI-LAYER CLASSIC SHADE 98 DIAMETER SIZE 18 SHADE A3.. | SUPPLEMENTARY DENTAL SUPPLIES
4790 | 4215220045600 | ZIRCONIUM DISC/MULTI-LAYER CLASSIC SHADE 98 DIAMETER SIZE 18 SHADE B1.. | SUPPLEMENTARY DENTAL SUPPLIES
4791 | 4215220045700 | ZIRCONIUM DISC/MULTI-LAYER CLASSIC SHADE 98 DIAMETER SIZE 18 SHADE B2.. | SUPPLEMENTARY DENTAL SUPPLIES
4792 | 4215220045800 | ZIRCONIUM DISC/MULTI-LAYER CLASSIC SHADE 98 DIAMETER SIZE 18 SHADE B3.. | SUPPLEMENTARY DENTAL SUPPLIES
4793 | 4215220045900 | ZIRCONIUM DISC/MULTI-LAYER CLASSIC SHADE 98 DIAMETER SIZE 18 SHADE C1.. | SUPPLEMENTARY DENTAL SUPPLIES
4794 | 4215220046000 | ZIRCONIUM DISC/MULTI-LAYER CLASSIC SHADE 98 DIAMETER SIZE 18 SHADE C2.. | SUPPLEMENTARY DENTAL SUPPLIES
4795 | 4215220046200 | ZIRCONIUM DISC/MULTI-LAYER CLASSIC SHADE 98 DIAMETER SIZE 18 SHADE D2.. | SUPPLEMENTARY DENTAL SUPPLIES
4796 | 4215220046300 | ZIRCONIUM DISC/MULTI-LAYER CLASSIC SHADE 98 DIAMETER SIZE 20 SHADE A1.. | SUPPLEMENTARY DENTAL SUPPLIES
4797 | 4215220046400 | ZIRCONIUM DISC/MULTI-LAYER CLASSIC SHADE 98 DIAMETER SIZE 20 SHADE A2.. | SUPPLEMENTARY DENTAL SUPPLIES
4798 | 4215220046500 | ZIRCONIUM DISC/MULTI-LAYER CLASSIC SHADE 98 DIAMETER SIZE 20 SHADE A3.. | SUPPLEMENTARY DENTAL SUPPLIES
4799 | 4215220046600 | ZIRCONIUM DISC/MULTI-LAYER CLASSIC SHADE 98 DIAMETER SIZE 20 SHADE B1.. | SUPPLEMENTARY DENTAL SUPPLIES
4800 | 4215220046700 | ZIRCONIUM DISC/MULTI-LAYER CLASSIC SHADE 98 DIAMETER SIZE 20 SHADE B2.. | SUPPLEMENTARY DENTAL SUPPLIES
4801 | 4215220046800 | ZIRCONIUM DISC/MULTI-LAYER CLASSIC SHADE 98 DIAMETER SIZE 20 SHADE B3.. | SUPPLEMENTARY DENTAL SUPPLIES
4802 | 4215220046900 | ZIRCONIUM DISC/MULTI-LAYER CLASSIC SHADE 98 DIAMETER SIZE 20 SHADE C1.. | SUPPLEMENTARY DENTAL SUPPLIES
4803 | 4215220047000 | ZIRCONIUM DISC/MULTI-LAYER CLASSIC SHADE 98 DIAMETER SIZE 20 SHADE C2.. | SUPPLEMENTARY DENTAL SUPPLIES
4804 | 4215220047200 | ZIRCONIUM DISC/MULTI-LAYER CLASSIC SHADE 98 DIAMETER SIZE 20 SHADE D2.. | SUPPLEMENTARY DENTAL SUPPLIES
4805 | 4215220048300 | ZIRCONIUM DISC/MULTI-LAYER CLASSIC SHADE 98 DIAMETER SIZE 16 SHADE D2.. | SUPPLEMENTARY DENTAL SUPPLIES
4806 | 4215220300100 | REFILLABLE BUTANE MINI TORCH WITH ADJUSTABLE FLAME AND INTEGRATED IGNITION | DENTAL GENERAL SUPPLIES
4807 | 4215220300700 | DENTAL ALCOHOL TORCH PLASTIC REUSABLE. | SUPPLEMENTARY DENTAL SUPPLIES
4808 | 4215220300800 | ELECTRIC DENTAL BUNSEN BURNER. | SUPPLEMENTARY DENTAL SUPPLIES
4809 | 4215220400200 | MILLING MACHINE BURS FOR CEREC MACHINE TO MILLING BUR ZRO2 CS LWH 2.5 MM COMPATIBLE WITH CEREC MILLING MACHINE. | SUPPLEMENTARY DENTAL SUPPLIES
4810 | 4215221200100 | DENTAL LABORATORY PLASTER NIPPER.. | SUPPLEMENTARY DENTAL SUPPLIES
4811 | 4215221300000 | LARGE WAX GRID RETENTION (MESH).. | SUPPLEMENTARY DENTAL SUPPLIES
4812 | 4215221300100 | WAX PATTERN LINGUAL BAR WIDE.. | SUPPLEMENTARY DENTAL SUPPLIES
4813 | 4215221300200 | WAX PATTERN LINGUAL BAR NARROW.. | SUPPLEMENTARY DENTAL SUPPLIES
4814 | 4215221300300 | WAX PATTERN MOLAR CLASP.. | SUPPLEMENTARY DENTAL SUPPLIES
4815 | 4215221300400 | WAX PATTERN PREMOLAR CLASP.. | SUPPLEMENTARY DENTAL SUPPLIES
4816 | 4215221300500 | WAX PATTERN RING CLASP.. | SUPPLEMENTARY DENTAL SUPPLIES
4817 | 4215221301000 | EDENTULOUS MODEL MOULD UPPER AND LOWER ARCH. | SUPPLEMENTARY DENTAL SUPPLIES
4818 | 4215221301100 | SCREW FOR ANTERIOR/POSTERIOR ARTIFICIAL TEETH COMPATIBLE WITH EACH SECTOR SYSTEM. | SUPPLEMENTARY DENTAL SUPPLIES
4819 | 4215221301400 | COMPLETE JAW MODEL UPPER AND LOWER TEETH SNAP ON TYPE. | SUPPLEMENTARY DENTAL SUPPLIES
4820 | 4215221301500 | SCREWED ARTIFICIAL TOOTH FOR PRIMARY (ASSORTED) COMPATIBLE WITH EACH SECTOR SYSTEM.-.. | SUPPLEMENTARY DENTAL SUPPLIES
4821 | 4215221302100 | SEMI ADJUSTABLE ARTICULATOR WITH ADJUSTABLE PROTRUSIVE IMMEDIATE AND PROGRESSIVE SHIFT WITH CENTRIC LATCH AND CUSTOMIZED INCISAL TABLE.. | SUPPLEMENTARY DENTAL SUPPLIES
4822 | 4215221302200 | CUSTOMIZED CARIOUS TEETH (ASSORTED).-.. | SUPPLEMENTARY DENTAL SUPPLIES
4823 | 4215221302300 | PROXIMAL CARIOUS TEETH (DISTAL CLASS III) OF UPPER LATERAL INCISORS.-.. | SUPPLEMENTARY DENTAL SUPPLIES
4824 | 4215221302400 | PROXIMAL CARIOUS TEETH (MESIAL CLASS II) OF LOWER SECOND PREMOLAR.-.. | SUPPLEMENTARY DENTAL SUPPLIES
4825 | 4215221302500 | PROXIMAL CARIOUS TEETH (MESIAL CLASS II) OF LOWER FIRST MOLAR (MODERATE LESION).-.. | SUPPLEMENTARY DENTAL SUPPLIES
4826 | 4215221302600 | LOWER FIRST MOLAR WITH OCCLUSAL AMALGAM PREPARATION (SLIGHTLY CONVERGENT BUCCAL AND LINGUAL WALLS). DIMENSIONS: 2 MM OCCLUSAL WIDTH AND 2 MM OCCLUSAL DEPTH.-.. | SUPPLEMENTARY DENTAL SUPPLIES
4827 | 4215221302700 | LOWER FIRST MOLAR WITH MESIAL-OCCLUSAL AMALGAM PREPARATION (SLIGHTLY CONVERGENT BUCCAL AND LINGUAL WALLS). DIMENSIONS: 1.5 MM OCCLUSAL WIDTH AND 1.5 MM OCCLUSAL DEPTH AND 1MM DEEPER GINGIVAL FLOOR + OPEN BUCCAL/LINGUAL/GINGIVAL CONTACTS PROXIMALLY.. | SUPPLEMENTARY DENTAL SUPPLIES
4828 | 4215221303000 | LOWER FIRST MOLAR WITH MESIAL-OCCLUSAL- DISTAL PREPARATION. DIMENSIONS: 3 MM OCCLUSAL WIDTH AND 2.5 MM OCCLUSAL DEPTH AND 1.5 MM DEEPER GINGIVAL FLOOR.. | SUPPLEMENTARY DENTAL SUPPLIES
4829 | 4215221303100 | ARTIFICIAL ENDODONTIC TOOTH (OPAQUE) MANDIBULAR MOLAR HAS 4 CANALS 3 MESIAL CANALS CANAL CURVATURE SLIGHT AND CANAL SIZE DISTAL LARGE AND SMALL MESIAL.. | SUPPLEMENTARY DENTAL SUPPLIES
4830 | 4215221303200 | ARTIFICIAL ENDODONTIC TOOTH (OPAQUE) THIS MANDIBULAR PREMOLAR HAS ONE CANAL CORONAL CANAL CURVATURE MID-ROOT APICAL CANAL CURVATURE MODERATE SMALL CURVE... | SUPPLEMENTARY DENTAL SUPPLIES
4831 | 4215221303300 | ARTIFICIAL ENDODONTIC TOOTH (OPAQUE) MAXILLARY CENTRAL INCISOR APICAL CANAL CURVATURE DISTAL SLIGHT.. | SUPPLEMENTARY DENTAL SUPPLIES
4832 | 4215221303400 | ARTIFICIAL ENDODONTIC TOOTH (OPAQUE) MAXILLARY PREMOLAR 2 CANALS BUCCAL CURVATURE SLIGHT TO MODERATE AND PALATAL CANAL CURVATURE STRAIGHT.. | SUPPLEMENTARY DENTAL SUPPLIES
4833 | 4215221303500 | ARTIFICIAL ENDODONTIC TOOTH (OPAQUE) MAXILLARY MOLAR 4 CANALS CORONAL CANAL CURVATURE MB1 AND MB2 SEVERE APICAL CANAL CURVATURE MB1 AND MB2 SLIGHT DB CANAL CURVATURE S CURVE.. | SUPPLEMENTARY DENTAL SUPPLIES
4834 | 4215221303600 | PERIODONTAL SURGERY TRAINING MODEL FOR INCISION AND SUTURE TECHNIQUE.. | SUPPLEMENTARY DENTAL SUPPLIES
4835 | 4215221303700 | REUSABLE PLASTIC MOUNTING PLATES COMPATIBLE WITH EACH SYSTEM SECTOR.. | SUPPLEMENTARY DENTAL SUPPLIES
4836 | 4215221303800 | REUSABLE MAGNETIC MOUNTING PLATES COMPATIBLE WITH EACH SYSTEM SECTOR.. | SUPPLEMENTARY DENTAL SUPPLIES
4837 | 4215221303900 | FACEBOW COMPLETE SET INCLUDING (EAR ATTACHMENT AND ORBITAL POINTER) COMPATIBLE WITH EACH SYSTEM SECTOR.. | SUPPLEMENTARY DENTAL SUPPLIES
4838 | 4215221304000 | BITE FORK ASSEMBLY (INCLUDES BITE FORK AND STEM ASSEMBLY) COMPATIBLE WITH EACH SYSTEM SECTOR. | SUPPLEMENTARY DENTAL SUPPLIES
4839 | 4215221304100 | MODEL FOR TOOTH EXTRACTION WITH ANATOMICALLY SHAPED EXTRACTION TEETH PROVIDES A REALISTIC PRESSURE DIRECTION MOVEMENT FOR TRAINING EXPERIENCE FOR DENTAL STUDENTS AND PRACTITIONERS. | SUPPLEMENTARY DENTAL SUPPLIES
4840 | 4215221304200 | SIMULATOR FOR DENTAL LOCAL ANESTHESIA WITH ANESTHETIC CONTACT SENSOR POINTS FOR (UPPER-LOWER) JAW. | SUPPLEMENTARY DENTAL SUPPLIES
4841 | 4215221304300 | TRIPOD X-RAY SET FOR DENTAL RADIOGRAPH TRAINING. | SUPPLEMENTARY DENTAL SUPPLIES
4842 | 4215221304400 | DENTAL DESK CLAMP FOR MOUNTING WORKBENCH. | SUPPLEMENTARY DENTAL SUPPLIES
4843 | 4215221304500 | DENTAL DESK MOUNT USED IN WORKBENCH. | SUPPLEMENTARY DENTAL SUPPLIES
4844 | 4215221304600 | DENTAL PHANTOM HEAD. | SUPPLEMENTARY DENTAL SUPPLIES
4845 | 4215221304700 | SIMULATION DENTAL LAB SET INCLUDING HEAD AND CHAIR MOUNT. | SUPPLEMENTARY DENTAL SUPPLIES
4846 | 4215221304800 | TRAINING X-RAY PHANTOM SET INCLUDE (HEAD BASE MASK OF HAW MODEL ARTICULATOR DESK CLAMP UNIT TRUNK UNIT). | SUPPLEMENTARY DENTAL SUPPLIES
4847 | 4215221304900 | MODEL ARTICULATOR COMPATIBLE WITH EDUCATIONAL PHANTOM HEADS TYPE 2 CAN SIMULATE PATIENT OPEN POSITION WITH MULTIPLE OCCLUSAL MOVEMENT OPTIONS WITH INCLINATION OF LATERAL CONDYLAR PATH AND SAGITTAL INCLINATION OF CONDYLAR GUIDANCE WITH FACE-BOW ACCESS. | SUPPLEMENTARY DENTAL SUPPLIES
4848 | 4215221305000 | MODEL ARTICULATOR COMPATIBLE WITH EDUCATIONAL PHANTOM HEADS TYPE 1 OPENS OVER 180° WITH MULTIPLE OCCLUSAL MOVEMENT OPTIONS. COMPATIBLE WITH MOST POLE MOUNT AND WITH FACE-BOW ACCESS. | SUPPLEMENTARY DENTAL SUPPLIES
4849 | 4215221305100 | SCREW RETAINED MOUNTING FOR PLATE COMPATIBLE WITH STRATOS ARTICULATOR. | SUPPLEMENTARY DENTAL SUPPLIES
4850 | 4215221305700 | FULLY ADJUSTABLE DENTAL ARTICULATOR, ARCON TYPE, CAPABLE OF ACCURATELY REPRODUCING MANDIBULAR MOVEMENTS. THE ARTICULATOR SHALL FEATURE INDEPENDENTLY ADJUSTABLE RIGHT AND LEFT CONDYLAR ELEMENTS, ADJUSTABLE PROTRUSIVE CONDYLAR INCLINATION (0°–60°), ADJUSTABLE IMMEDIATE SIDE SHIFT (0–4 MM), ADJUSTABLE PROGRESSIVE SIDE SHIFT (UP TO 30°), ADJUSTABLE SUPERIOR AND POSTERIOR (REAR) FOSSA WALL GUIDANCE, ADJUSTABLE INTERCONDYLAR DISTANCE, AND ADJUSTABLE INCISAL GUIDANCE. SUPPLIED COMPLETE WITH AN ADJUSTABLE INCISAL GUIDE TABLE, CUSTOM INCISAL TABLE, LONG CENTRIC INCISAL PIN, REMOVABLE MOUNTING PLATES, ADJUSTMENT TOOLS, AND A PROTECTIVE CARRYING CASE | 598 DENTAL GENERAL SUPPLIES
4851 | 4215221305800 | SEMI-ADJUSTABLE DENTAL ARTICULATOR, ARCON TYPE, WITH ADJUSTABLE CONDYLAR GUIDANCE, INCLUDING ADJUSTABLE PROTRUSIVE CONDYLAR INCLINATION (0°–60°), ADJUSTABLE IMMEDIATE SIDE SHIFT (0–4 MM), AND ADJUSTABLE PROGRESSIVE SIDE SHIFT (UP TO 15°). THE ARTICULATOR SHALL HAVE A FIXED INTERCONDYLAR DISTANCE, FIXED SUPERIOR AND POSTERIOR FOSSA WALL CONFIGURATION, REMOVABLE UPPER MEMBER, ADJUSTABLE INCISAL GUIDE TABLE WITH FLAT OR CUSTOM INCISAL TABLE, INCISAL PIN, REMOVABLE MOUNTING PLATES, AND A PROTECTIVE CARRYING CASE. | DENTAL GENERAL SUPPLIES
4852 | 4215221600100 | DENTAL LABORATORY SOLDER HOLDER.. | SUPPLEMENTARY DENTAL SUPPLIES
4853 | 4215222000600 | ORTHO PLASTER FAST SET TYPE 2 WHITE COLOR WEIGHT +15 KGM.. | SUPPLEMENTARY DENTAL SUPPLIES
4854 | 4215222000700 | DENTAL PUMICE MEDIUM APPROXIMATELY 5 KG/PLASTIC CONTAINER.. | SUPPLEMENTARY DENTAL SUPPLIES
4855 | 4215222000800 | PLASTER OF PARIS REGULAR SET TYPE (1 OR 2) WHITE COLOR WEIGHT +15 KGM.. | SUPPLEMENTARY DENTAL SUPPLIES
4856 | 4215222000900 | ORTHO PLASTER REGULAR SET WHITE COLOR WEIGHT +15 KGM.. | SUPPLEMENTARY DENTAL SUPPLIES
4857 | 4215222001000 | DENTAL MOUNTED STONES (BURS) BOX CONTAINS ASSORTMENT OF MOUNTED STONES FOR NON PRECIOUS ALLOYS.. | SUPPLEMENTARY DENTAL SUPPLIES
4858 | 4215222001100 | DENTAL PUMICE COARSE APPROXIMATELY 5 KG/PLASTIC CONTAINER.. | SUPPLEMENTARY DENTAL SUPPLIES
4859 | 4215222001200 | DENTAL PUMICE FINE APPROXIMATELY 5 KG/PLASTIC CONTAINER.. | SUPPLEMENTARY DENTAL SUPPLIES
4860 | 4215222001300 | DENTAL SYNTHETIC STONE APPROX. 4.5 KG/PKG.. | SUPPLEMENTARY DENTAL SUPPLIES
4861 | 4215222001400 | DENTAL STONE TYPE (3) WEIGHT + 15 KGM.. | SUPPLEMENTARY DENTAL SUPPLIES
4862 | 4215222001500 | DENTAL DIESTONE TYPE (4 OR 5) WEIGHT + 15 KGM.. | SUPPLEMENTARY DENTAL SUPPLIES
4863 | 4215222001600 | NICKEL TITANIUM ROTARY FILE REVERSE HELIX SEMI - ACTIVE AND MODIFIED GUIDING TIP OFFSET PARALLELOGRAM - SHAPED CROSS - SECTION VARIABLE TAPER NEW SUPERMETAL TECHNOLOGY (GOLD - WIRE) UNIQUE UNEQUAL BIDIRECTIONAL RECIPROCATION MOVEMENT. SIZES ASSORTED (SMALL PRIMARY MEDIUM AND LARGE) LENGTH 25MM ONE EACH (EA)=ONE (1) PACK | DENTAL GENERAL SUPPLIES
4864 | 4215222001700 | NICKEL TITANIUM ROTARY FILE REVERSE HELIX SEMI - ACTIVE AND MODIFIED GUIDING TIP OFFSET PARALLELOGRAM - SHAPED CROSS - SECTION VARIABLE TAPER NEW SUPERMETAL TECHNOLOGY (GOLD - WIRE) UNIQUE UNEQUAL BIDIRECTIONAL RECIPROCATION MOVEMENT. PRIMARY (RED 25/07) LENGTH 25 MM. 6/PACK ONE EACH (EA)=ONE (1) PACK | DENTAL GENERAL SUPPLIES
4865 | 4215222100000 | DENTAL LABORATORY MODEL HOLDER.. | SUPPLEMENTARY DENTAL SUPPLIES
4866 | 4215222100100 | BOX FOR STUDY MODELS 3 X 3 X 9 INCHES CARDBOARD | DENTAL GENERAL SUPPLIES
4867 | 4215222100200 | DENTAL MODEL FOR ORTHODONTIC TRAINING. | SUPPLEMENTARY DENTAL SUPPLIES
4868 | 4215222200000 | CRUCIBLE RUBBER FORMER FOR 25-35 MM CASTING RING.. | SUPPLEMENTARY DENTAL SUPPLIES
4869 | 4215222200100 | CRUCIBLE RUBBER FORMER FOR 40-50MM CASTING RING.. | SUPPLEMENTARY DENTAL SUPPLIES
4870 | 4215222200200 | CRUCIBLE RUBBER FORMER FOR 60-70MM DIAM CASTING RINGS.. | SUPPLEMENTARY DENTAL SUPPLIES
4871 | 4215222200300 | CRUCIBLE RUBBER FORMER FOR 75-85MM DIAM CASTING RING.. | SUPPLEMENTARY DENTAL SUPPLIES
4872 | 4215222200600 | CRUCIBLE RUBBER FORMER FOR ALL SIZE S CASTING RINGS IN ONE ( 30 - 48 - 65 - 80) MM.. | SUPPLEMENTARY DENTAL SUPPLIES
4873 | 4215222300000 | LIGHT CURE GINGIVAL RESIN BARRIER, SYRINGE WITH TIPS | DENTAL GENERAL SUPPLIES
4874 | 4215223000500 | TRIM STONE FOR GRINDING SYSTEM FOR DENTURE ACRYLICS AND THERMOFORMING TECHNOLOGY.. | SUPPLEMENTARY DENTAL SUPPLIES
4875 | 4215223102700 | COOLANT FOR MILLING MACHINE - COMPATIBLE WITH EACH HOSPITAL MACHINE (EABOTTLE).. | SUPPLEMENTARY DENTAL SUPPLIES
4876 | 4215223103100 | DENTAL TOOL COBALT-CHROMIUM / TITANIUM BLUE 0.6C FOR MILLING MACHINE DRILL - COMPATIBLE WITH HOSPITAL MACHINE.. | SUPPLEMENTARY DENTAL SUPPLIES
4877 | 4215223103200 | DENTAL TOOL COBALT-CHROMIUM / TITANIUM BLUE 1.0C FOR MILLING MACHINE DRILL- COMPATIBLE WITH HOSPITAL MACHINE.. | SUPPLEMENTARY DENTAL SUPPLIES
4878 | 4215223103300 | DENTAL TOOL COBALT-CHROMIUM / TITANIUM BLUE 1.5C FOR MILLING MACHINE DRILL- COMPATIBLE WITH HOSPITAL MACHINE.. | SUPPLEMENTARY DENTAL SUPPLIES
4879 | 4215223103400 | DENTAL TOOL COBALT-CHROMIUM /TITANIUM BLUE 2.0C FOR MILLING MACHINE- COMPATIBLE WITH HOSPITAL MACHINE.. | SUPPLEMENTARY DENTAL SUPPLIES
4880 | 4215223103500 | DENTAL TOOL GLASS-CERAMICS RED G0.5 FOR MILLING MACHINE DRILL- COMPATIBLE WITH HOSPITAL MACHINE.. | SUPPLEMENTARY DENTAL SUPPLIES
4881 | 4215223103600 | DENTAL TOOL GLASS-CERAMICS RED G1.0 FOR MILLING MACHINE DRILL- COMPATIBLE WITH HOSPITAL MACHINE.. | SUPPLEMENTARY DENTAL SUPPLIES
4882 | 4215223103700 | DENTAL TOOL GLASS-CERAMICS RED G2.0 FOR MILLING MACHINE DRILL- COMPATIBLE WITH HOSPITAL MACHINE.. | SUPPLEMENTARY DENTAL SUPPLIES
4883 | 4215223103800 | DENTAL TOOL GLASS-CERAMICS RED G3.0 FOR MILLING MACHINE DRILL- COMPATIBLE WITH HOSPITAL MACHINE.. | SUPPLEMENTARY DENTAL SUPPLIES
4884 | 4215223103900 | DENTAL TOOL PMMA/DCL GREEN 0.5C FOR MILLING MACHINE DRILL- COMPATIBLE WITH HOSPITAL MACHINE.. | SUPPLEMENTARY DENTAL SUPPLIES
4885 | 4215223104000 | DENTAL TOOL PMMA/DCL GREEN 1.0C FOR MILLING MACHINE DRILL- COMPATIBLE WITH HOSPITAL MACHINE.. | SUPPLEMENTARY DENTAL SUPPLIES
4886 | 4215223104100 | DENTAL TOOL PMMA/DCL GREEN 2.5C FOR MILLING MACHINE DRILL- COMPATIBLE WITH HOSPITAL MACHINE.. | SUPPLEMENTARY DENTAL SUPPLIES
4887 | 4215223104200 | DENTAL TOOL PMMA/DCL GREEN 5.0 FOR MILLING MACHINE DRILL- COMPATIBLE WITH HOSPITAL MACHINE.. | SUPPLEMENTARY DENTAL SUPPLIES
4888 | 4215223104300 | DENTAL TOOL PMMA/DCL GREEN F1.5 FOR MILLING MACHINE DRILL- COMPATIBLE WITH HOSPITAL MACHINE.. | SUPPLEMENTARY DENTAL SUPPLIES
4889 | 4215223104400 | DENTAL TOOL WAX BLACK 0.5 FOR MILLING MACHINE DRILL- COMPATIBLE WITH HOSPITAL MACHINE.. | SUPPLEMENTARY DENTAL SUPPLIES
4890 | 4215223104500 | DENTAL TOOL WAX BLACK 1.0 FOR MILLING MACHINE DRILL- COMPATIBLE WITH HOSPITAL MACHINE.. | SUPPLEMENTARY DENTAL SUPPLIES
4891 | 4215223104600 | DENTAL TOOL WAX BLACK 2.5 FOR MILLING MACHINE DRILL- COMPATIBLE WITH HOSPITAL MACHINE.. | SUPPLEMENTARY DENTAL SUPPLIES
4892 | 4215223104700 | DENTAL TOOL WAX BLACK 5.0 FOR MILLING MACHINE DRILL- COMPATIBLE WITH HOSPITAL MACHINE.. | SUPPLEMENTARY DENTAL SUPPLIES
4893 | 4215223104800 | DENTAL TOOL WAX BLACK F1.5 FOR MILLING MACHINE DRILL- COMPATIBLE WITH HOSPITAL MACHINE.. | SUPPLEMENTARY DENTAL SUPPLIES
4894 | 4215223104900 | DENTAL TOOL ZIRCONIUM OXIDE YELLOW 0.5 FOR MILLING MACHINE DRILL - COMPATIBLE WITH HOSPITAL MACHINE.. | SUPPLEMENTARY DENTAL SUPPLIES
4895 | 4215223105000 | DENTAL TOOL ZIRCONIUM OXIDE YELLOW 0.5C FOR MILLING MACHINE DRILL - COMPATIBLE WITH HOSPITAL MACHINE.. | SUPPLEMENTARY DENTAL SUPPLIES
4896 | 4215223105100 | DENTAL TOOL ZIRCONIUM OXIDE YELLOW 1.0 FOR MILLING MACHINE DRILL - COMPATIBLE WITH HOSPITAL MACHINE.. | SUPPLEMENTARY DENTAL SUPPLIES
4897 | 4215223105200 | DENTAL TOOL ZIRCONIUM OXIDE YELLOW 1.0C FOR MILLING MACHINE DRILL - COMPATIBLE WITH HOSPITAL MACHINE.. | SUPPLEMENTARY DENTAL SUPPLIES
4898 | 4215223105300 | DENTAL TOOL ZIRCONIUM OXIDE YELLOW 2.5 FOR MILLING MACHINE DRILL - COMPATIBLE WITH HOSPITAL MACHINE.. | SUPPLEMENTARY DENTAL SUPPLIES
4899 | 4215223105400 | DENTAL TOOL ZIRCONIUM OXIDE YELLOW 2.5C FOR MILLING MACHINE DRILL - COMPATIBLE WITH HOSPITAL MACHINE.. | SUPPLEMENTARY DENTAL SUPPLIES
4900 | 4215223500200 | DUPLICATE SILICONE MATERIAL (BASE AND CATALYST).. | SUPPLEMENTARY DENTAL SUPPLIES
4901 | 4215223500300 | FILTER BAG FOR DENTAL LAB BENCH COMPATIBLE WITH EACH HOSPITAL SYSTEM.. | SUPPLEMENTARY DENTAL SUPPLIES
4902 | 4215223500400 | FINE FILTER COMPATIBLE WITH SILENT COMPACT / SILENT COMPACT CAM.. | SUPPLEMENTARY DENTAL SUPPLIES
4903 | 4215223500500 | INJECTION FLASK FOR INJECTABLE RESIN SYSTEM COMPATIBLE WITH MACHINE CENTER.. | SUPPLEMENTARY DENTAL SUPPLIES
4904 | 4215223500600 | LIGHT CURING RESIN BLUE-TRANSPARENT BLOCKING-OUT MATERIALS.. | SUPPLEMENTARY DENTAL SUPPLIES
4905 | 4215223500700 | LIGHT-CURED CHARACTERIZATION COATING FOR COMPOSITE AND ACRYLIC.. | SUPPLEMENTARY DENTAL SUPPLIES
4906 | 4215223500800 | MOUTH GUARD SHEET HARD MATERIAL CLEAR CIRCLE DIAMATER 125 MM THICKNESS 3.00 MM (+/-0.2).. | SUPPLEMENTARY DENTAL SUPPLIES
4907 | 4215223700000 | ROD DENTAL SOLDER UNIVERSAL PREFLUXED LOW MELTING ORTHODONTIC SOLDERING SILVER SOLDER CADMIUM FREE (PKTEA).. | SUPPLEMENTARY DENTAL SUPPLIES
4908 | 4215224000200 | 3D RESIN PRINTER CARBON FILTER- COMPATIBLE WITH HOSPITAL MACHINE.. | SUPPLEMENTARY DENTAL SUPPLIES
4909 | 4215224000300 | 3D RESIN PRINTER INTAKE FILTER - COMPATIBLE WITH HOSPITAL MACHINE.. | SUPPLEMENTARY DENTAL SUPPLIES
4910 | 4215224000500 | PHOTO RESIN PRINTING PLATFORMS COMPATIBLE WITH HOSPITAL MACHINE.. | SUPPLEMENTARY DENTAL SUPPLIES
4911 | 4215224000600 | PHOTO RESIN PRINTING TRAY COMPATIBLE WITH HOSPITAL MACHINE.. | SUPPLEMENTARY DENTAL SUPPLIES
4912 | 4215224000700 | PHOTO RESIN STORAGE GARAGE - COMPATIBLE WITH HOSPITAL MACHINE.. | SUPPLEMENTARY DENTAL SUPPLIES
4913 | 4215224000800 | PUNCH TOOL TO REMOVE THE PRINTING MODELS FROM THE PRINTING PLATFORM - COMPATIBLE WITH HOSPITAL MACHINE.. | SUPPLEMENTARY DENTAL SUPPLIES
4914 | 4215224000900 | ZIRCONIUM (HIGHLY TRANSLUCENT HIGHLY STRENGTH) PRE-SHADED DISC/MULTI-LAYER 98 DIAMETER SIZE 16 SHADE C1 COMPATIBLE WITH EACH HOSPITAL SYSTEM.. | SUPPLEMENTARY DENTAL SUPPLIES
4915 | 4215224001000 | ZIRCONIUM (HIGHLY TRANSLUCENT HIGHLY STRENGTH) PRE-SHADED DISC/MULTI-LAYER 98 DIAMETER SIZE 16 SHADE B3 COMPATIBLE WITH EACH HOSPITAL SYSTEM.. | SUPPLEMENTARY DENTAL SUPPLIES
4916 | 4215224001100 | ZIRCONIUM (HIGHLY TRANSLUCENT HIGHLY STRENGTH) PRE-SHADED DISC/MULTI-LAYER 98 DIAMETER SIZE 16 SHADE B2 COMPATIBLE WITH EACH HOSPITAL SYSTEM.. | SUPPLEMENTARY DENTAL SUPPLIES
4917 | 4215224001200 | ZIRCONIUM (HIGHLY TRANSLUCENT HIGHLY STRENGTH) PRE-SHADED DISC/MULTI-LAYER 98 DIAMETER SIZE 16 SHADE A2 COMPATIBLE WITH EACH HOSPITAL SYSTEM.. | SUPPLEMENTARY DENTAL SUPPLIES
4918 | 4215224001300 | ZIRCONIUM (HIGHLY TRANSLUCENT HIGHLY STRENGTH) PRE-SHADED DISC/MULTI-LAYER 98 DIAMETER SIZE 16 SHADE A1 COMPATIBLE WITH EACH HOSPITAL SYSTEM.. | SUPPLEMENTARY DENTAL SUPPLIES
4919 | 4215224001400 | ZIRCONIUM (HIGHLY TRANSLUCENT HIGHLY STRENGTH) PRE-SHADED DISC/MULTI-LAYER 98 DIAMETER SIZE 14 SHADE B3 COMPATIBLE WITH EACH HOSPITAL SYSTEM... | SUPPLEMENTARY DENTAL SUPPLIES
4920 | 4215224001500 | ZIRCONIUM (HIGHLY TRANSLUCENT HIGHLY STRENGTH) PRE-SHADED DISC/MULTI-LAYER 98 DIAMETER SIZE 14 SHADE B2 COMPATIBLE WITH EACH HOSPITAL SYSTEM.. | SUPPLEMENTARY DENTAL SUPPLIES
4921 | 4215224001600 | ZIRCONIUM PRE-SHADED DISC/MULTI-LAYER 95 DIAMETER SIZE 22 SHADE B2 COMPATIBLE WITH ZIRKONZAHN MILLING MACHINE OR EQUIVALENT... | SUPPLEMENTARY DENTAL SUPPLIES
4922 | 4215224001700 | ZIRCONIUM PRE-SHADED DISC/MULTI-LAYER 95 DIAMETER SIZE 22 SHADE B1 COMPATIBLE WITH ZIRKONZAHN MILLING MACHINE OR EQUIVALENT... | SUPPLEMENTARY DENTAL SUPPLIES
4923 | 4215224001800 | ZIRCONIUM PRE-SHADED DISC/MULTI-LAYER 95 DIAMETER SIZE 22 SHADE A3 COMPATIBLE WITH ZIRKONZAHN MILLING MACHINE OR EQUIVALENT... | SUPPLEMENTARY DENTAL SUPPLIES
4924 | 4215224001900 | ZIRCONIUM PRE-SHADED DISC/MULTI-LAYER 95 DIAMETER SIZE 22 SHADE A2 COMPATIBLE WITH ZIRKONZAHN MILLING MACHINE OR EQUIVALENT... | SUPPLEMENTARY DENTAL SUPPLIES
4925 | 4215224002000 | ZIRCONIUM PRE-SHADED DISC/MULTI-LAYER 95 DIAMETER SIZE 22 SHADE A1 COMPATIBLE WITH ZIRKONZAHN MILLING MACHINE OR EQUIVALENT... | SUPPLEMENTARY DENTAL SUPPLIES
4926 | 4215224002100 | ZIRCONIUM PRE-SHADED DISC/MULTI-LAYER 95 DIAMETER SIZE 20 SHADE A3 COMPATIBLE WITH ZIRKONZAHN MILLING MACHINE OR EQUIVALENT... | SUPPLEMENTARY DENTAL SUPPLIES
4927 | 4215224002200 | ZIRCONIUM PRE-SHADED DISC/MULTI-LAYER 95 DIAMETER SIZE 20 SHADE A2 COMPATIBLE WITH ZIRKONZAHN MILLING MACHINE OR EQUIVALENT... | SUPPLEMENTARY DENTAL SUPPLIES
4928 | 4215224002300 | ZIRCONIUM PRE-SHADED DISC/MULTI-LAYER 95 DIAMETER SIZE 20 SHADE A1 COMPATIBLE WITH ZIRKONZAHN MILLING MACHINE OR EQUIVALENT... | SUPPLEMENTARY DENTAL SUPPLIES
4929 | 4215224002400 | ZIRCONIUM PRE-SHADED DISC/MULTI-LAYER 95 DIAMETER SIZE 18 SHADE B2 COMPATIBLE WITH ZIRKONZAHN MILLING MACHINE OR EQUIVALENT... | SUPPLEMENTARY DENTAL SUPPLIES
4930 | 4215224002500 | ZIRCONIUM PRE-SHADED DISC/MULTI-LAYER 95 DIAMETER SIZE 18 SHADE B1 COMPATIBLE WITH ZIRKONZAHN MILLING MACHINE OR EQUIVALENT... | SUPPLEMENTARY DENTAL SUPPLIES
4931 | 4215224002600 | ZIRCONIUM PRE-SHADED DISC/MULTI-LAYER 95 DIAMETER SIZE 18 SHADE A4 COMPATIBLE WITH ZIRKONZAHN MILLING MACHINE OR EQUIVALENT... | SUPPLEMENTARY DENTAL SUPPLIES
4932 | 4215224002700 | ZIRCONIUM PRE-SHADED DISC/MULTI-LAYER 95 DIAMETER SIZE 18 SHADE A3 COMPATIBLE WITH ZIRKONZAHN MILLING MACHINE OR EQUIVALENT... | SUPPLEMENTARY DENTAL SUPPLIES
4933 | 4215224002800 | ZIRCONIUM PRE-SHADED DISC/MULTI-LAYER 95 DIAMETER SIZE 18 SHADE A2 COMPATIBLE WITH ZIRKONZAHN MILLING MACHINE OR EQUIVALENT... | SUPPLEMENTARY DENTAL SUPPLIES
4934 | 4215224002900 | ZIRCONIUM PRE-SHADED DISC/MULTI-LAYER 95 DIAMETER SIZE 18 SHADE A1 COMPATIBLE WITH ZIRKONZAHN MILLING MACHINE OR EQUIVALENT... | SUPPLEMENTARY DENTAL SUPPLIES
4935 | 4215224003000 | ZIRCONIUM (HIGHLY TRANSLUCENT HIGHLY STRENGTH)PRE-SHADED DISC/MULTI-LAYER 98 DIAMETER SIZE 14 SHADE D2 COMPATIBLE WITH EACH HOSPITAL SYSTEM.. | SUPPLEMENTARY DENTAL SUPPLIES
4936 | 4215224003100 | ZIRCONIUM (HIGHLY TRANSLUCENT HIGHLY STRENGTH)PRE-SHADED DISC/MULTI-LAYER 98 DIAMETER SIZE 20 SHADE B1 COMPATIBLE WITH EACH HOSPITAL SYSTEM.. | SUPPLEMENTARY DENTAL SUPPLIES
4937 | 4215224003200 | ZIRCONIUM (HIGHLY TRANSLUCENT HIGHLY STRENGTH)PRE-SHADED DISC/MULTI-LAYER 98 DIAMETER SIZE 20 SHADE A3 COMPATIBLE WITH EACH HOSPITAL SYSTEM.. | SUPPLEMENTARY DENTAL SUPPLIES
4938 | 4215224003300 | ZIRCONIUM (HIGHLY TRANSLUCENT HIGHLY STRENGTH)PRE-SHADED DISC/MULTI-LAYER 98 DIAMETER SIZE 16 SHADE B1 COMPATIBLE WITH EACH HOSPITAL SYSTEM.. | SUPPLEMENTARY DENTAL SUPPLIES
4939 | 4215224003400 | ZIRCONIUM (HIGHLY TRANSLUCENT HIGHLY STRENGTH)PRE-SHADED DISC/MULTI-LAYER 98 DIAMETER SIZE 14 SHADE C2 COMPATIBLE WITH EACH HOSPITAL SYSTEM.. | SUPPLEMENTARY DENTAL SUPPLIES
4940 | 4215224003500 | ZIRCONIUM (HIGHLY TRANSLUCENT HIGHLY STRENGTH)PRE-SHADED DISC/MULTI-LAYER 98 DIAMETER SIZE 14 SHADE A3 COMPATIBLE WITH EACH HOSPITAL SYSTEM.. | SUPPLEMENTARY DENTAL SUPPLIES
4941 | 4215224003600 | ZIRCONIUM (HIGHLY TRANSLUCENT HIGHLY STRENGTH) PRE-SHADED DISC/MULTI-LAYER 98 DIAMETER SIZE 20 SHADE D2 COMPATIBLE WITH EACH HOSPITAL SYSTEM MACHINE CONNECTOR.. | SUPPLEMENTARY DENTAL SUPPLIES
4942 | 4215224003700 | ZIRCONIUM (HIGHLY TRANSLUCENT HIGHLY STRENGTH) PRE-SHADED DISC/MULTI-LAYER 98 DIAMETER SIZE 20 SHADE C2 COMPATIBLE WITH EACH HOSPITAL SYSTEM.. | SUPPLEMENTARY DENTAL SUPPLIES
4943 | 4215224003800 | ZIRCONIUM (HIGHLY TRANSLUCENT HIGHLY STRENGTH) PRE-SHADED DISC/MULTI-LAYER 98 DIAMETER SIZE 20 SHADE C1 COMPATIBLE WITH EACH HOSPITAL SYSTEM.. | SUPPLEMENTARY DENTAL SUPPLIES
4944 | 4215224003900 | ZIRCONIUM (HIGHLY TRANSLUCENT HIGHLY STRENGTH) PRE-SHADED DISC/MULTI-LAYER 98 DIAMETER SIZE 20 SHADE B3 COMPATIBLE WITH EACH HOSPITAL SYSTEM.. | SUPPLEMENTARY DENTAL SUPPLIES
4945 | 4215224004000 | ZIRCONIUM (HIGHLY TRANSLUCENT HIGHLY STRENGTH) PRE-SHADED DISC/MULTI-LAYER 98 DIAMETER SIZE 20 SHADE B2 COMPATIBLE WITH EACH HOSPITAL SYSTEM.. | SUPPLEMENTARY DENTAL SUPPLIES
4946 | 4215224004100 | ZIRCONIUM (HIGHLY TRANSLUCENT HIGHLY STRENGTH) PRE-SHADED DISC/MULTI-LAYER 98 DIAMETER SIZE 20 SHADE A2 COMPATIBLE WITH EACH HOSPITAL SYSTEM.. | SUPPLEMENTARY DENTAL SUPPLIES
4947 | 4215224004200 | ZIRCONIUM (HIGHLY TRANSLUCENT HIGHLY STRENGTH) PRE-SHADED DISC/MULTI-LAYER 98 DIAMETER SIZE 20 SHADE A1 COMPATIBLE WITH EACH HOSPITAL SYSTEM.. | SUPPLEMENTARY DENTAL SUPPLIES
4948 | 4215224004300 | ZIRCONIUM (HIGHLY TRANSLUCENT HIGHLY STRENGTH) PRE-SHADED DISC/MULTI-LAYER 98 DIAMETER SIZE 16 SHADE D2 COMPATIBLE WITH EACH HOSPITAL SYSTEM.. | SUPPLEMENTARY DENTAL SUPPLIES
4949 | 4215224004400 | ZIRCONIUM (HIGHLY TRANSLUCENT HIGHLY STRENGTH) PRE-SHADED DISC/MULTI-LAYER 98 DIAMETER SIZE 16 SHADE C2 COMPATIBLE WITH EACH HOSPITAL SYSTEM.. | SUPPLEMENTARY DENTAL SUPPLIES
4950 | 4215224004500 | ZIRCONIUM (HIGHLY TRANSLUCENT HIGHLY STRENGTH) PRE-SHADED DISC/MULTI-LAYER 98 DIAMETER SIZE 16 SHADE A3 COMPATIBLE WITH EACH HOSPITAL SYSTEM.. | SUPPLEMENTARY DENTAL SUPPLIES
4951 | 4215224004600 | ZIRCONIUM (HIGHLY TRANSLUCENT HIGHLY STRENGTH) PRE-SHADED DISC/MULTI-LAYER 98 DIAMETER SIZE 14 SHADE C1 COMPATIBLE WITH EACH HOSPITAL SYSTEM.. | SUPPLEMENTARY DENTAL SUPPLIES
4952 | 4215224004700 | ZIRCONIUM (HIGHLY TRANSLUCENT HIGHLY STRENGTH) PRE-SHADED DISC/MULTI-LAYER 98 DIAMETER SIZE 14 SHADE B1 COMPATIBLE WITH EACH HOSPITAL SYSTEM.. | SUPPLEMENTARY DENTAL SUPPLIES
4953 | 4215224004800 | ZIRCONIUM (HIGHLY TRANSLUCENT HIGHLY STRENGTH) PRE-SHADED DISC/MULTI-LAYER 98 DIAMETER SIZE 14 SHADE A2 COMPATIBLE WITH EACH HOSPITAL SYSTEM.. | SUPPLEMENTARY DENTAL SUPPLIES
4954 | 4215224004900 | ZIRCONIUM (HIGHLY TRANSLUCENT HIGHLY STRENGTH) PRE-SHADED DISC/MULTI-LAYER 98 DIAMETER SIZE 14 SHADE A1 COMPATIBLE WITH EACH HOSPITAL SYSTEM.. | SUPPLEMENTARY DENTAL SUPPLIES
4955 | 4215224005000 | RIGID POLYCARBONATE LIKE UV CURABLE PLASTIC TRANSLUCENT CLEAR MATERIAL CLEAR (2.0 KG BOTTLE) COMPATIBLE WITH PROJET MJP 5600 PRINTER OR EQUIVALENT... | SUPPLEMENTARY DENTAL SUPPLIES
4956 | 4215224005100 | RIGID ABS LIKE UV CURABLE PLASTIC OPAQUE WHITE MATERIAL WHITE (2.0 KG BOTTLE) COMPATIBLE WITH PROJET MJP 5600 PRINTER OR EQUIVALENT... | SUPPLEMENTARY DENTAL SUPPLIES
4957 | 4215224005200 | RIGID ABS LIKE UV CURABLE PLASTIC OPAQUE BLACK MATERIAL BLACK (2.0 KG BOTTLE) COMPATIBLE WITH PROJET MJP 5600 PRINTER OR EQUIVALENT... | SUPPLEMENTARY DENTAL SUPPLIES
4958 | 4215224005300 | MOUTHGUARD SHEET SOFT MATERIAL ROUND CLEAR DIAMETER 125 MM THICKNESS 3.0 MM (+/- 0.2).. | SUPPLEMENTARY DENTAL SUPPLIES
4959 | 4215224005400 | MILLING BUR ZIRCONIA CAD/CAM MILLING BUR 2 L ZIRCONIA (6 MM) FOR ROUGH MILLING COMPATIBLE WITH ZIRKONZAHN MILLING MACHINE OR EQUIVALENT... | SUPPLEMENTARY DENTAL SUPPLIES
4960 | 4215224005500 | MILLING BUR ZIRCONIA CAD/CAM MILLING BUR 1 L ZIRCONIA (6MM) FOR ROUGH MILLING COMPATIBLE WITH ZIRKONZAHN MILLING MACHINE OR EQUIVALENT... | SUPPLEMENTARY DENTAL SUPPLIES
4961 | 4215224005600 | MILLING BUR ZIRCONIA CAD/CAM MILLING BUR 0.5 S ZIRCONIA (6 MM) FOR VERY PRECISE MILLING COMPATIBLE WITH ZIRKONZAHN MILLING MACHINE OR EQUIVALENT... | SUPPLEMENTARY DENTAL SUPPLIES
4962 | 4215224005700 | MILLING BUR PMMA CAD/CAM MILLING BUR 3 R PMMA (6 MM) FOR ROUGH MILLING OF RESINS WITH FAST MATERIAL REMOVAL ESPECIALLY RECOMMENDED FOR THE MANUFACTURE OF MODELS AND SPLINTS COMPATIBLE WITH ZIRKONZAHN MILLING MACHINE OR EQUIVALENT... | SUPPLEMENTARY DENTAL SUPPLIES
4963 | 4215224005800 | MILLING BUR PMMA CAD/CAM MILLING BUR 2 L PMMA (6 MM) FOR ROUGH MILLING COMPATIBLE WITH ZIRKONZAHN MILLING MACHINE OR EQUIVALENT... | SUPPLEMENTARY DENTAL SUPPLIES
4964 | 4215224005900 | MILLING BUR PMMA CAD/CAM MILLING BUR 0.5 S PMMA (6 MM) FOR VERY PRECISE MILLING COMPATIBLE WITH ZIRKONZAHN MILLING MACHINE OR EQUIVALENT... | SUPPLEMENTARY DENTAL SUPPLIES
4965 | 4215224006000 | H+HEPA FILTER SILENT COMPATIBLE WITH TS/TS2 MACHINE.. | SUPPLEMENTARY DENTAL SUPPLIES
4966 | 4215224006100 | FLUSHING SOLUTION MATERIAL CHANGE OVER (MCO) CLEANER (1.5 KG) COMPATIBLE WITH PROJET MJP 5600 PRINTER OR EQUIVALENT... | SUPPLEMENTARY DENTAL SUPPLIES
4967 | 4215224006200 | ELASTOMERIC UV CURABLE ELASTOMERIC OPAQUE BLACK MATERIAL (2.0 KG CARTRIDGE) COMPATIBLE WITH PROJET MJP 5600 PRINTER OR EQUIVALENT... | SUPPLEMENTARY DENTAL SUPPLIES
4968 | 4215224006300 | ELASTOMERIC UV CURABLE ELASTOMERIC CLEAR TRANSLUCENT MATERIAL (2.0 KG CARTRIDGE) COMPATIBLE WITH PROJET MJP 5600 PRINTER OR EQUIVALENT... | SUPPLEMENTARY DENTAL SUPPLIES
4969 | 4215224006400 | DUST BAG COLLECTOR COMPATIBLE WITH TS/TS2 MACHINE.. | SUPPLEMENTARY DENTAL SUPPLIES
4970 | 4215224006500 | DISSOLVABLE WAX SUPPORT MATERIAL (1.75 KG BOTTLE)COMPATIBLE WITH PROJET MJP 5600 PRINTER OR EQUIVALENT... | SUPPLEMENTARY DENTAL SUPPLIES
4971 | 4215224006600 | DENTAL TOOLS DRILL 3MM SHAFT - PMMA/WAX RADIUS - 0.3 MM - 2 BLADES - L=21MM (CONICAL).. | SUPPLEMENTARY DENTAL SUPPLIES
4972 | 4215224006700 | DENTAL TOOLS DRILL 6MM SHAFT - ZR/PMMA/WAX RADIUS - 0.3 MM - 2 BLADES - L=20MM (CONICAL).. | SUPPLEMENTARY DENTAL SUPPLIES
4973 | 4215224006800 | DENTAL TOOLS DRILL 6MM SHAFT - QUATTRO SPEED MILLING TOOL - 3.0 MM - 4 BLADES - L=15MM.. | SUPPLEMENTARY DENTAL SUPPLIES
4974 | 4215224006900 | DENTAL TOOLS DRILL 6MM SHAFT - PMMA/WAX/ZR UNIVERSAL SHAFT - 1.5 MM - 2 BLADES - L=15MM.. | SUPPLEMENTARY DENTAL SUPPLIES
4975 | 4215224007000 | DENTAL TOOLS DRILL 6MM SHAFT - PMMA/WAX/ZR RADIUS - 1.5 MM - 2 BLADES - L=15MM (LONG)COMPATIBLE WITH IMES ICORE MILLING MACHINE OR EQUIVALENT.. | SUPPLEMENTARY DENTAL SUPPLIES
4976 | 4215224007100 | DENTAL TOOLS DRILL 6MM SHAFT - PMMA/WAX SHAFT - 2.5 MM - 3 BLADES - L=20MM COMPATIBLE WITH IMES ICORE MILLING MACHINE OR EQUIVALENT.. | SUPPLEMENTARY DENTAL SUPPLIES
4977 | 4215224007200 | DENTAL TOOLS DRILL 6MM SHAFT - METAL TORUS - 2.0 MM - 4 BLADES - L=16MM COMPATIBLE WITH IMES ICORE MILLING MACHINE OR EQUIVALENT.. | SUPPLEMENTARY DENTAL SUPPLIES
4978 | 4215224007300 | DENTAL TOOLS DRILL 6MM SHAFT - METAL TORUS - 1.5 MM - 4 BLADES - L=7MM COMPATIBLE WITH IMES ICORE MILLING MACHINE OR EQUIVALENT.. | SUPPLEMENTARY DENTAL SUPPLIES
4979 | 4215224007400 | DENTAL TOOLS DRILL 6MM SHAFT - METAL TORUS - 1.5 MM - 4 BLADES - L=15MM COMPATIBLE WITH IMES ICORE MILLING MACHINE OR EQUIVALENT.. | SUPPLEMENTARY DENTAL SUPPLIES
4980 | 4215224007500 | DENTAL TOOLS DRILL 6MM SHAFT - METAL SHAFT - 2.0 MM - 4 BLADES - L=6MM COMPATIBLE WITH IMES ICORE MILLING MACHINE OR EQUIVALENT.. | SUPPLEMENTARY DENTAL SUPPLIES
4981 | 4215224007600 | DENTAL TOOLS DRILL 6MM SHAFT - METAL SHAFT - 1.5 MM - 4 BLADES - L=15MM COMPATIBLE WITH IMES ICORE MILLING MACHINE OR EQUIVALENT.. | SUPPLEMENTARY DENTAL SUPPLIES
4982 | 4215224007700 | DENTAL TOOLS DRILL 6MM SHAFT - METAL SHAFT - 0.5 MM - 4 BLADES - L=4MM COMPATIBLE WITH IMES ICORE MILLING MACHINE OR EQUIVALENT.. | SUPPLEMENTARY DENTAL SUPPLIES
4983 | 4215224007800 | DENTAL TOOLS DRILL 6MM SHAFT - METAL RADIUS - 3.0 MM - 2 BLADES - L=20MM (LONG) COMPATIBLE WITH IMES ICORE MILLING MACHINE OR EQUIVALENT.. | SUPPLEMENTARY DENTAL SUPPLIES
4984 | 4215224007900 | DENTAL TOOLS DRILL 6MM SHAFT - METAL RADIUS - 2.0 MM - 2 BLADES - L=16MM (LONG) COMPATIBLE WITH IMES ICORE MILLING MACHINE OR EQUIVALENT.. | SUPPLEMENTARY DENTAL SUPPLIES
4985 | 4215224008000 | DENTAL TOOLS DRILL 6MM SHAFT - METAL RADIUS - 1.5 MM - 2 BLADES - L=15MM (LONG) COMPATIBLE WITH IMES ICORE MILLING MACHINE OR EQUIVALENT.. | SUPPLEMENTARY DENTAL SUPPLIES
4986 | 4215224008100 | DENTAL TOOLS DRILL 6MM SHAFT - METAL RADIUS - 1.0 MM - 2 BLADES - L=11MM (LONG) COMPATIBLE WITH IMES ICORE MILLING MACHINE OR EQUIVALENT.. | SUPPLEMENTARY DENTAL SUPPLIES
4987 | 4215224008200 | DENTAL TOOLS DRILL 6MM SHAFT - METAL RADIUS - 0.5 MM - 2 BLADES - L=4MM COMPATIBLE WITH IMES ICORE MILLING MACHINE OR EQUIVALENT.. | SUPPLEMENTARY DENTAL SUPPLIES
4988 | 4215224008300 | DENTAL TOOLS DRILL 6MM SHAFT - DRILLING TI/CRCO - 2.5 MM - DRILL - L=22MM COMPATIBLE WITH IMES ICORE MILLING MACHINE OR EQUIVALENT.. | SUPPLEMENTARY DENTAL SUPPLIES
4989 | 4215224008400 | DENTAL TOOLS DRILL 6MM SHAFT - DRILLING -TI/CRCO 1.5 MM - DRILL - L=18MM COMPATIBLE WITH IMES ICORE MILLING MACHINE OR EQUIVALENT.. | SUPPLEMENTARY DENTAL SUPPLIES
4990 | 4215224008500 | DENTAL TOOLS DRILL 6MM SHAFT - COCR SHAFT - 1.5 MM - 4 BLADES - L=12MM COMPATIBLE WITH IMES ICORE MILLING MACHINE OR EQUIVALENT.. | SUPPLEMENTARY DENTAL SUPPLIES
4991 | 4215224008600 | DENTAL TOOLS DRILL 3MM SHAFT - UNIVERSAL RADIUS - 1.5 MM - 2 BLADES - L=15MM COMPATIBLE WITH IMES ICORE MILLING MACHINE OR EQUIVALENT.. | SUPPLEMENTARY DENTAL SUPPLIES
4992 | 4215224008700 | DENTAL TOOLS DRILL 3MM SHAFT - UNIVERSAL RADIUS - 0.5 MM - 2 BLADES - L=4MM COMPATIBLE WITH IMES ICORE MILLING MACHINE OR EQUIVALENT.. | SUPPLEMENTARY DENTAL SUPPLIES
4993 | 4215224008800 | DENTAL TOOLS DRILL 3MM SHAFT - PMMA/WAX/ZR RADIUS - 1.5 MM - 2 BLADES - L=15MM COMPATIBLE WITH IMES ICORE MILLING MACHINE OR EQUIVALENT.. | SUPPLEMENTARY DENTAL SUPPLIES
4994 | 4215224008900 | DENTAL TOOLS DRILL 3MM SHAFT - PMMA/PLASTICS SHAFT - 3.0 MM - 1 BLADE - L=32MM COMPATIBLE WITH IMES ICORE MILLING MACHINE OR EQUIVALENT.. | SUPPLEMENTARY DENTAL SUPPLIES
4995 | 4215224009000 | DENTAL TOOL ZIRCONIUM MILLING BUR SIZE 2 MM TRIPLE TOOTH RADIUS CUTTER COMPATIBLE WITH VHF R5 MILLING MACHINE OR EQUIVALENT.. | SUPPLEMENTARY DENTAL SUPPLIES
4996 | 4215224009100 | DENTAL TOOL ZIRCONIUM MILLING BUR SIZE 2 MM DIAMOND TRIPLE TOOTH RADIUS CUTTER COMPATIBLE WITH VHF R5 MILLING MACHINE OR EQUIVALENT.. | SUPPLEMENTARY DENTAL SUPPLIES
4997 | 4215224009200 | DENTAL TOOL ZIRCONIUM MILLING BUR SIZE 1 MM DIAMOND DOUBLE TOOTH RADIUS CUTTER COMPATIBLE WITH VHF R5 MILLING MACHINE OR EQUIVALENT.. | SUPPLEMENTARY DENTAL SUPPLIES
4998 | 4215224009300 | DENTAL TOOL ZIRCONIUM MILLING BUR SIZE 0.60 MM DIAMOND DOUBLE TOOTH RADIUS CUTTER COMPATIBLE WITH VHF R5 MILLING MACHINE OR EQUIVALENT.. | SUPPLEMENTARY DENTAL SUPPLIES
4999 | 4215224009400 | DENTAL TOOL ZIRCONIA BUR SIZE D2.0L2055 (DIAMOND COATING) COMPATIBLE WITH ARUM MILLING MACHINE OR EQUIVALENT.. | SUPPLEMENTARY DENTAL SUPPLIES
5000 | 4215224009500 | DENTAL TOOL ZIRCONIA BUR SIZE D2.0L2063 (DIAMOND COATING) COMPATIBLE WITH ARUM MILLING MACHINE OR EQUIVALENT... | SUPPLEMENTARY DENTAL SUPPLIES
5001 | 4215224009600 | DENTAL TOOL ZIRCONIA BUR SIZE D2.0L1850 COMPATIBLE WITH ARUM MILLING MACHINE OR EQUIVALENT.. | SUPPLEMENTARY DENTAL SUPPLIES
5002 | 4215224009700 | DENTAL TOOL ZIRCONIA BUR SIZE D2.0L1850 (DIAMOND COATING) COMPATIBLE WITH ARUM MILLING MACHINE OR EQUIVALENT... | SUPPLEMENTARY DENTAL SUPPLIES
5003 | 4215224009800 | DENTAL TOOL ZIRCONIA BUR SIZE D1.7L1850 COMPATIBLE WITH ARUM MILLING MACHINE OR EQUIVALENT.. | SUPPLEMENTARY DENTAL SUPPLIES
5004 | 4215224009900 | DENTAL TOOL ZIRCONIA BUR SIZE D1.0L1663 (DIAMOND COATING) COMPATIBLE WITH ARUM MILLING MACHINE OR EQUIVALENT.. | SUPPLEMENTARY DENTAL SUPPLIES
5005 | 4215224010000 | DENTAL TOOL ZIRCONIA BUR SIZE D1.0L1650 COMPATIBLE WITH ARUM MILLING MACHINE OR EQUIVALENT... | SUPPLEMENTARY DENTAL SUPPLIES
5006 | 4215224010100 | DENTAL TOOL ZIRCONIA BUR SIZE D1.0L1650 (DIAMOND COATING) COMPATIBLE WITH ARUM MILLING MACHINE OR EQUIVALENT.. | SUPPLEMENTARY DENTAL SUPPLIES
5007 | 4215224010200 | DENTAL TOOL ZIRCONIA BUR SIZE D1.0L1453 (DIAMOND COATING) COMPATIBLE WITH ARUM MILLING MACHINE OR EQUIVALENT... | SUPPLEMENTARY DENTAL SUPPLIES
5008 | 4215224010300 | DENTAL TOOL ZIRCONIA BUR SIZE D0.6L1363 COMPATIBLE WITH ARUM MILLING MACHINE OR EQUIVALENT.. | SUPPLEMENTARY DENTAL SUPPLIES
5009 | 4215224010400 | DENTAL TOOL ZIRCONIA BUR SIZE D0.6L1045 COMPATIBLE WITH ARUM MILLING MACHINE OR EQUIVALENT... | SUPPLEMENTARY DENTAL SUPPLIES
5010 | 4215224010500 | DENTAL TOOL ZIRCONIA BUR SIZE D0.6L0850 COMPATIBLE WITH ARUM MILLING MACHINE OR EQUIVALENT.. | SUPPLEMENTARY DENTAL SUPPLIES
5011 | 4215224010600 | DENTAL TOOL ZIRCONIA BUR SIZE D0.6L0.945 COMPATIBLE WITH ARUM MILLING MACHINE OR EQUIVALENT.. | SUPPLEMENTARY DENTAL SUPPLIES
5012 | 4215224010700 | DENTAL TOOL ZIRCONIA BUR SIZE D0.3L1245 COMPATIBLE WITH ARUM MILLING MACHINE OR EQUIVALENT... | SUPPLEMENTARY DENTAL SUPPLIES
5013 | 4215224010800 | DENTAL TOOL ZIRCONIA BUR SIZE D0.3L1045 COMPATIBLE WITH ARUM MILLING MACHINE OR EQUIVALENT.. | SUPPLEMENTARY DENTAL SUPPLIES
5014 | 4215224010900 | DENTAL TOOL ZIRCONIA BUR SIZE D0.3L1.563 COMPATIBLE WITH ARUM MILLING MACHINE OR EQUIVALENT... | SUPPLEMENTARY DENTAL SUPPLIES
5015 | 4215224011000 | DENTAL TOOL THREAD BUR SIZE M2.0×P0.4×50MM COMPATIBLE WITH ARUM MILLING MACHINE OR EQUIVALENT... | SUPPLEMENTARY DENTAL SUPPLIES
5016 | 4215224011100 | DENTAL TOOL T-CUTTER BUR SIZE D2.0L0850 COMPATIBLE WITH ARUM MILLING MACHINE OR EQUIVALENT.. | SUPPLEMENTARY DENTAL SUPPLIES
5017 | 4215224011200 | DENTAL TOOL T-CUTTER BUR SIZE D1.8L0850 COMPATIBLE WITH ARUM MILLING MACHINE OR EQUIVALENT... | SUPPLEMENTARY DENTAL SUPPLIES
5018 | 4215224011300 | DENTAL TOOL T-CUTTER BUR SIZE D1.5L0850 COMPATIBLE WITH ARUM MILLING MACHINE OR EQUIVALENT.. | SUPPLEMENTARY DENTAL SUPPLIES
5019 | 4215224011400 | DENTAL TOOL REAMER BUR SIZE D3.2L1855180° COMPATIBLE WITH ARUM MILLING MACHINE OR EQUIVALENT... | SUPPLEMENTARY DENTAL SUPPLIES
5020 | 4215224011500 | DENTAL TOOL REAMER BUR SIZE D2.5L1855180° COMPATIBLE WITH ARUM MILLING MACHINE OR EQUIVALENT... | SUPPLEMENTARY DENTAL SUPPLIES
5021 | 4215224011600 | DENTAL TOOL REAMER BUR SIZE D2.4L185590° COMPATIBLE WITH ARUM MILLING MACHINE OR EQUIVALENT... | SUPPLEMENTARY DENTAL SUPPLIES
5022 | 4215224011700 | DENTAL TOOL REAMER BUR SIZE D2.3L1855120° COMPATIBLE WITH ARUM MILLING MACHINE OR EQUIVALENT.. | SUPPLEMENTARY DENTAL SUPPLIES
5023 | 4215224011800 | DENTAL TOOL REAMER BUR SIZE D2.1L1855145° COMPATIBLE WITH ARUM MILLING MACHINE OR EQUIVALENT... | SUPPLEMENTARY DENTAL SUPPLIES
5024 | 4215224011900 | DENTAL TOOL REAMER BUR SIZE D2.7L185570° COMPATIBLE WITH ARUM MILLING MACHINE OR EQUIVALENT... | SUPPLEMENTARY DENTAL SUPPLIES
5025 | 4215224012000 | DENTAL TOOL REAMER BUR SIZE D2.6L185590° COMPATIBLE WITH ARUM MILLING MACHINE OR EQUIVALENT... | SUPPLEMENTARY DENTAL SUPPLIES
5026 | 4215224012100 | DENTAL TOOL REAMER BUR SIZE D2.4L185570° COMPATIBLE WITH ARUM MILLING MACHINE OR EQUIVALENT.. | SUPPLEMENTARY DENTAL SUPPLIES
5027 | 4215224012200 | DENTAL TOOL REAMER BUR SIZE D2.3L1855180° COMPATIBLE WITH ARUM MILLING MACHINE OR EQUIVALENT... | SUPPLEMENTARY DENTAL SUPPLIES
5028 | 4215224012300 | DENTAL TOOL REAMER BUR SIZE D3.2L185530° COMPATIBLE WITH ARUM MILLING MACHINE OR EQUIVALENT... | SUPPLEMENTARY DENTAL SUPPLIES
5029 | 4215224012400 | DENTAL TOOL REAMER BUR SIZE D2.6L185530° COMPATIBLE WITH ARUM MILLING MACHINE OR EQUIVALENT... | SUPPLEMENTARY DENTAL SUPPLIES
5030 | 4215224012500 | DENTAL TOOL REAMER BUR SIZE D2.6L1855180° COMPATIBLE WITH ARUM MILLING MACHINE OR EQUIVALENT.. | SUPPLEMENTARY DENTAL SUPPLIES
5031 | 4215224012600 | DENTAL TOOL REAMER BUR SIZE D2.4L1855140° COMPATIBLE WITH ARUM MILLING MACHINE OR EQUIVALENT... | SUPPLEMENTARY DENTAL SUPPLIES
5032 | 4215224012700 | DENTAL TOOL REAMER BUR SIZE D2.3L185590° COMPATIBLE WITH ARUM MILLING MACHINE OR EQUIVALENT... | SUPPLEMENTARY DENTAL SUPPLIES
5033 | 4215224012800 | DENTAL TOOL REAMER BUR SIZE D2.3L185570° COMPATIBLE WITH ARUM MILLING MACHINE OR EQUIVALENT... | SUPPLEMENTARY DENTAL SUPPLIES
5034 | 4215224012900 | DENTAL TOOL PMMA BUR SIZE D1.0L1045 COMPATIBLE WITH ARUM MILLING MACHINE OR EQUIVALENT... | SUPPLEMENTARY DENTAL SUPPLIES
5035 | 4215224013000 | DENTAL TOOL PMMA BUR SIZE D2.0L1850 COMPATIBLE WITH ARUM MILLING MACHINE OR EQUIVALENT.. | SUPPLEMENTARY DENTAL SUPPLIES
5036 | 4215224013100 | DENTAL TOOL PMMA BUR SIZE D1.5L1450 COMPATIBLE WITH ARUM MILLING MACHINE OR EQUIVALENT... | SUPPLEMENTARY DENTAL SUPPLIES
5037 | 4215224013200 | DENTAL TOOL PMMA BUR SIZE D1.5L1448 COMPATIBLE WITH ARUM MILLING MACHINE OR EQUIVALENT... | SUPPLEMENTARY DENTAL SUPPLIES
5038 | 4215224013300 | DENTAL TOOL PMMA AND WAX MILLING BUR SIZE 2.5 CYLINDRIC SINGLE TOOTH RADIUS CUTTER COMPATIBLE WITH VHF R5 MILLING MACHINE OR EQUIVALENT.. | SUPPLEMENTARY DENTAL SUPPLIES
5039 | 4215224013400 | DENTAL TOOL PMMA AND WAX MILLING BUR SIZE 2 DOUBLE TOOTH RADIUS CUTTER COMPATIBLE WITH VHF R5 MILLING MACHINE OR EQUIVALENT.. | SUPPLEMENTARY DENTAL SUPPLIES
5040 | 4215224013500 | DENTAL TOOL PMMA AND WAX MILLING BUR SIZE 1 DOUBLE TOOTH RADIUS CUTTER COMPATIBLE WITH VHF R5 MILLING MACHINE OR EQUIVALENT.. | SUPPLEMENTARY DENTAL SUPPLIES
5041 | 4215224013600 | DENTAL TOOL PMMA AND WAX MILLING BUR SIZE 0.60 CYLINDRIC SINGLE TOOTH RADIUS CUTTER COMPATIBLE WITH VHF R5 MILLING MACHINE OR EQUIVALENT.. | SUPPLEMENTARY DENTAL SUPPLIES
5042 | 4215224013700 | DENTAL TOOL MODEL BUR D3L2050 COMPATIBLE WITH ARUM MILLING MACHINE OR EQUIVALENT... | SUPPLEMENTARY DENTAL SUPPLIES
5043 | 4215224013800 | DENTAL TOOL METAL MILLING BUR SIZE 2 COATED FOUR TOOTH RADIUS CUTTER COMPATIBLE WITH VHF R5 MILLING MACHINE OR EQUIVALENT.. | SUPPLEMENTARY DENTAL SUPPLIES
5044 | 4215224013900 | DENTAL TOOL METAL MILLING BUR SIZE 1.2 COATED DOUBLE TOOTH RADIUS CUTTER WITH TORUS 0.1 MM FACE RADIUS COMPATIBLE WITH VHF R5 MILLING MACHINE OR EQUIVALENT... | SUPPLEMENTARY DENTAL SUPPLIES
5045 | 4215224014000 | DENTAL TOOL METAL MILLING BUR SIZE 1 COATED DOUBLE TOOTH RADIUS CUTTER COMPATIBLE WITH VHF R5 MILLING MACHINE OR EQUIVALENT.. | SUPPLEMENTARY DENTAL SUPPLIES
5046 | 4215224014100 | DENTAL TOOL METAL MILLING BUR SIZE 0.60 COATED DOUBLE TOOTH RADIUS CUTTER COMPATIBLE WITH VHF R5 MILLING MACHINE OR EQUIVALENT... | SUPPLEMENTARY DENTAL SUPPLIES
5047 | 4215224014200 | DENTAL TOOL METAL BUR SIZE D3.0L1250 COMPATIBLE WITH ARUM MILLING MACHINE OR EQUIVALENT.. | SUPPLEMENTARY DENTAL SUPPLIES
5048 | 4215224014300 | DENTAL TOOL METAL BUR SIZE D2.0L18R0.255 COMPATIBLE WITH ARUM MILLING MACHINE OR EQUIVALENT... | SUPPLEMENTARY DENTAL SUPPLIES
5049 | 4215224014400 | DENTAL TOOL METAL BUR SIZE D2.0L1855 COMPATIBLE WITH ARUM MILLING MACHINE OR EQUIVALENT... | SUPPLEMENTARY DENTAL SUPPLIES
5050 | 4215224014500 | DENTAL TOOL METAL BUR SIZE D2.0L1250 COMPATIBLE WITH ARUM MILLING MACHINE OR EQUIVALENT... | SUPPLEMENTARY DENTAL SUPPLIES
5051 | 4215224014600 | DENTAL TOOL METAL BUR SIZE D2.0L1244 COMPATIBLE WITH ARUM MILLING MACHINE OR EQUIVALENT... | SUPPLEMENTARY DENTAL SUPPLIES
5052 | 4215224014700 | DENTAL TOOL METAL BUR SIZE D1.5L1450 COMPATIBLE WITH ARUM MILLING MACHINE OR EQUIVALENT... | SUPPLEMENTARY DENTAL SUPPLIES
5053 | 4215224014800 | DENTAL TOOL METAL BUR SIZE D1.5L1050 COMPATIBLE WITH ARUM MILLING MACHINE OR EQUIVALENT... | SUPPLEMENTARY DENTAL SUPPLIES
5054 | 4215224014900 | DENTAL TOOL METAL BUR SIZE D1.5L1043 COMPATIBLE WITH ARUM MILLING MACHINE OR EQUIVALENT.. | SUPPLEMENTARY DENTAL SUPPLIES
5055 | 4215224015000 | DENTAL TOOL METAL BUR SIZE D1.5L0750 COMPATIBLE WITH ARUM MILLING MACHINE OR EQUIVALENT... | SUPPLEMENTARY DENTAL SUPPLIES
5056 | 4215224015100 | DENTAL TOOL METAL BUR SIZE D1.5L05R0.150 COMPATIBLE WITH ARUM MILLING MACHINE OR EQUIVALENT... | SUPPLEMENTARY DENTAL SUPPLIES
5057 | 4215224015200 | DENTAL TOOL METAL BUR SIZE D1.0L1050 COMPATIBLE WITH ARUM MILLING MACHINE OR EQUIVALENT.. | SUPPLEMENTARY DENTAL SUPPLIES
5058 | 4215224015300 | DENTAL TOOL METAL BUR SIZE D1.0L0842 COMPATIBLE WITH ARUM MILLING MACHINE OR EQUIVALENT... | SUPPLEMENTARY DENTAL SUPPLIES
5059 | 4215224015400 | DENTAL TOOL METAL BUR SIZE D0.6L0650 COMPATIBLE WITH ARUM MILLING MACHINE OR EQUIVALENT... | SUPPLEMENTARY DENTAL SUPPLIES
5060 | 4215224015500 | DENTAL TOOL METAL BUR SIZE D0.6L0350 COMPATIBLE WITH ARUM MILLING MACHINE OR EQUIVALENT.. | SUPPLEMENTARY DENTAL SUPPLIES
5061 | 4215224015600 | DENTAL TOOL GRINDING BUR SIZE D2.5L1245 COMPATIBLE WITH ARUM MILLING MACHINE OR EQUIVALENT... | SUPPLEMENTARY DENTAL SUPPLIES
5062 | 4215224015700 | DENTAL TOOL GRINDING BUR SIZE D1.5L1250 COMPATIBLE WITH ARUM MILLING MACHINE OR EQUIVALENT... | SUPPLEMENTARY DENTAL SUPPLIES
5063 | 4215224015800 | DENTAL TOOL GRINDING BUR SIZE D1.0L1050 COMPATIBLE WITH ARUM MILLING MACHINE OR EQUIVALENT... | SUPPLEMENTARY DENTAL SUPPLIES
5064 | 4215224015900 | DENTAL TOOL GRINDING BUR SIZE D1.0L1045 COMPATIBLE WITH ARUM MILLING MACHINE OR EQUIVALENT.. | SUPPLEMENTARY DENTAL SUPPLIES
5065 | 4215224016000 | DENTAL TOOL GRINDING BUR SIZE D0.6L0850 COMPATIBLE WITH ARUM MILLING MACHINE OR EQUIVALENT... | SUPPLEMENTARY DENTAL SUPPLIES
5066 | 4215224016100 | DENTAL TOOL GRINDING BUR SIZE D0.6L0841 COMPATIBLE WITH ARUM MILLING MACHINE OR EQUIVALENT... | SUPPLEMENTARY DENTAL SUPPLIES
5067 | 4215224016200 | DENTAL TOOL GRINDING BUR SIZE D0.6L0840 COMPATIBLE WITH ARUM MILLING MACHINE OR EQUIVALENT... | SUPPLEMENTARY DENTAL SUPPLIES
5068 | 4215224016300 | DENTAL TOOL GRINDING BUR SIZE D1.5L1044.5 COMPATIBLE WITH ARUM MILLING MACHINE OR EQUIVALENT.. | SUPPLEMENTARY DENTAL SUPPLIES
5069 | 4215224016400 | DENTAL TOOL GRINDING BUR SIZE D2.5L1244.5 COMPATIBLE WITH ARUM MILLING MACHINE OR EQUIVALENT... | SUPPLEMENTARY DENTAL SUPPLIES
5070 | 4215224016500 | DENTAL TOOL GRINDING BUR SIZE D2.5L1050 COMPATIBLE WITH ARUM MILLING MACHINE OR EQUIVALENT... | SUPPLEMENTARY DENTAL SUPPLIES
5071 | 4215224016600 | DENTAL TOOL GRINDING BUR SIZE D1.5L1045 COMPATIBLE WITH ARUM MILLING MACHINE OR EQUIVALENT... | SUPPLEMENTARY DENTAL SUPPLIES
5072 | 4215224016700 | DENTAL TOOL GRINDING BUR SIZE D1.0L1044.5 COMPATIBLE WITH ARUM MILLING MACHINE OR EQUIVALENT.. | SUPPLEMENTARY DENTAL SUPPLIES
5073 | 4215224016800 | DENTAL TOOL GLASS CERAMICS MILLING BUR SIZE 2.4 RADIUS GRINDING TOOL COMPATIBLE WITH VHF R5 MILLING MACHINE OR EQUIVALENT.. | SUPPLEMENTARY DENTAL SUPPLIES
5074 | 4215224016900 | DENTAL TOOL GLASS CERAMICS MILLING BUR SIZE 1.2 TORUS GRINDING TOOL COMPATIBLE WITH VHF R5 MILLING MACHINE OR EQUIVALENT... | SUPPLEMENTARY DENTAL SUPPLIES
5075 | 4215224017000 | DENTAL TOOL GLASS CERAMICS MILLING BUR SIZE 1 RADIUS GRINDING TOOL COMPATIBLE WITH VHF R5 MILLING MACHINE OR EQUIVALENT.. | SUPPLEMENTARY DENTAL SUPPLIES
5076 | 4215224017100 | DENTAL TOOL GLASS CERAMICS MILLING BUR SIZE 0.60 TORUS GRINDING TOOL COMPATIBLE WITH VHF R5 MILLING MACHINE OR EQUIVALENT... | SUPPLEMENTARY DENTAL SUPPLIES
5077 | 4215224017200 | DENTAL TOOL GLASS CERAMICS MILLING BUR SIZE 0.60 RADIUS GRINDING TOOL COMPATIBLE WITH VHF R5 MILLING MACHINE OR EQUIVALENT.. | SUPPLEMENTARY DENTAL SUPPLIES
5078 | 4215224017300 | DENTAL HYRAX EXPANSION STRAIGHT SCREWS SOLDERED 4 ARMS 7MM.. | SUPPLEMENTARY DENTAL SUPPLIES
5079 | 4215224017400 | DENTAL HYRAX EXPANSION STRAIGHT SCREWS SOLDERED 4 ARMS 12MM.. | SUPPLEMENTARY DENTAL SUPPLIES
5080 | 4215224017500 | DENTAL GRINDER TURBO INVERTED CONE WITH RECESS 12X8MM HP.. | SUPPLEMENTARY DENTAL SUPPLIES
5081 | 4215224017600 | DENTAL GRINDER TURBO INVERTED CONE 3.5X11MM HP.. | SUPPLEMENTARY DENTAL SUPPLIES
5082 | 4215224017800 | COOLANT OIL FOR ARUM MILLING MACHINE... | SUPPLEMENTARY DENTAL SUPPLIES
5083 | 4215224017900 | COM.ETC.5X300 DISK CARTRIDGE .A0 COMPATIBLE WITH ARUM MILLING MACHINE OR EQUIVALENT... | SUPPLEMENTARY DENTAL SUPPLIES
5084 | 4215224018000 | COM.ETC.5X200 DISK CARTRIDGE .A0 COMPATIBLE WITH ARUM MILLING MACHINE OR EQUIVALENT.. | SUPPLEMENTARY DENTAL SUPPLIES
5085 | 4215224018100 | COLD (SELF CURE) ACRYLIC RESIN POWDER CLEAR COLOR APPROXIMATELY 1KG POWDER + WITH RATIO (1: 0.5 )LIQUID + MIXING CUPS.. | SUPPLEMENTARY DENTAL SUPPLIES
5086 | 4215224018200 | CLEANING SOLUTION (2 GAL CUBITAINER) COMPATIBLE WITH PROJET MJP 5600 PRINTER OR EQUIVALENT... | SUPPLEMENTARY DENTAL SUPPLIES
5087 | 4215224018300 | VACUUM FORMING SHEET FOR DENTAL ORTHODONTIC ALIGNERS CLEAR ROUND DIAMETER 125 MM THICKNESS RANGE 0.35–0.75 MM.. | SUPPLEMENTARY DENTAL SUPPLIES
5088 | 4215224018400 | BLOCK FOR ALL CERAMIC GLASS-CERAMIC LITHIUM DISILICATE CAD LT (LOW TRANSLUCENCY) SIZE C14 SHADE D4 COMPATIBLE WITH PM7 MACHINE CONNECTOR (5PCSEH/BOX)... | SUPPLEMENTARY DENTAL SUPPLIES
5089 | 4215224018500 | BLOCK FOR ALL CERAMIC GLASS-CERAMIC LITHIUM DISILICATE CAD LT (LOW TRANSLUCENCY) SIZE C14 SHADE D3 COMPATIBLE WITH PM7 MACHINE CONNECTOR (5PCSEH/BOX)... | SUPPLEMENTARY DENTAL SUPPLIES
5090 | 4215224018600 | BLOCK FOR ALL CERAMIC GLASS-CERAMIC LITHIUM DISILICATE CAD LT (LOW TRANSLUCENCY) SIZE C14 SHADE D2 COMPATIBLE WITH PM7 MACHINE CONNECTOR (5PCSEH/BOX).. | SUPPLEMENTARY DENTAL SUPPLIES
5091 | 4215224018700 | BLOCK FOR ALL CERAMIC GLASS-CERAMIC LITHIUM DISILICATE CAD LT (LOW TRANSLUCENCY) SIZE C14 SHADE C4 COMPATIBLE WITH PM7 MACHINE CONNECTOR (5PCSEH/BOX)... | SUPPLEMENTARY DENTAL SUPPLIES
5092 | 4215224018800 | BLOCK FOR ALL CERAMIC GLASS-CERAMIC LITHIUM DISILICATE CAD LT (LOW TRANSLUCENCY) SIZE C14 SHADE C3 COMPATIBLE WITH PM7 MACHINE CONNECTOR (5PCSEH/BOX)... | SUPPLEMENTARY DENTAL SUPPLIES
5093 | 4215224018900 | BLOCK FOR ALL CERAMIC GLASS-CERAMIC LITHIUM DISILICATE CAD LT (LOW TRANSLUCENCY) SIZE C14 SHADE C2 COMPATIBLE WITH PM7 MACHINE CONNECTOR (5PCSEH/BOX).. | SUPPLEMENTARY DENTAL SUPPLIES
5094 | 4215224019000 | BLOCK FOR ALL CERAMIC GLASS-CERAMIC LITHIUM DISILICATE CAD LT (LOW TRANSLUCENCY) SIZE C14 SHADE C1 COMPATIBLE WITH PM7 MACHINE CONNECTOR (5PCSEH/BOX).. | SUPPLEMENTARY DENTAL SUPPLIES
5095 | 4215224019100 | BLOCK FOR ALL CERAMIC GLASS-CERAMIC LITHIUM DISILICATE CAD LT (LOW TRANSLUCENCY) SIZE C14 SHADE B4 COMPATIBLE WITH PM7 MACHINE CONNECTOR (5PCSEH/BOX)... | SUPPLEMENTARY DENTAL SUPPLIES
5096 | 4215224019200 | BLOCK FOR ALL CERAMIC GLASS-CERAMIC LITHIUM DISILICATE CAD LT (LOW TRANSLUCENCY) SIZE C14 SHADE B3 COMPATIBLE WITH PM7 MACHINE CONNECTOR (5PCSEH/BOX)... | SUPPLEMENTARY DENTAL SUPPLIES
5097 | 4215224019300 | BLOCK FOR ALL CERAMIC GLASS-CERAMIC LITHIUM DISILICATE CAD LT (LOW TRANSLUCENCY) SIZE C14 SHADE B2 COMPATIBLE WITH PM7 MACHINE CONNECTOR (5PCSEH/BOX).. | SUPPLEMENTARY DENTAL SUPPLIES
5098 | 4215224019400 | BLOCK FOR ALL CERAMIC GLASS-CERAMIC LITHIUM DISILICATE CAD LT (LOW TRANSLUCENCY) SIZE C14 SHADE B1 COMPATIBLE WITH PM7 MACHINE CONNECTOR (5PCSEH/BOX).. | SUPPLEMENTARY DENTAL SUPPLIES
5099 | 4215224019500 | BLOCK FOR ALL CERAMIC GLASS-CERAMIC LITHIUM DISILICATE CAD LT (LOW TRANSLUCENCY) SIZE C14 SHADE A4 COMPATIBLE WITH PM7 MACHINE CONNECTOR (5PCSEH/BOX)... | SUPPLEMENTARY DENTAL SUPPLIES
5100 | 4215224019600 | BLOCK FOR ALL CERAMIC GLASS-CERAMIC LITHIUM DISILICATE CAD LT (LOW TRANSLUCENCY) SIZE C14 SHADE A3 COMPATIBLE WITH PM7 MACHINE CONNECTOR (5PCSEH/BOX).. | SUPPLEMENTARY DENTAL SUPPLIES
5101 | 4215224019700 | BLOCK FOR ALL CERAMIC GLASS-CERAMIC LITHIUM DISILICATE CAD LT (LOW TRANSLUCENCY) SIZE C14 SHADE A2 COMPATIBLE WITH PM7 MACHINE CONNECTOR (5PCSEH/BOX).. | SUPPLEMENTARY DENTAL SUPPLIES
5102 | 4215224019800 | BLOCK FOR ALL CERAMIC GLASS-CERAMIC LITHIUM DISILICATE CAD LT (LOW TRANSLUCENCY) SIZE C14 SHADE A1 COMPATIBLE WITH PM7 MACHINE CONNECTOR (5PCSEH/BOX).. | SUPPLEMENTARY DENTAL SUPPLIES
5103 | 4215224019900 | BLOCK FOR ALL CERAMIC GLASS-CERAMIC LITHIUM DISILICATE CAD HT (HIGH TRANSLUCENCY) SIZE I12 SHADE D4 COMPATIBLE WITH PM7 MACHINE CONNECTOR (5PCSEH/BOX)... | SUPPLEMENTARY DENTAL SUPPLIES
5104 | 4215224020000 | BLOCK FOR ALL CERAMIC GLASS-CERAMIC LITHIUM DISILICATE CAD HT (HIGH TRANSLUCENCY) SIZE I12 SHADE D3 COMPATIBLE WITH PM7 MACHINE CONNECTOR (5PCSEH/BOX)... | SUPPLEMENTARY DENTAL SUPPLIES
5105 | 4215224020100 | BLOCK FOR ALL CERAMIC GLASS-CERAMIC LITHIUM DISILICATE CAD HT (HIGH TRANSLUCENCY) SIZE I12 SHADE D2 COMPATIBLE WITH PM7 MACHINE CONNECTOR (5PCSEH/BOX)... | SUPPLEMENTARY DENTAL SUPPLIES
5106 | 4215224020200 | BLOCK FOR ALL CERAMIC GLASS-CERAMIC LITHIUM DISILICATE CAD HT (HIGH TRANSLUCENCY) SIZE I12 SHADE C4 COMPATIBLE WITH PM7 MACHINE CONNECTOR (5PCSEH/BOX)... | SUPPLEMENTARY DENTAL SUPPLIES
5107 | 4215224020300 | BLOCK FOR ALL CERAMIC GLASS-CERAMIC LITHIUM DISILICATE CAD HT (HIGH TRANSLUCENCY) SIZE I12 SHADE C3 COMPATIBLE WITH PM7 MACHINE CONNECTOR (5PCSEH/BOX)... | SUPPLEMENTARY DENTAL SUPPLIES
5108 | 4215224020400 | BLOCK FOR ALL CERAMIC GLASS-CERAMIC LITHIUM DISILICATE CAD HT (HIGH TRANSLUCENCY) SIZE I12 SHADE C2 COMPATIBLE WITH PM7 MACHINE CONNECTOR (5PCSEH/BOX)... | SUPPLEMENTARY DENTAL SUPPLIES
5109 | 4215224020500 | BLOCK FOR ALL CERAMIC GLASS-CERAMIC LITHIUM DISILICATE CAD HT (HIGH TRANSLUCENCY) SIZE I12 SHADE C1 COMPATIBLE WITH PM7 MACHINE CONNECTOR (5PCSEH/BOX)... | SUPPLEMENTARY DENTAL SUPPLIES
5110 | 4215224020600 | BLOCK FOR ALL CERAMIC GLASS-CERAMIC LITHIUM DISILICATE CAD HT (HIGH TRANSLUCENCY) SIZE I12 SHADE B4 COMPATIBLE WITH PM7 MACHINE CONNECTOR (5PCSEH/BOX)... | SUPPLEMENTARY DENTAL SUPPLIES
5111 | 4215224020700 | BLOCK FOR ALL CERAMIC GLASS-CERAMIC LITHIUM DISILICATE CAD HT (HIGH TRANSLUCENCY) SIZE I12 SHADE B3 COMPATIBLE WITH PM7 MACHINE CONNECTOR (5PCSEH/BOX)... | SUPPLEMENTARY DENTAL SUPPLIES
5112 | 4215224020800 | BLOCK FOR ALL CERAMIC GLASS-CERAMIC LITHIUM DISILICATE CAD HT (HIGH TRANSLUCENCY) SIZE I12 SHADE B2 COMPATIBLE WITH PM7 MACHINE CONNECTOR (5PCSEH/BOX)... | SUPPLEMENTARY DENTAL SUPPLIES
5113 | 4215224020900 | BLOCK FOR ALL CERAMIC GLASS-CERAMIC LITHIUM DISILICATE CAD HT (HIGH TRANSLUCENCY) SIZE I12 SHADE B1 COMPATIBLE WITH PM7 MACHINE CONNECTOR (5PCSEH/BOX)... | SUPPLEMENTARY DENTAL SUPPLIES
5114 | 4215224021000 | BLOCK FOR ALL CERAMIC GLASS-CERAMIC LITHIUM DISILICATE CAD HT (HIGH TRANSLUCENCY) SIZE I12 SHADE A4 COMPATIBLE WITH PM7 MACHINE CONNECTOR (5PCSEH/BOX)... | SUPPLEMENTARY DENTAL SUPPLIES
5115 | 4215224021100 | BLOCK FOR ALL CERAMIC GLASS-CERAMIC LITHIUM DISILICATE CAD HT (HIGH TRANSLUCENCY) SIZE I12 SHADE A3 COMPATIBLE WITH PM7 MACHINE CONNECTOR (5PCSEH/BOX)... | SUPPLEMENTARY DENTAL SUPPLIES
5116 | 4215224021200 | BLOCK FOR ALL CERAMIC GLASS-CERAMIC LITHIUM DISILICATE CAD HT (HIGH TRANSLUCENCY) SIZE I12 SHADE A2 COMPATIBLE WITH PM7 MACHINE CONNECTOR (5PCSEH/BOX)... | SUPPLEMENTARY DENTAL SUPPLIES
5117 | 4215224021300 | BLOCK FOR ALL CERAMIC GLASS-CERAMIC LITHIUM DISILICATE CAD HT (HIGH TRANSLUCENCY) SIZE I12 SHADE A1 COMPATIBLE WITH PM7 MACHINE CONNECTOR (5PCSEH/BOX)... | SUPPLEMENTARY DENTAL SUPPLIES
5118 | 4215224021400 | BLOCK FOR ALL CERAMIC GLASS-CERAMIC LITHIUM DISILICATE (LS2) CAD HT (HIGH TRANSLUCENCY) SIZE C14 SHADE D4 COMPATIBLE WITH PM7 MACHINE CONNECTOR (5PCSEH/BOX)... | SUPPLEMENTARY DENTAL SUPPLIES
5119 | 4215224021500 | BLOCK FOR ALL CERAMIC GLASS-CERAMIC LITHIUM DISILICATE (LS2) CAD HT (HIGH TRANSLUCENCY) SIZE C14 SHADE D3 COMPATIBLE WITH PM7 MACHINE CONNECTOR (5PCSEH/BOX)... | SUPPLEMENTARY DENTAL SUPPLIES
5120 | 4215224021600 | BLOCK FOR ALL CERAMIC GLASS-CERAMIC LITHIUM DISILICATE (LS2) CAD HT (HIGH TRANSLUCENCY) SIZE C14 SHADE D2 COMPATIBLE WITH PM7 MACHINE CONNECTOR (5PCSEH/BOX)... | SUPPLEMENTARY DENTAL SUPPLIES
5121 | 4215224021700 | BLOCK FOR ALL CERAMIC GLASS-CERAMIC LITHIUM DISILICATE (LS2) CAD HT (HIGH TRANSLUCENCY) SIZE C14 SHADE C4 COMPATIBLE WITH PM7 MACHINE CONNECTOR (5PCSEH/BOX)... | SUPPLEMENTARY DENTAL SUPPLIES
5122 | 4215224021800 | BLOCK FOR ALL CERAMIC GLASS-CERAMIC LITHIUM DISILICATE (LS2) CAD HT (HIGH TRANSLUCENCY) SIZE C14 SHADE C3 COMPATIBLE WITH PM7 MACHINE CONNECTOR (5PCSEH/BOX)... | SUPPLEMENTARY DENTAL SUPPLIES
5123 | 4215224021900 | BLOCK FOR ALL CERAMIC GLASS-CERAMIC LITHIUM DISILICATE (LS2) CAD HT (HIGH TRANSLUCENCY) SIZE C14 SHADE C2 COMPATIBLE WITH PM7 MACHINE CONNECTOR (5PCSEH/BOX)... | SUPPLEMENTARY DENTAL SUPPLIES
5124 | 4215224022000 | BLOCK FOR ALL CERAMIC GLASS-CERAMIC LITHIUM DISILICATE (LS2) CAD HT (HIGH TRANSLUCENCY) SIZE C14 SHADE C1 COMPATIBLE WITH PM7 MACHINE CONNECTOR (5PCSEH/BOX)... | SUPPLEMENTARY DENTAL SUPPLIES
5125 | 4215224022100 | BLOCK FOR ALL CERAMIC GLASS-CERAMIC LITHIUM DISILICATE (LS2) CAD HT (HIGH TRANSLUCENCY) SIZE C14 SHADE B4 COMPATIBLE WITH PM7 MACHINE CONNECTOR (5PCSEH/BOX)... | SUPPLEMENTARY DENTAL SUPPLIES
5126 | 4215224022200 | BLOCK FOR ALL CERAMIC GLASS-CERAMIC LITHIUM DISILICATE (LS2) CAD HT (HIGH TRANSLUCENCY) SIZE C14 SHADE B3 COMPATIBLE WITH PM7 MACHINE CONNECTOR (5PCSEH/BOX)... | SUPPLEMENTARY DENTAL SUPPLIES
5127 | 4215224022300 | BLOCK FOR ALL CERAMIC GLASS-CERAMIC LITHIUM DISILICATE (LS2) CAD HT (HIGH TRANSLUCENCY) SIZE C14 SHADE B2 COMPATIBLE WITH PM7 MACHINE CONNECTOR (5PCSEH/BOX)... | SUPPLEMENTARY DENTAL SUPPLIES
5128 | 4215224022400 | BLOCK FOR ALL CERAMIC GLASS-CERAMIC LITHIUM DISILICATE (LS2) CAD HT (HIGH TRANSLUCENCY) SIZE C14 SHADE B1 COMPATIBLE WITH PM7 MACHINE CONNECTOR (5PCSEH/BOX)... | SUPPLEMENTARY DENTAL SUPPLIES
5129 | 4215224022500 | BLOCK FOR ALL CERAMIC GLASS-CERAMIC LITHIUM DISILICATE (LS2) CAD HT (HIGH TRANSLUCENCY) SIZE C14 SHADE A4 COMPATIBLE WITH PM7 MACHINE CONNECTOR (5PCSEH/BOX)... | SUPPLEMENTARY DENTAL SUPPLIES
5130 | 4215224022600 | BLOCK FOR ALL CERAMIC GLASS-CERAMIC LITHIUM DISILICATE (LS2) CAD HT (HIGH TRANSLUCENCY) SIZE C14 SHADE A3 COMPATIBLE WITH PM7 MACHINE CONNECTOR (5PCSEH/BOX)... | SUPPLEMENTARY DENTAL SUPPLIES
5131 | 4215224022700 | BLOCK FOR ALL CERAMIC GLASS-CERAMIC LITHIUM DISILICATE (LS2) CAD HT (HIGH TRANSLUCENCY) SIZE C14 SHADE A2 COMPATIBLE WITH PM7 MACHINE CONNECTOR (5PCSEH/BOX)... | SUPPLEMENTARY DENTAL SUPPLIES
5132 | 4215224022800 | BLOCK FOR ALL CERAMIC GLASS-CERAMIC LITHIUM DISILICATE (LS2) CAD HT (HIGH TRANSLUCENCY) SIZE C14 SHADE A1 COMPATIBLE WITH PM7 MACHINE CONNECTOR (5PCSEH/BOX)... | SUPPLEMENTARY DENTAL SUPPLIES
5133 | 4215224022900 | PFM BUILDUP LIQUID ASSORTED /.. | SUPPLEMENTARY DENTAL SUPPLIES
5134 | 4215224023000 | ALL CERAMIC PORCELAIN OPAQUE POWDER ALL SHADES ( A - D ) ASSORTED.. | SUPPLEMENTARY DENTAL SUPPLIES
5135 | 4215224023100 | ALL CERAMIC PORCELAIN MARGIN POWDER ALL SHADES ( A - D ) ASSORTED... | SUPPLEMENTARY DENTAL SUPPLIES
5136 | 4215224023200 | ALL CERAMIC PORCELAIN GLAZE AND STAIN ALL COLORS ASSORTED... | SUPPLEMENTARY DENTAL SUPPLIES
5137 | 4215224023300 | ALL CERAMIC PORCELAIN GINGIVA POWDER ALL COLORS ASSORTED... | SUPPLEMENTARY DENTAL SUPPLIES
5138 | 4215224023400 | ALL CERAMIC PORCELAIN ENAMEL ALL SHADES ( A - D ) ASSORTED.. | SUPPLEMENTARY DENTAL SUPPLIES
5139 | 4215224023500 | ALL CERAMIC PORCELAIN DENTINE POWDER ALL SHADES ( A - D ) ASSORTED... | SUPPLEMENTARY DENTAL SUPPLIES
5140 | 4215224023600 | ALL CERAMIC PORCELAIN DEEP/OPAQUE DENTINE ALL SHADES ( A - D ) ASSORTED.. | SUPPLEMENTARY DENTAL SUPPLIES
5141 | 4215224023700 | ALL CERAMIC PORCELAIN CHARACTERIZATION POWDER (COLORS - CLEAR) ASSORTED ALL SHADES... | SUPPLEMENTARY DENTAL SUPPLIES
5142 | 4215224023800 | ALL CERAMIC PORCELAIN BUILDUP LIQUID ASSORTED.. | SUPPLEMENTARY DENTAL SUPPLIES
5143 | 4215224023900 | ALL CERAMIC PORCELAIN (ADD ON - CORRECTION) POWDER ALL SHADES ( A - D ) ASSORTED... | SUPPLEMENTARY DENTAL SUPPLIES
5144 | 4215224024000 | DENTAL TOOL ZIRCONIUM MILLING BUR SIZE 1 MM COATED DOUBLE TOOTH RADIUS CUTTER COMPATIBLE WITH VHF R5 MILLING MACHINE OR EQUIVALENT... | SUPPLEMENTARY DENTAL SUPPLIES
5145 | 4215224024100 | LIQUID MONOMER CLEAR FOR COLD CURE ACRYLIC RESIN 500 ML – 1 L.-.. | SUPPLEMENTARY DENTAL SUPPLIES
5146 | 4215224024200 | LIQUID MONOMER CLEAR FOR HEAT CURE ACRYLIC RESIN 500 ML – 1 L.. | SUPPLEMENTARY DENTAL SUPPLIES
5147 | 4215224024300 | ZIRCONIUM-COATED MILLING DRILLS ASSORTED DIAMETERS COMPATIBLE WITH AMANN GIRRBACH MILLING MACHINES.-.. | SUPPLEMENTARY DENTAL SUPPLIES
5148 | 4215224024400 | PMMA-COATED MILLING DRILLS ASSORTED DIAMETERS COMPATIBLE WITH AMANN GIRRBACH MILLING MACHINES.-.. | SUPPLEMENTARY DENTAL SUPPLIES
5149 | 4215224100200 | RING LINER STANDARD NON ASBESTOS APPROX. 2 M.. | SUPPLEMENTARY DENTAL SUPPLIES
5150 | 4215224101000 | DOWEL PINS SMALL SIZE WITH EFFECTIVE ANTI ROTATION WITH SLEEVES AND RUBBER CUP 1000/BOX.. | SUPPLEMENTARY DENTAL SUPPLIES
5151 | 4215224101100 | POLISHING COMPOUND FOR POLISHING METALS PUSH TYPE APPLICATOR.. | SUPPLEMENTARY DENTAL SUPPLIES
5152 | 4215224101300 | DOUBLE DOWEL PINS REGULAR SIZE WITH EFFECTIVE ANTI ROTATION WITH SLEEVES AND RUBBER CUP 1000 /BOX.. | SUPPLEMENTARY DENTAL SUPPLIES
5153 | 4215224101400 | MANDREL FOR LATCHED TYPE HANDPIECE STAINLESS STEEL SHANK DIAMETER 2.35 - 2.5 MM.. | SUPPLEMENTARY DENTAL SUPPLIES
5154 | 4215224101500 | MANDREL HOLDER FOR ENTRY CLOTH OR SANDPAPER SHANK DIAM 2.35 - 2.5 MM.. | SUPPLEMENTARY DENTAL SUPPLIES
5155 | 4215224101600 | SANDPAPER ROLL 10 - 15 MM WIDE AND 5 - 10 METER LONG/ROLL.. | SUPPLEMENTARY DENTAL SUPPLIES
5156 | 4215230100200 | UNIVERSAL DENTAL LASER TIP REFILLS, ASSORTED SHAPES AND SIZES COMPATIBLE WITH EACH HOSPITAL DEVICE | DENTAL GENERAL SUPPLIES
5157 | 4215230900100 | CARIES DETECTOR, CARIES DISCLOSING AGENT | DENTAL GENERAL SUPPLIES
5158 | 4215240001000 | ACETATE TRACING SHEET 18 X 24 CM 100 SHEETS ONE EACH (EA)=ONE (1) PACK | DENTAL GENERAL SUPPLIES
5159 | 4215240001100 | ACETATE TRACING SHEET 24 X 30 CM 100 SHEETS ONE EACH (EA)=ONE (1) PACK | DENTAL GENERAL SUPPLIES
5160 | 4215240001300 | VISIBLE LIGHT CURE SHEETS FOR SPECIAL TRAY.. | SUPPLEMENTARY DENTAL SUPPLIES
5161 | 4215240001400 | WAX MESH RETENTION WITH FINISHING LINE 10 SHEETS/PKG FOR MAXILLARY AND MANDIBULAR (EABOX).. | SUPPLEMENTARY DENTAL SUPPLIES
5162 | 4215240002000 | BULK FILL FLOWABLE COMPOSITE, ONE UNIVERSAL SHADE POSTERIOR, HIGH DEPTH OF CURE UP TO 4 MM, PACKED IN SYRINGE | DENTAL GENERAL SUPPLIES
5163 | 4215240008900 | CLASSIC TOOTHBRUSH WITH RUBBER TIP - FULL HEAD SOFT FEATURES A LATEX-FREE RUBBER TIP WITH REGULAR HEAD #411 TOOTHBRUSH | DENTAL GENERAL SUPPLIES
5164 | 4215240009400 | COMPLETE JAW MODEL UPPER AND LOWER FOR PERMANENT ARTIFICIAL TEETH SOFT GINGIVA. | SUPPLEMENTARY DENTAL SUPPLIES
5165 | 4215240009500 | COMPLETE JAW MODEL UPPER AND LOWER FOR PRIMARY ARTIFICIAL TEETH SOFT GINGIVA. | SUPPLEMENTARY DENTAL SUPPLIES
5166 | 4215240009700 | CERAMIC CRUCIBLES WITH REINFORCED SILICON NITRIDE LAYER FOR CASTING NON PRECIOUS ALLOYS.. | SUPPLEMENTARY DENTAL SUPPLIES
5167 | 4215240009800 | CERAMIC GRAPHITE COATED CRUCIBLES FOR CASTING PRECIOUS ALLOY.. | SUPPLEMENTARY DENTAL SUPPLIES
5168 | 4215240009900 | PFM (ADD ON - CORRECTION) POWDER ALL SHADES ( A - D ) ASSORTED.. | SUPPLEMENTARY DENTAL SUPPLIES
5169 | 4215240010000 | PFM OPAQUE LIQUID ASSORTED.. | SUPPLEMENTARY DENTAL SUPPLIES
5170 | 4215240010100 | PFM CHARACTERIZATION POWDER (COLORS - CLEAR) ASSORTED ALL SHADES.. | SUPPLEMENTARY DENTAL SUPPLIES
5171 | 4215240010200 | PFM DEEP/OPAQUE DENTINE ALL SHADES ( A - D ) ASSORTED.. | SUPPLEMENTARY DENTAL SUPPLIES
5172 | 4215240010300 | PFM DENTINE POWDER ALL SHADES ( A - D ) ASSORTED.. | SUPPLEMENTARY DENTAL SUPPLIES
5173 | 4215240010400 | PFM ENAMEL ALL SHADES ( A - D ) ASSORTED.. | SUPPLEMENTARY DENTAL SUPPLIES
5174 | 4215240010500 | PFM GINGIVA POWDER ALL COLORS ASSORTED.. | SUPPLEMENTARY DENTAL SUPPLIES
5175 | 4215240010600 | PFM GLAZE AND STAIN ALL COLORS ASSORTED.. | SUPPLEMENTARY DENTAL SUPPLIES
5176 | 4215240010700 | PFM MARGIN POWDER ALL SHADES ( A - D ) ASSORTED.. | SUPPLEMENTARY DENTAL SUPPLIES
5177 | 4215240010800 | PFM OPAQUE POWDER ALL SHADES ( A - D ) ASSORTED.. | SUPPLEMENTARY DENTAL SUPPLIES
5178 | 4215240010900 | PFM WASH OPAQUE PASTE ALL SHADES ( A - D ) ASSORTED.. | SUPPLEMENTARY DENTAL SUPPLIES
5179 | 4215240011000 | LIGHT-CURING RESIN VENEER CEMENT, ASSORTED SHADES, PACKED IN SYRINGE FOR DEFINITIVE BONDING OF CERAMIC OR COMPOSITE VENEERS | DENTAL GENERAL SUPPLIES
5180 | 4215240011100 | LIGHT-CURING VENEER TRY-IN PASTE, ASSORTED SHADES, PACKED IN SYRINGE FOR SHADE VERIFICATION PRIOR TO FINAL CEMENTATION. | DENTAL GENERAL SUPPLIES
5181 | 4215241200100 | WAX PATTERN FINISHING WIRES (ASSORTED DIAMETER).. | SUPPLEMENTARY DENTAL SUPPLIES
5182 | 4215241200200 | WAX PATTERN HALF ROUND STRIPS 2.00 X 1.00 MM.. | SUPPLEMENTARY DENTAL SUPPLIES
5183 | 4215241200300 | WAX PATTERN HALF ROUND STRIPS 1.5 X 0.75 MM.. | SUPPLEMENTARY DENTAL SUPPLIES
5184 | 4215241200500 | WAX PATTERN HALF ROUND STRIPS 1.8 X 0.9 MM.. | SUPPLEMENTARY DENTAL SUPPLIES
5185 | 4215241201100 | BLUE INLAY CASTING WAX HARD.. | SUPPLEMENTARY DENTAL SUPPLIES
5186 | 4215241201200 | FINE STIPPLE CASTING WAX GREEN SHEETS OF 15 X 7.5 CM 0.6 MM THICK.. | SUPPLEMENTARY DENTAL SUPPLIES
5187 | 4215241201400 | MEDIUM STIPPLE CASTING WAX GREEN SHEETS 0.6 MM THICK.. | SUPPLEMENTARY DENTAL SUPPLIES
5188 | 4215241201500 | MEDIUM STIPPLE CASTING WAX GREEN SHEETS OF 15 X 7.5 CM 0.4 THICK.. | SUPPLEMENTARY DENTAL SUPPLIES
5189 | 4215241201700 | FINE STIPPLE CASTING WAX GREEN SHEETS OF 15 X 7.5 CM 0.4 MM THICK.. | SUPPLEMENTARY DENTAL SUPPLIES
5190 | 4215241201800 | FINE CASTING WAX GREEN SHEETS OF 15 X 7.5 CM/ 0.3 MM THICK.. | SUPPLEMENTARY DENTAL SUPPLIES
5191 | 4215241202100 | RED WAX SOFT FOR CERVICAL OR MARGINAL.. | SUPPLEMENTARY DENTAL SUPPLIES
5192 | 4215241202200 | GREEN INLAY CASTING WAX X - HARD.. | SUPPLEMENTARY DENTAL SUPPLIES
5193 | 4215241202300 | ROUND SPRUE WAX 3.5 MM DIAMETER SPOOL OF 250 - 300 G.. | SUPPLEMENTARY DENTAL SUPPLIES
5194 | 4215241202400 | ROUND SPRUE WAX 2.5 MM DIAMETER SPOOL OF 250 - 300 G.. | SUPPLEMENTARY DENTAL SUPPLIES
5195 | 4215241202500 | ROUND SPRUE WAX 1.5 MM DIAMETER SPOOL OF 250 - 300 G.. | SUPPLEMENTARY DENTAL SUPPLIES
5196 | 4215241202600 | BITE REGISTRATION WAX WAFER APPROXIMATELY 24/BOX.- | DENTAL GENERAL SUPPLIES
5197 | 4215241202700 | BASE PLATE WAX SETTING WAX SHEETS 1.8 MM THICKNESS.. | SUPPLEMENTARY DENTAL SUPPLIES
5198 | 4215241202800 | PINK WAX - RIM HARD.. | SUPPLEMENTARY DENTAL SUPPLIES
5199 | 4215241203000 | FOIL LAMINATED BLUE ARTICULAR WAX | DENTAL GENERAL SUPPLIES
5200 | 4215241208000 | DENTAL CAD WAX BLUE THICKNESS 12MM 98.5MM - COMPATIBLE WITH HOSPITAL MACHINE.. | SUPPLEMENTARY DENTAL SUPPLIES
5201 | 4215241208100 | DENTAL CAD WAX BLUE THICKNESS 20MM 98.5MM - COMPATIBLE WITH HOSPITAL MACHINE.. | SUPPLEMENTARY DENTAL SUPPLIES
5202 | 4215241208200 | MULTI WAX PATTERN FORM B.. | SUPPLEMENTARY DENTAL SUPPLIES
5203 | 4215241208300 | "DEBUBBLIZER SURFACE TENSION-REDUCING LIQUID USED TO ELIMINATE AIR BUBBLES ON MOLDS BEFORE INVESTING 500ML - 1L". | SUPPLEMENTARY DENTAL SUPPLIES
5204 | 4215241208400 | WAX BOXING STRIPS REGULAR SOFT TACKY RED WAX PERFECT FOR BOXING IMPRESSION. | SUPPLEMENTARY DENTAL SUPPLIES
5205 | 4215241209400 | ROUND SPRUE WAX 5.0 MM DIAMETER SPOOL OF 250 - 300 G. | SUPPLEMENTARY DENTAL SUPPLIES
5206 | 4215241209700 | DENTAL WAX RIM FORMER FOR SHAPING OCCLUSAL WAX RIMS DURING COMPLETE DENTURE FABRICATION STAINLESS STEEL | DENTAL GENERAL SUPPLIES
5207 | 4215241504300 | UNIVERSAL PORCELAIN COLOR STAIN AND GLAZE SYSTEM KIT.. | SUPPLEMENTARY DENTAL SUPPLIES
5208 | 4215241531500 | METAL FREE CERAMIC STARTER KIT INCLUDING UNIVERSAL SHADE AND CHARACTERISTIC.. | SUPPLEMENTARY DENTAL SUPPLIES
5209 | 4215241535300 | PRECIOUS ALLOY FOR METAL TO CERAMIC WORK - TYPE III HARD.. | SUPPLEMENTARY DENTAL SUPPLIES
5210 | 4215241588400 | BLOCK FOR ALL CERAMIC GLASS-CERAMIC LITHIUM DISILICATE (LS2) CAD HT (HIGH TRANSLUCENCY) SIZE C14 SHADE A1 COMPATIBLE WITH CEREC MACHINE CONNECTOR (5PCSEH/BOX).. | SUPPLEMENTARY DENTAL SUPPLIES
5211 | 4215241588500 | BLOCK FOR ALL CERAMIC GLASS-CERAMIC LITHIUM DISILICATE (LS2) CAD HT (HIGH TRANSLUCENCY) SIZE C14 SHADE A2 COMPATIBLE WITH CEREC MACHINE CONNECTOR (5PCSEH/BOX).. | SUPPLEMENTARY DENTAL SUPPLIES
5212 | 4215241588600 | BLOCK FOR ALL CERAMIC GLASS-CERAMIC LITHIUM DISILICATE (LS2) CAD HT (HIGH TRANSLUCENCY) SIZE C14 SHADE A3 COMPATIBLE WITH CEREC MACHINE CONNECTOR (5PCSEH/BOX).. | SUPPLEMENTARY DENTAL SUPPLIES
5213 | 4215241588700 | BLOCK FOR ALL CERAMIC GLASS-CERAMIC LITHIUM DISILICATE (LS2) CAD HT (HIGH TRANSLUCENCY) SIZE C14 SHADE A4 COMPATIBLE WITH CEREC MACHINE CONNECTOR (5PCSEH/BOX).. | SUPPLEMENTARY DENTAL SUPPLIES
5214 | 4215241588800 | BLOCK FOR ALL CERAMIC GLASS-CERAMIC LITHIUM DISILICATE (LS2) CAD HT (HIGH TRANSLUCENCY) SIZE C14 SHADE B1 COMPATIBLE WITH CEREC MACHINE CONNECTOR (5PCSEH/BOX).. | SUPPLEMENTARY DENTAL SUPPLIES
5215 | 4215241588900 | BLOCK FOR ALL CERAMIC GLASS-CERAMIC LITHIUM DISILICATE (LS2) CAD HT (HIGH TRANSLUCENCY) SIZE C14 SHADE B2 COMPATIBLE WITH CEREC MACHINE CONNECTOR (5PCSEH/BOX).. | SUPPLEMENTARY DENTAL SUPPLIES
5216 | 4215241589000 | BLOCK FOR ALL CERAMIC GLASS-CERAMIC LITHIUM DISILICATE (LS2) CAD HT (HIGH TRANSLUCENCY) SIZE C14 SHADE B3 COMPATIBLE WITH CEREC MACHINE CONNECTOR (5PCSEH/BOX).. | SUPPLEMENTARY DENTAL SUPPLIES
5217 | 4215241589100 | BLOCK FOR ALL CERAMIC GLASS-CERAMIC LITHIUM DISILICATE (LS2) CAD HT (HIGH TRANSLUCENCY) SIZE C14 SHADE B4 COMPATIBLE WITH CEREC MACHINE CONNECTOR (5PCSEH/BOX).. | SUPPLEMENTARY DENTAL SUPPLIES
5218 | 4215241589200 | BLOCK FOR ALL CERAMIC GLASS-CERAMIC LITHIUM DISILICATE (LS2) CAD HT (HIGH TRANSLUCENCY) SIZE C14 SHADE C1 COMPATIBLE WITH CEREC MACHINE CONNECTOR (5PCSEH/BOX).. | SUPPLEMENTARY DENTAL SUPPLIES
5219 | 4215241589300 | BLOCK FOR ALL CERAMIC GLASS-CERAMIC LITHIUM DISILICATE (LS2) CAD HT (HIGH TRANSLUCENCY) SIZE C14 SHADE C2 COMPATIBLE WITH CEREC MACHINE CONNECTOR (5PCSEH/BOX).. | SUPPLEMENTARY DENTAL SUPPLIES
5220 | 4215241589400 | BLOCK FOR ALL CERAMIC GLASS-CERAMIC LITHIUM DISILICATE (LS2) CAD HT (HIGH TRANSLUCENCY) SIZE C14 SHADE C3 COMPATIBLE WITH CEREC MACHINE CONNECTOR (5PCSEH/BOX).. | SUPPLEMENTARY DENTAL SUPPLIES
5221 | 4215241589500 | BLOCK FOR ALL CERAMIC GLASS-CERAMIC LITHIUM DISILICATE (LS2) CAD HT (HIGH TRANSLUCENCY) SIZE C14 SHADE C4 COMPATIBLE WITH CEREC MACHINE CONNECTOR (5PCSEH/BOX).. | SUPPLEMENTARY DENTAL SUPPLIES
5222 | 4215241589600 | BLOCK FOR ALL CERAMIC GLASS-CERAMIC LITHIUM DISILICATE (LS2) CAD HT (HIGH TRANSLUCENCY) SIZE C14 SHADE D2 COMPATIBLE WITH CEREC MACHINE CONNECTOR (5PCSEH/BOX).. | SUPPLEMENTARY DENTAL SUPPLIES
5223 | 4215241589700 | BLOCK FOR ALL CERAMIC GLASS-CERAMIC LITHIUM DISILICATE (LS2) CAD HT (HIGH TRANSLUCENCY) SIZE C14 SHADE D3 COMPATIBLE WITH CEREC MACHINE CONNECTOR (5PCSEH/BOX).. | SUPPLEMENTARY DENTAL SUPPLIES
5224 | 4215241589800 | BLOCK FOR ALL CERAMIC GLASS-CERAMIC LITHIUM DISILICATE (LS2) CAD HT (HIGH TRANSLUCENCY) SIZE C14 SHADE D4 COMPATIBLE WITH CEREC MACHINE CONNECTOR (5PCSEH/BOX).. | SUPPLEMENTARY DENTAL SUPPLIES
5225 | 4215241589900 | BLOCK FOR ALL CERAMIC GLASS-CERAMIC LITHIUM DISILICATE CAD HT (HIGH TRANSLUCENCY) SIZE I12 SHADE A1 COMPATIBLE WITH CEREC MACHINE CONNECTOR (5PCSEH/BOX).. | SUPPLEMENTARY DENTAL SUPPLIES
5226 | 4215241590000 | BLOCK FOR ALL CERAMIC GLASS-CERAMIC LITHIUM DISILICATE CAD HT (HIGH TRANSLUCENCY) SIZE I12 SHADE A2 COMPATIBLE WITH CEREC MACHINE CONNECTOR (5PCSEH/BOX).. | SUPPLEMENTARY DENTAL SUPPLIES
5227 | 4215241590100 | BLOCK FOR ALL CERAMIC GLASS-CERAMIC LITHIUM DISILICATE CAD HT (HIGH TRANSLUCENCY) SIZE I12 SHADE A3 COMPATIBLE WITH CEREC MACHINE CONNECTOR (5PCSEH/BOX).. | SUPPLEMENTARY DENTAL SUPPLIES
5228 | 4215241590200 | BLOCK FOR ALL CERAMIC GLASS-CERAMIC LITHIUM DISILICATE CAD HT (HIGH TRANSLUCENCY) SIZE I12 SHADE A4 COMPATIBLE WITH CEREC MACHINE CONNECTOR (5PCSEH/BOX).. | SUPPLEMENTARY DENTAL SUPPLIES
5229 | 4215241590300 | BLOCK FOR ALL CERAMIC GLASS-CERAMIC LITHIUM DISILICATE CAD HT (HIGH TRANSLUCENCY) SIZE I12 SHADE B1 COMPATIBLE WITH CEREC MACHINE CONNECTOR (5PCSEH/BOX).. | SUPPLEMENTARY DENTAL SUPPLIES
5230 | 4215241590400 | BLOCK FOR ALL CERAMIC GLASS-CERAMIC LITHIUM DISILICATE CAD HT (HIGH TRANSLUCENCY) SIZE I12 SHADE B2 COMPATIBLE WITH CEREC MACHINE CONNECTOR (5PCSEH/BOX).. | SUPPLEMENTARY DENTAL SUPPLIES
5231 | 4215241590500 | BLOCK FOR ALL CERAMIC GLASS-CERAMIC LITHIUM DISILICATE CAD HT (HIGH TRANSLUCENCY) SIZE I12 SHADE B3 COMPATIBLE WITH CEREC MACHINE CONNECTOR (5PCSEH/BOX).. | SUPPLEMENTARY DENTAL SUPPLIES
5232 | 4215241590600 | BLOCK FOR ALL CERAMIC GLASS-CERAMIC LITHIUM DISILICATE CAD HT (HIGH TRANSLUCENCY) SIZE I12 SHADE B4 COMPATIBLE WITH CEREC MACHINE CONNECTOR (5PCSEH/BOX).. | SUPPLEMENTARY DENTAL SUPPLIES
5233 | 4215241590700 | BLOCK FOR ALL CERAMIC GLASS-CERAMIC LITHIUM DISILICATE CAD HT (HIGH TRANSLUCENCY) SIZE I12 SHADE C1 COMPATIBLE WITH CEREC MACHINE CONNECTOR (5PCSEH/BOX).. | SUPPLEMENTARY DENTAL SUPPLIES
5234 | 4215241590800 | BLOCK FOR ALL CERAMIC GLASS-CERAMIC LITHIUM DISILICATE CAD HT (HIGH TRANSLUCENCY) SIZE I12 SHADE C2 COMPATIBLE WITH CEREC MACHINE CONNECTOR (5PCSEH/BOX).. | SUPPLEMENTARY DENTAL SUPPLIES
5235 | 4215241590900 | BLOCK FOR ALL CERAMIC GLASS-CERAMIC LITHIUM DISILICATE CAD HT (HIGH TRANSLUCENCY) SIZE I12 SHADE C3 COMPATIBLE WITH CEREC MACHINE CONNECTOR (5PCSEH/BOX).. | SUPPLEMENTARY DENTAL SUPPLIES
5236 | 4215241591000 | BLOCK FOR ALL CERAMIC GLASS-CERAMIC LITHIUM DISILICATE CAD HT (HIGH TRANSLUCENCY) SIZE I12 SHADE C4 COMPATIBLE WITH CEREC MACHINE CONNECTOR (5PCSEH/BOX).. | SUPPLEMENTARY DENTAL SUPPLIES
5237 | 4215241591100 | BLOCK FOR ALL CERAMIC GLASS-CERAMIC LITHIUM DISILICATE CAD HT (HIGH TRANSLUCENCY) SIZE I12 SHADE D2 COMPATIBLE WITH CEREC MACHINE CONNECTOR (5PCSEH/BOX).. | SUPPLEMENTARY DENTAL SUPPLIES
5238 | 4215241591200 | BLOCK FOR ALL CERAMIC GLASS-CERAMIC LITHIUM DISILICATE CAD HT (HIGH TRANSLUCENCY) SIZE I12 SHADE D3 COMPATIBLE WITH CEREC MACHINE CONNECTOR (5PCSEH/BOX).. | SUPPLEMENTARY DENTAL SUPPLIES
5239 | 4215241591300 | BLOCK FOR ALL CERAMIC GLASS-CERAMIC LITHIUM DISILICATE CAD HT (HIGH TRANSLUCENCY) SIZE I12 SHADE D4 COMPATIBLE WITH CEREC MACHINE CONNECTOR (5PCSEH/BOX).. | SUPPLEMENTARY DENTAL SUPPLIES
5240 | 4215241591400 | BLOCK FOR ALL CERAMIC GLASS-CERAMIC LITHIUM DISILICATE (LS2) CAD LT (LOW TRANSLUCENCY) SIZE B32 SHADE A1COMPATIBLE WITH EACH HOSPITAL CONNECTOR.. | SUPPLEMENTARY DENTAL SUPPLIES
5241 | 4215241591500 | BLOCK FOR ALL CERAMIC GLASS-CERAMIC LITHIUM DISILICATE (LS2) CAD LT (LOW TRANSLUCENCY) SIZE B32 SHADE A2 COMPATIBLE WITH EACH HOSPITAL CONNECTOR.. | SUPPLEMENTARY DENTAL SUPPLIES
5242 | 4215241591600 | BLOCK FOR ALL CERAMIC GLASS-CERAMIC LITHIUM DISILICATE (LS2) CAD LT (LOW TRANSLUCENCY) SIZE B32 SHADE A3 COMPATIBLE WITH EACH HOSPITAL CONNECTOR.. | SUPPLEMENTARY DENTAL SUPPLIES
5243 | 4215241591800 | BLOCK FOR ALL CERAMIC GLASS-CERAMIC LITHIUM DISILICATE (LS2) CAD LT (LOW TRANSLUCENCY) SIZE B32 SHADE B1 COMPATIBLE WITH EACH HOSPITAL CONNECTOR.. | SUPPLEMENTARY DENTAL SUPPLIES
5244 | 4215241591900 | BLOCK FOR ALL CERAMIC GLASS-CERAMIC LITHIUM DISILICATE (LS2) CAD LT (LOW TRANSLUCENCY) SIZE B32 SHADE B2 COMPATIBLE WITH EACH HOSPITAL CONNECTOR.. | SUPPLEMENTARY DENTAL SUPPLIES
5245 | 4215241592200 | BLOCK FOR ALL CERAMIC GLASS-CERAMIC LITHIUM DISILICATE (LS2) CAD LT (LOW TRANSLUCENCY) SIZE B32 SHADE C1 COMPATIBLE WITH EACH HOSPITAL CONNECTOR.. | SUPPLEMENTARY DENTAL SUPPLIES
5246 | 4215241592300 | BLOCK FOR ALL CERAMIC GLASS-CERAMIC LITHIUM DISILICATE (LS2) CAD LT (LOW TRANSLUCENCY) SIZE B32 SHADE C2 COMPATIBLE WITH EACH HOSPITAL CONNECTOR.. | SUPPLEMENTARY DENTAL SUPPLIES
5247 | 4215241592600 | BLOCK FOR ALL CERAMIC GLASS-CERAMIC LITHIUM DISILICATE (LS2) CAD LT (LOW TRANSLUCENCY) SIZE B32 SHADE D2 COMPATIBLE WITH EACH HOSPITAL CONNECTOR.. | SUPPLEMENTARY DENTAL SUPPLIES
5248 | 4215241592900 | BLOCK FOR ALL CERAMIC GLASS-CERAMIC LITHIUM DISILICATE CAD LT (LOW TRANSLUCENCY) SIZE C14 SHADE A1 COMPATIBLE WITH CEREC MACHINE CONNECTOR (5PCSEH/BOX).. | SUPPLEMENTARY DENTAL SUPPLIES
5249 | 4215241593000 | BLOCK FOR ALL CERAMIC GLASS-CERAMIC LITHIUM DISILICATE CAD LT (LOW TRANSLUCENCY) SIZE C14 SHADE A2 COMPATIBLE WITH CEREC MACHINE CONNECTOR (5PCSEH/BOX).. | SUPPLEMENTARY DENTAL SUPPLIES
5250 | 4215241593100 | BLOCK FOR ALL CERAMIC GLASS-CERAMIC LITHIUM DISILICATE CAD LT (LOW TRANSLUCENCY) SIZE C14 SHADE A3 COMPATIBLE WITH CEREC MACHINE CONNECTOR (5PCSEH/BOX).. | SUPPLEMENTARY DENTAL SUPPLIES
5251 | 4215241593200 | BLOCK FOR ALL CERAMIC GLASS-CERAMIC LITHIUM DISILICATE CAD LT (LOW TRANSLUCENCY) SIZE C14 SHADE A4 COMPATIBLE WITH CEREC MACHINE CONNECTOR (5PCSEH/BOX).. | SUPPLEMENTARY DENTAL SUPPLIES
5252 | 4215241593300 | BLOCK FOR ALL CERAMIC GLASS-CERAMIC LITHIUM DISILICATE CAD LT (LOW TRANSLUCENCY) SIZE C14 SHADE B1 COMPATIBLE WITH CEREC MACHINE CONNECTOR (5PCSEH/BOX).. | SUPPLEMENTARY DENTAL SUPPLIES
5253 | 4215241593400 | BLOCK FOR ALL CERAMIC GLASS-CERAMIC LITHIUM DISILICATE CAD LT (LOW TRANSLUCENCY) SIZE C14 SHADE B2 COMPATIBLE WITH CEREC MACHINE CONNECTOR (5PCSEH/BOX).. | SUPPLEMENTARY DENTAL SUPPLIES
5254 | 4215241593500 | BLOCK FOR ALL CERAMIC GLASS-CERAMIC LITHIUM DISILICATE CAD LT (LOW TRANSLUCENCY) SIZE C14 SHADE B3 COMPATIBLE WITH CEREC MACHINE CONNECTOR (5PCSEH/BOX).. | SUPPLEMENTARY DENTAL SUPPLIES
5255 | 4215241593600 | BLOCK FOR ALL CERAMIC GLASS-CERAMIC LITHIUM DISILICATE CAD LT (LOW TRANSLUCENCY) SIZE C14 SHADE B4 COMPATIBLE WITH CEREC MACHINE CONNECTOR (5PCSEH/BOX).. | SUPPLEMENTARY DENTAL SUPPLIES
5256 | 4215241593700 | BLOCK FOR ALL CERAMIC GLASS-CERAMIC LITHIUM DISILICATE CAD LT (LOW TRANSLUCENCY) SIZE C14 SHADE C1 COMPATIBLE WITH CEREC MACHINE CONNECTOR (5PCSEH/BOX).. | SUPPLEMENTARY DENTAL SUPPLIES
5257 | 4215241593800 | BLOCK FOR ALL CERAMIC GLASS-CERAMIC LITHIUM DISILICATE CAD LT (LOW TRANSLUCENCY) SIZE C14 SHADE C2 COMPATIBLE WITH CEREC MACHINE CONNECTOR (5PCSEH/BOX).. | SUPPLEMENTARY DENTAL SUPPLIES
5258 | 4215241593900 | BLOCK FOR ALL CERAMIC GLASS-CERAMIC LITHIUM DISILICATE CAD LT (LOW TRANSLUCENCY) SIZE C14 SHADE C3 COMPATIBLE WITH CEREC MACHINE CONNECTOR (5PCSEH/BOX).. | SUPPLEMENTARY DENTAL SUPPLIES
5259 | 4215241594000 | BLOCK FOR ALL CERAMIC GLASS-CERAMIC LITHIUM DISILICATE CAD LT (LOW TRANSLUCENCY) SIZE C14 SHADE C4 COMPATIBLE WITH CEREC MACHINE CONNECTOR (5PCSEH/BOX).. | SUPPLEMENTARY DENTAL SUPPLIES
5260 | 4215241594100 | BLOCK FOR ALL CERAMIC GLASS-CERAMIC LITHIUM DISILICATE CAD LT (LOW TRANSLUCENCY) SIZE C14 SHADE D2 COMPATIBLE WITH CEREC MACHINE CONNECTOR (5PCSEH/BOX).. | SUPPLEMENTARY DENTAL SUPPLIES
5261 | 4215241594200 | BLOCK FOR ALL CERAMIC GLASS-CERAMIC LITHIUM DISILICATE CAD LT (LOW TRANSLUCENCY) SIZE C14 SHADE D3 COMPATIBLE WITH CEREC MACHINE CONNECTOR (5PCSEH/BOX).. | SUPPLEMENTARY DENTAL SUPPLIES
5262 | 4215241594300 | BLOCK FOR ALL CERAMIC GLASS-CERAMIC LITHIUM DISILICATE CAD LT (LOW TRANSLUCENCY) SIZE C14 SHADE D4 COMPATIBLE WITH CEREC MACHINE CONNECTOR (5PCSEH/BOX).. | SUPPLEMENTARY DENTAL SUPPLIES
5263 | 4215241594400 | BLOCK FOR ALL CERAMIC GLASS-CERAMIC LITHIUM DISILICATE (LS2) CAD LT (LOW TRANSLUCENCY) SIZE I12 SHADE A1 COMPATIBLE WITH EACH HOSPITAL CONNECTOR.. | SUPPLEMENTARY DENTAL SUPPLIES
5264 | 4215241594500 | BLOCK FOR ALL CERAMIC GLASS-CERAMIC LITHIUM DISILICATE (LS2) CAD LT (LOW TRANSLUCENCY) SIZE I12 SHADE A2 COMPATIBLE WITH EACH HOSPITAL CONNECTOR.. | SUPPLEMENTARY DENTAL SUPPLIES
5265 | 4215241594600 | BLOCK FOR ALL CERAMIC GLASS-CERAMIC LITHIUM DISILICATE (LS2) CAD LT (LOW TRANSLUCENCY) SIZE I12 SHADE A3 COMPATIBLE WITH EACH HOSPITAL CONNECTOR.. | SUPPLEMENTARY DENTAL SUPPLIES
5266 | 4215241594700 | BLOCK FOR ALL CERAMIC GLASS-CERAMIC LITHIUM DISILICATE (LS2) CAD LT (LOW TRANSLUCENCY) SIZE I12 SHADE A4 COMPATIBLE WITH EACH HOSPITAL CONNECTOR.. | SUPPLEMENTARY DENTAL SUPPLIES
5267 | 4215241594800 | BLOCK FOR ALL CERAMIC GLASS-CERAMIC LITHIUM DISILICATE (LS2) CAD LT (LOW TRANSLUCENCY) SIZE I12 SHADE B1 COMPATIBLE WITH EACH HOSPITAL CONNECTOR.. | SUPPLEMENTARY DENTAL SUPPLIES
5268 | 4215241594900 | BLOCK FOR ALL CERAMIC GLASS-CERAMIC LITHIUM DISILICATE (LS2) CAD LT (LOW TRANSLUCENCY) SIZE I12 SHADE B2 COMPATIBLE WITH EACH HOSPITAL CONNECTOR.. | SUPPLEMENTARY DENTAL SUPPLIES
5269 | 4215241595000 | BLOCK FOR ALL CERAMIC GLASS-CERAMIC LITHIUM DISILICATE (LS2) CAD LT (LOW TRANSLUCENCY) SIZE I12 SHADE B3 COMPATIBLE WITH EACH HOSPITAL CONNECTOR.. | SUPPLEMENTARY DENTAL SUPPLIES
5270 | 4215241595100 | BLOCK FOR ALL CERAMIC GLASS-CERAMIC LITHIUM DISILICATE (LS2) CAD LT (LOW TRANSLUCENCY) SIZE I12 SHADE B4 COMPATIBLE WITH EACH HOSPITAL CONNECTOR.. | SUPPLEMENTARY DENTAL SUPPLIES
5271 | 4215241595200 | BLOCK FOR ALL CERAMIC GLASS-CERAMIC LITHIUM DISILICATE (LS2) CAD LT (LOW TRANSLUCENCY) SIZE I12 SHADE C1 COMPATIBLE WITH EACH HOSPITAL CONNECTOR.. | SUPPLEMENTARY DENTAL SUPPLIES
5272 | 4215241595300 | BLOCK FOR ALL CERAMIC GLASS-CERAMIC LITHIUM DISILICATE (LS2) CAD LT (LOW TRANSLUCENCY) SIZE I12 SHADE C2 COMPATIBLE WITH EACH HOSPITAL CONNECTOR.. | SUPPLEMENTARY DENTAL SUPPLIES
5273 | 4215241595400 | BLOCK FOR ALL CERAMIC GLASS-CERAMIC LITHIUM DISILICATE (LS2) CAD LT (LOW TRANSLUCENCY) SIZE I12 SHADE C3 COMPATIBLE WITH EACH HOSPITAL CONNECTOR.. | SUPPLEMENTARY DENTAL SUPPLIES
5274 | 4215241595500 | BLOCK FOR ALL CERAMIC GLASS-CERAMIC LITHIUM DISILICATE (LS2) CAD LT (LOW TRANSLUCENCY) SIZE I12 SHADE C4 COMPATIBLE WITH EACH HOSPITAL CONNECTOR.. | SUPPLEMENTARY DENTAL SUPPLIES
5275 | 4215241595600 | BLOCK FOR ALL CERAMIC GLASS-CERAMIC LITHIUM DISILICATE (LS2) CAD LT (LOW TRANSLUCENCY) SIZE I12 SHADE D2 COMPATIBLE WITH EACH HOSPITAL CONNECTOR.. | SUPPLEMENTARY DENTAL SUPPLIES
5276 | 4215241595700 | BLOCK FOR ALL CERAMIC GLASS-CERAMIC LITHIUM DISILICATE (LS2) CAD LT (LOW TRANSLUCENCY) SIZE I12 SHADE D3 COMPATIBLE WITH EACH HOSPITAL CONNECTOR.. | SUPPLEMENTARY DENTAL SUPPLIES
5277 | 4215241595800 | BLOCK FOR ALL CERAMIC GLASS-CERAMIC LITHIUM DISILICATE (LS2) CAD LT (LOW TRANSLUCENCY) SIZE I12 SHADE D4 COMPATIBLE WITH EACH HOSPITAL CONNECTOR.. | SUPPLEMENTARY DENTAL SUPPLIES
5278 | 4215241597400 | BLOCK FOR ALL CERAMIC GLASS-CERAMIC LITHIUM DISILICATE (LS2) CAD MT (MEDIUM TRANSLUCENCY) SIZE C14 SHADE A1 COMPATIBLE WITH EACH HOSPITAL CONNECTOR.. | SUPPLEMENTARY DENTAL SUPPLIES
5279 | 4215241597500 | BLOCK FOR ALL CERAMIC GLASS-CERAMIC LITHIUM DISILICATE (LS2) CAD MT (MEDIUM TRANSLUCENCY) SIZE C14 SHADE A2COMPATIBLE WITH EACH HOSPITAL CONNECTOR.. | SUPPLEMENTARY DENTAL SUPPLIES
5280 | 4215241597600 | BLOCK FOR ALL CERAMIC GLASS-CERAMIC LITHIUM DISILICATE (LS2) CAD MT (MEDIUM TRANSLUCENCY) SIZE C14 SHADE A3COMPATIBLE WITH EACH HOSPITAL CONNECTOR.. | SUPPLEMENTARY DENTAL SUPPLIES
5281 | 4215241597800 | BLOCK FOR ALL CERAMIC GLASS-CERAMIC LITHIUM DISILICATE (LS2) CAD MT (MEDIUM TRANSLUCENCY) SIZE C14 SHADE B1COMPATIBLE WITH EACH HOSPITAL CONNECTOR.. | SUPPLEMENTARY DENTAL SUPPLIES
5282 | 4215241600400 | DENTAL CAD COCR4 (COBALT CHROMIUM) Ø98.5/ 10 MM- COMPATIBLE WITH HOSPITAL MACHINE.. | SUPPLEMENTARY DENTAL SUPPLIES
5283 | 4215241600500 | DENTAL CAD COCR4 (COBALT CHROMIUM) Ø98.5/ 13.5 MM- COMPATIBLE WITH HOSPITAL MACHINE.. | SUPPLEMENTARY DENTAL SUPPLIES
5284 | 4215241600600 | DENTAL CAD COCR4 (COBALT CHROMIUM) Ø98.5/ 18 MM- COMPATIBLE WITH HOSPITAL MACHINE.. | SUPPLEMENTARY DENTAL SUPPLIES
5285 | 4215241600700 | DENTAL CAD COCR4 (COBALT CHROMIUM) Ø98.5/ 24.5 MM- COMPATIBLE WITH HOSPITAL MACHINE.. | SUPPLEMENTARY DENTAL SUPPLIES
5286 | 4215241601100 | DENTAL CAD TI5 (TITANIUM ALLOY) Ø98.5/ 10 MM- COMPATIBLE WITH HOSPITAL MACHINE.. | SUPPLEMENTARY DENTAL SUPPLIES
5287 | 4215241601200 | DENTAL CAD TI5 (TITANIUM ALLOY) Ø98.5/ 12 MM- COMPATIBLE WITH HOSPITAL MACHINE.. | SUPPLEMENTARY DENTAL SUPPLIES
5288 | 4215241601300 | DENTAL CAD TI5 (TITANIUM ALLOY) Ø98.5/ 13.5 MM- COMPATIBLE WITH HOSPITAL MACHINE.. | SUPPLEMENTARY DENTAL SUPPLIES
5289 | 4215241601400 | DENTAL CAD TI5 (TITANIUM ALLOY) Ø98.5/ 15 MM- COMPATIBLE WITH HOSPITAL MACHINE.. | SUPPLEMENTARY DENTAL SUPPLIES
5290 | 4215241601500 | DENTAL CAD TI5 (TITANIUM ALLOY) Ø98.5/ 18 MM- COMPATIBLE WITH HOSPITAL MACHINE.. | SUPPLEMENTARY DENTAL SUPPLIES
5291 | 4215241601600 | DENTAL CAD TI5 (TITANIUM ALLOY) Ø98.5/ 20 MM- COMPATIBLE WITH HOSPITAL MACHINE.. | SUPPLEMENTARY DENTAL SUPPLIES
5292 | 4215241601700 | DENTAL CAD TI5 (TITANIUM ALLOY) Ø98.5/ 8 MM- COMPATIBLE WITH HOSPITAL MACHINE.. | SUPPLEMENTARY DENTAL SUPPLIES
5293 | 4215241601800 | INGOTS GLASS-CERAMIC 'LITHIUM DISILICATE' PRESS (HIGH TRANSLUCENCY) HT A1 (PCS/BOXEA).. | SUPPLEMENTARY DENTAL SUPPLIES
5294 | 4215241601900 | INGOTS GLASS-CERAMIC 'LITHIUM DISILICATE' PRESS (HIGH TRANSLUCENCY) HT A2 (PCS/BOXEA).. | SUPPLEMENTARY DENTAL SUPPLIES
5295 | 4215241602000 | INGOTS GLASS-CERAMIC 'LITHIUM DISILICATE' PRESS (HIGH TRANSLUCENCY) HT B1 (PCS/BOXEA).. | SUPPLEMENTARY DENTAL SUPPLIES
5296 | 4215241602100 | INGOTS GLASS-CERAMIC 'LITHIUM DISILICATE' PRESS (HIGH TRANSLUCENCY) HT B2 (PCS/BOXEA).. | SUPPLEMENTARY DENTAL SUPPLIES
5297 | 4215241602200 | INGOTS GLASS-CERAMIC 'LITHIUM DISILICATE' PRESS (HIGH TRANSLUCENCY) HT C2 (PCS/BOXEA).. | SUPPLEMENTARY DENTAL SUPPLIES
5298 | 4215241602300 | INGOTS GLASS-CERAMIC 'LITHIUM DISILICATE' PRESS (HIGH TRANSLUCENCY) HT D2 (PCS/BOXEA).. | SUPPLEMENTARY DENTAL SUPPLIES
5299 | 4215241602400 | INGOTS GLASS-CERAMIC 'LITHIUM DISILICATE' PRESS LT (LOW TRANSLUCENCY) SHADE A1.. | SUPPLEMENTARY DENTAL SUPPLIES
5300 | 4215241602500 | INGOTS GLASS-CERAMIC 'LITHIUM DISILICATE' PRESS LT (LOW TRANSLUCENCY) SHADE A2.. | SUPPLEMENTARY DENTAL SUPPLIES
5301 | 4215241602600 | INGOTS GLASS-CERAMIC 'LITHIUM DISILICATE' PRESS LT (LOW TRANSLUCENCY) SHADE B1.. | SUPPLEMENTARY DENTAL SUPPLIES
5302 | 4215241602700 | INGOTS GLASS-CERAMIC 'LITHIUM DISILICATE' PRESS LT (LOW TRANSLUCENCY) SHADE B2.. | SUPPLEMENTARY DENTAL SUPPLIES
5303 | 4215241602800 | INGOTS GLASS-CERAMIC 'LITHIUM DISILICATE' PRESS LT (LOW TRANSLUCENCY) SHADE D2.. | SUPPLEMENTARY DENTAL SUPPLIES
5304 | 4215241602900 | INGOTS GLASS-CERAMIC 'LITHIUM DISILICATE' PRESS HT (HIGH TRANSLUCENCY) A4 (PCS/BOXEA).. | SUPPLEMENTARY DENTAL SUPPLIES
5305 | 4215241603000 | INGOTS GLASS-CERAMIC 'LITHIUM DISILICATE' PRESS HT (HIGH TRANSLUCENCY) B3 (PCS/BOXEA).. | SUPPLEMENTARY DENTAL SUPPLIES
5306 | 4215241603100 | INGOTS GLASS-CERAMIC 'LITHIUM DISILICATE' PRESS HT (HIGH TRANSLUCENCY) B4 (PCS/BOXEA).. | SUPPLEMENTARY DENTAL SUPPLIES
5307 | 4215241603200 | INGOTS GLASS-CERAMIC 'LITHIUM DISILICATE' PRESS HT (HIGH TRANSLUCENCY) BL2 (PCS/BOXEA).. | SUPPLEMENTARY DENTAL SUPPLIES
5308 | 4215241603300 | INGOTS GLASS-CERAMIC 'LITHIUM DISILICATE' PRESS HT (HIGH TRANSLUCENCY) BL3 (PCS/BOXEA).. | SUPPLEMENTARY DENTAL SUPPLIES
5309 | 4215241603400 | INGOTS GLASS-CERAMIC 'LITHIUM DISILICATE' PRESS HT (HIGH TRANSLUCENCY) BL4 (PCS/BOXEA).. | SUPPLEMENTARY DENTAL SUPPLIES
5310 | 4215241603500 | INGOTS GLASS-CERAMIC 'LITHIUM DISILICATE' PRESS HT (HIGH TRANSLUCENCY) C1 (PCS/BOXEA).. | SUPPLEMENTARY DENTAL SUPPLIES
5311 | 4215241603600 | INGOTS GLASS-CERAMIC 'LITHIUM DISILICATE' PRESS HT (HIGH TRANSLUCENCY) C3 (PCS/BOXEA).. | SUPPLEMENTARY DENTAL SUPPLIES
5312 | 4215241603700 | INGOTS GLASS-CERAMIC 'LITHIUM DISILICATE' PRESS HT (HIGH TRANSLUCENCY) C4 (PCS/BOXEA).. | SUPPLEMENTARY DENTAL SUPPLIES
5313 | 4215241603800 | INGOTS GLASS-CERAMIC 'LITHIUM DISILICATE' PRESS HT (HIGH TRANSLUCENCY) D3 (PCS/BOXEA).. | SUPPLEMENTARY DENTAL SUPPLIES
5314 | 4215241604000 | INGOTS GLASS-CERAMIC 'LITHIUM DISILICATE' PRESS LT (LOW TRANSLUCENCY) SHADE A3.. | SUPPLEMENTARY DENTAL SUPPLIES
5315 | 4215241604100 | INGOTS GLASS-CERAMIC 'LITHIUM DISILICATE' PRESS LT (LOW TRANSLUCENCY)SHADE A4.. | SUPPLEMENTARY DENTAL SUPPLIES
5316 | 4215241604200 | INGOTS GLASS-CERAMIC 'LITHIUM DISILICATE' PRESS LT (LOW TRANSLUCENCY) SHADE B3.. | SUPPLEMENTARY DENTAL SUPPLIES
5317 | 4215241604300 | INGOTS GLASS-CERAMIC 'LITHIUM DISILICATE' PRESS LT (LOW TRANSLUCENCY) SHADE B4.. | SUPPLEMENTARY DENTAL SUPPLIES
5318 | 4215241604400 | INGOTS GLASS-CERAMIC 'LITHIUM DISILICATE' PRESS LT (LOW TRANSLUCENCY) SHADE BL1.. | SUPPLEMENTARY DENTAL SUPPLIES
5319 | 4215241604500 | INGOTS GLASS-CERAMIC 'LITHIUM DISILICATE' PRESS LT (LOW TRANSLUCENCY) SHADE BL3.. | SUPPLEMENTARY DENTAL SUPPLIES
5320 | 4215241604600 | INGOTS GLASS-CERAMIC 'LITHIUM DISILICATE' PRESS LT (LOW TRANSLUCENCY) SHADE C1.. | SUPPLEMENTARY DENTAL SUPPLIES
5321 | 4215241604700 | INGOTS GLASS-CERAMIC 'LITHIUM DISILICATE' PRESS LT (LOW TRANSLUCENCY) SHADE C3.. | SUPPLEMENTARY DENTAL SUPPLIES
5322 | 4215241604800 | INGOTS GLASS-CERAMIC 'LITHIUM DISILICATE' PRESS LT (LOW TRANSLUCENCY) SHADE C4.. | SUPPLEMENTARY DENTAL SUPPLIES
5323 | 4215241604900 | INGOTS GLASS-CERAMIC 'LITHIUM DISILICATE' PRESS LT (LOW TRANSLUCENCY) SHADE D4.. | SUPPLEMENTARY DENTAL SUPPLIES
5324 | 4215241606900 | INGOTS GLASS-CERAMIC 'LITHIUM DISILICATE' PRESS MT (MEDIUM TRANSLUCENCY) A1 (PCS/BOXEA).. | SUPPLEMENTARY DENTAL SUPPLIES
5325 | 4215241607000 | INGOTS GLASS-CERAMIC 'LITHIUM DISILICATE' PRESS MT (MEDIUM TRANSLUCENCY) A2 (PCS/BOXEA).. | SUPPLEMENTARY DENTAL SUPPLIES
5326 | 4215241607100 | INGOTS GLASS-CERAMIC 'LITHIUM DISILICATE' PRESS MT (MEDIUM TRANSLUCENCY) A3 (PCS/BOXEA).. | SUPPLEMENTARY DENTAL SUPPLIES
5327 | 4215241607300 | INGOTS GLASS-CERAMIC 'LITHIUM DISILICATE' PRESS MT (MEDIUM TRANSLUCENCY) B1 (PCS/BOXEA).. | SUPPLEMENTARY DENTAL SUPPLIES
5328 | 4215241607400 | INGOTS GLASS-CERAMIC 'LITHIUM DISILICATE' PRESS MT (MEDIUM TRANSLUCENCY) B2 (EAPCS).. | SUPPLEMENTARY DENTAL SUPPLIES
5329 | 4215241607800 | INGOTS GLASS-CERAMIC 'LITHIUM DISILICATE' PRESS MT (MEDIUM TRANSLUCENCY) BL2 (PCS/BOXEA).. | SUPPLEMENTARY DENTAL SUPPLIES
5330 | 4215241608100 | INGOTS GLASS-CERAMIC 'LITHIUM DISILICATE' PRESS MT (MEDIUM TRANSLUCENCY) C1 (EAPCS).. | SUPPLEMENTARY DENTAL SUPPLIES
5331 | 4215241608200 | INGOTS GLASS-CERAMIC 'LITHIUM DISILICATE' PRESS MT (MEDIUM TRANSLUCENCY) C2 (EAPCS).. | SUPPLEMENTARY DENTAL SUPPLIES
5332 | 4215241608500 | INGOTS GLASS-CERAMIC 'LITHIUM DISILICATE' PRESS MT (MEDIUM TRANSLUCENCY) D2 (EAPCS).. | SUPPLEMENTARY DENTAL SUPPLIES
5333 | 4215241608800 | INGOTS GLASS-CERAMIC 'LITHIUM DISILICATE' PRESS MULTI A3 (PCS/BOXEA).. | SUPPLEMENTARY DENTAL SUPPLIES
5334 | 4215241608900 | INGOTS GLASS-CERAMIC 'LITHIUM DISILICATE' PRESS MULTI A4 (PCS/BOXEA).. | SUPPLEMENTARY DENTAL SUPPLIES
5335 | 4215241609000 | INGOTS GLASS-CERAMIC 'LITHIUM DISILICATE' PRESS MULTI B1 (PCS/BOXEA).. | SUPPLEMENTARY DENTAL SUPPLIES
5336 | 4215241609400 | INGOTS GLASS-CERAMIC 'LITHIUM DISILICATE' PRESS MULTI BL2 (PCS/BOXEA).. | SUPPLEMENTARY DENTAL SUPPLIES
5337 | 4215241609700 | INGOTS GLASS-CERAMIC 'LITHIUM DISILICATE' PRESS MULTI C1 (PCS/BOXEA).. | SUPPLEMENTARY DENTAL SUPPLIES
5338 | 4215242300100 | GLASS IONOMER SEALANT SURFACE PROTECTANT CAPSULES PINK OR WHITE SHADE AT LEAST 50 CAPSULES | DENTAL GENERAL SUPPLIES
5339 | 4215242300200 | LIGHT CURE PIT AND FISSURE SEALANT KIT. AT LEAST 2 SYRINGES + ACCESSORIES (TIPS) ONE EACH (EA)=ONE (1) KIT | DENTAL GENERAL SUPPLIES
5340 | 4215242400200 | SELF-ETCHING SINGLE-COMPONENT CERAMIC PRIMER FOR GLASS-CERAMIC PRE- TREATMENT OF GLASS-CERAMIC SURFACES PRIOR TO THE ADHESIVE LUTING PROCEDURE WITH LUTING COMPOSITES | DENTAL GENERAL SUPPLIES
5341 | 4215242400900 | ALUMINIA FORTIFIED CEMENT, REGULAR SET, POWDER 10 - 15 G AND LIQUID 5 - 10 ML | DENTAL GENERAL SUPPLIES
5342 | 4215242401500 | CALCIUM HYDROXIDE POWDER TO BE MIXED WITH WATER 30 - 60 G ONE EACH (EA)=ONE (1) PACK | DENTAL GENERAL SUPPLIES
5343 | 4215242401600 | PREMIXED BIOCERAMIC ROOT CANAL SEALER - CALCIUM SILICATE CALCIUM PHOSPHATE BASED SEALER ANTI-BACTERIAL PH HIGHER THAN =12 HYDROPHILIC RADIO-OPAQUE AND HYDROXYAPATITE RELEASE ALUMINUM FREE NON TOXIC LOWER VISCOSITY WHEN HEATED PACKED IN SYRINGE WITH MULTIPLE TIPS (2- 2.5 GM) | DENTAL GENERAL SUPPLIES
5344 | 4215242401700 | ENDODONTIC NON - SETTING CALCIUM HYDROXIDE PASTE, BACTERICIDAL, BACTERIOSTATIC, RADIOPAQUE, PH GREATER THAN 12, 3 ML SYRINGE | DENTAL GENERAL SUPPLIES
5345 | 4215242401800 | NO-MIX LIGHT CURE BLUE ORTHODONTIC BAND ADHESIVE WITH DISPOSABLE TIPS | DENTAL GENERAL SUPPLIES
5346 | 4215242401900 | ZINC PHOSPHATE CEMENT, POWDER AND LIQUID | DENTAL GENERAL SUPPLIES
5347 | 4215242402000 | DUAL CURE RESIN LUTING CEMENT COMPLETE KIT OF ESTHETIC RESIN CEMENT FOR CEMENTING ALL TYPES OF VENEERS CROWNS BRIDGES INLAYS AND ONLAYS RESTORATIONS MADE FROM CERAMIC OR COMPOSITE. CONSISTS OF AT LEAST 3-5 ASSORTED SHADES AT LEAST 3-5 ASSORTED SHADES OF TRY-IN PASTE (WATER-SOLUBLE) MATCHING THE CEMENT SHADES AND ACCESSORIES INCLUDING SYRINGE TIPS | DENTAL GENERAL SUPPLIES
5348 | 4215242402100 | DUAL CURE SELF ADHESIVE RESIN LUTING CEMENT CAPSULE MADE FROM CERAMIC OR COMPOSITE FOR CEMENTING ALL TYPE OF CROWNS, BRIDGES, INLAYS, ONLAYS AND POSTS RESTORATIONS, (ASSORTED TRANSLUCENT - OPAQUE SHADES) | DENTAL GENERAL SUPPLIES
5349 | 4215242402200 | TEMPORARY CEMENT FOR CROWN AND BRIDGE KIT, EUGENOL FREE, BASE + CATALYST PASTES WITH MIXING PAD | DENTAL GENERAL SUPPLIES
5350 | 4215242402300 | TEMPORARY CEMENT FOR CROWN AND BRIDGE KIT, WITH EUGENOL, BASE + CATALYST PASTES | DENTAL GENERAL SUPPLIES
5351 | 4215242402400 | DENTAL MATERIAL MULTI PURPOSE DUAL CURE ADHESIVE (UNIVERSAL BONDING KIT) BOND TO PORCELAIN, METALS, AMALGAM, GLASS IONOMER, PRE - CURED COMPOSITE, ENAMEL AND DENTIN, COMPLETE KIT | DENTAL GENERAL SUPPLIES
5352 | 4215242402500 | BONDING KIT, 5 TH GENERATION - WITH ETCHANT GEL IN SYRINGE WITH TIPS, ENAMEL AND DENTIN LIGHT CURE BONDING MATERIAL, BRUSH HANDLE + DISPOSABLE BRUSH TIPS OR FUZZY TIPS | DENTAL GENERAL SUPPLIES
5353 | 4215242402600 | UNIVERSAL BONDING MATERIAL SYSTEM, LIGHT CURED, REFILL BOTTLE | DENTAL GENERAL SUPPLIES
5354 | 4215242402700 | ROOT CANAL SEALER ZINC OXIDE EUGENOL BASED RADIOPAQUE ANTIMICROBIAL ACTIVITY LONGER PROCESSING TIME PACKED IN AUTOMIX SYRINGE AND INCLUDE MULTIPLE TIPS | DENTAL GENERAL SUPPLIES
5355 | 4215242402800 | ROOT CANAL SEALER, RESIN BASED, SILVER FREE, HIGH RADIO - OPACITY, LITTLE POLYMERIZATION SHRINKAGE, LOW SOLUBILITY, VERY HIGH DIMENSIONAL STABILITY, VERY LOW SOLUBILITY, NO DISCOLORATIONS, NO RELEASE OF FORMALDEHYDE, TISSUE COMPATIBILITY, 1 TUBE BASE + 1 TUBE CATALYST | DENTAL GENERAL SUPPLIES
5356 | 4215242402900 | ROOT CANAL SEALER, CALCIUM HYDROXIDE BASED | DENTAL GENERAL SUPPLIES
5357 | 4215242403300 | GLASS IONOMER LUTING CEMENT, LIGHT CURE, RELEASES FLUORIDE, RADIOPAQUE, LOW FILM THICKNESS OPTIMIZES FIT AND MARGINAL INTEGRITY, PACKED IN CAPSULE | DENTAL GENERAL SUPPLIES
5358 | 4215242405300 | DUAL CURE RESIN-MODIFIED GLASS IONOMER SELF ADHESIVE FLUORIDE-RELEASING FOR ROOT RESORPTION ROOT PERFORATION PULP CAPPING FRACTURED TEETH CLASS V BASE AND LINER MATERIAL CROWN RELINE AND CEMENTATION FURCATIONS REPAIR WITH NO ADVERSE EFFECTS ON SURROUNDING ALVEOLAR BONE PACKED IN AUTO-MIX SYRINGE INCLUDING MULTIPLE TIPS | DENTAL GENERAL SUPPLIES
5359 | 4215242405400 | SILANE PORCELAIN PRIMER SINGLE OR TWO-COMPONENT FOR ENHANCING BONDING BETWEEN GLASS-CERAMIC SURFACES (FELDSPATHIC LITHIUM DISILICATE METAL) AND RESIN CEMENTS. SILANE CONTENT: (1–3%) PACKED IN BOTTLE OR SYRINGE WITH TIPS | DENTAL GENERAL SUPPLIES
5360 | 4215242501100 | COLD (SELF CURE) ACRYLIC RESIN POWDER VEINED ROSE COLOR APPROXIMATELY 1KG POWDER + WITH RATIO (1: 0.5) LIQUID + MIXING CUPS.. | SUPPLEMENTARY DENTAL SUPPLIES
5361 | 4215242501200 | HEAT CURE ACRYLIC RESIN POWDER CROSS LINKED VEINED ROSE COLOR APPROXIMATELY 1KG POWDER + WITH RATIO (1: 0.5 )LIQUID + MIXING CUPS PO WDER PACKED IN HARD NYLON BAG.. | SUPPLEMENTARY DENTAL SUPPLIES
5362 | 4215242501500 | INLAY PATTERN RESIN OR EQUIVALENT RED COLOR CLINICAL KIT, INCLUDES, ACRYLIC POWDER + SEPARATING MEDIUM + MIXING GLASS + PAINTING BRUSH | DENTAL GENERAL SUPPLIES
5363 | 4215242501600 | ACRYLIC DRY RESIN POLISHING COMPOUND ( ROUGE ).. | SUPPLEMENTARY DENTAL SUPPLIES
5364 | 4215242501700 | SELF CURE ACRYLIC RESIN TEMPORARY CROWN AND BRIDGE MATERIAL HIGH IMPACT (CLINICAL KIT) NOT LESS THAN 5 SHADES/KIT + LIQUID ONE EACH (EA)=ONE (1) KIT | DENTAL GENERAL SUPPLIES
5365 | 4215242503000 | COMPLETE KIT CHAIRSIDE ACRYLIC DENTURE HARD RELINE MATERIAL SELF-CURE LOW HEAT HIGH DURABILITY POWDER AND LIQUID. | DENTAL GENERAL SUPPLIES
5366 | 4215242503200 | BIOCOMPATIBLE DENTAL PHOTO RESIN WITH CURING WAVELENGTH 380-405NM FOR DENTAL CASTING / PURPLE OR GREEN 1-2 LITER - COMPATIBLE WITH HOSPITAL MACHINE.. | SUPPLEMENTARY DENTAL SUPPLIES
5367 | 4215242503300 | BIOCOMPATIBLE DENTAL PHOTO RESIN WITH CURING WAVELENGTH 380-405NM FOR DENTAL GINGIVA MASK/ PINK 1-2 LITER - COMPATIBLE WITH HOSPITAL MACHINE.. | SUPPLEMENTARY DENTAL SUPPLIES
5368 | 4215242503400 | BIOCOMPATIBLE DENTAL PHOTO RESIN WITH CURING WAVELENGTH 380-405NM FOR DENTAL ORTHO CLEAR 1-2 LITER COMPATIBLE WITH HOSPITAL MACHINE.. | SUPPLEMENTARY DENTAL SUPPLIES
5369 | 4215242503500 | BIOCOMPATIBLE DENTAL PHOTO RESIN WITH CURING WAVELENGTH 380-405NM FOR DENTAL ORTHO FLEX 1-2 LITER COMPATIBLE WITH HOSPITAL MACHINE.. | SUPPLEMENTARY DENTAL SUPPLIES
5370 | 4215242503600 | BIOCOMPATIBLE DENTAL PHOTO RESIN WITH CURING WAVELENGTH 380-405NM FOR DENTAL ORTHO IBT CLEAR 1-2 LITER - COMPATIBLE WITH HOSPITAL MACHINE.. | SUPPLEMENTARY DENTAL SUPPLIES
5371 | 4215242503700 | BIOCOMPATIBLE DENTAL PHOTO RESIN WITH CURING WAVELENGTH 380-405NM FOR DENTAL ORTHO RIGID/BLUE 1-2 LITER - COMPATIBLE WITH HOSPITAL MACHINE.. | SUPPLEMENTARY DENTAL SUPPLIES
5372 | 4215242503800 | BIOCOMPATIBLE DENTAL PHOTO RESIN WITH CURING WAVELENGTH 380-405NM FOR DENTAL SURGICAL GUIDE ORANGE/CLEAR 1-2 LITER - COMPATIBLE WITH HOSPITAL MACHINE.. | SUPPLEMENTARY DENTAL SUPPLIES
5373 | 4215242503900 | BIOCOMPATIBLE DENTAL PHOTO RESIN WITH CURING WAVELENGTH 380-405NM FOR DENTAL TRAY/ BLUE 1-2 LITER - COMPATIBLE WITH HOSPITAL MACHINE.. | SUPPLEMENTARY DENTAL SUPPLIES
5374 | 4215242504000 | BIOCOMPATIBLE DENTAL PHOTO RESIN WITH CURING WAVELENGTH 380-405NM FOR DENTURE 3D/ DARK PINK 1-2 LITER - COMPATIBLE WITH HOSPITAL MACHINE.. | SUPPLEMENTARY DENTAL SUPPLIES
5375 | 4215242504100 | BIOCOMPATIBLE DENTAL PHOTO RESIN WITH CURING WAVELENGTH 380-405NM FOR DENTURE 3D/ LIGHT PINK 1-2 LITER - COMPATIBLE WITH HOSPITAL MACHINE.. | SUPPLEMENTARY DENTAL SUPPLIES
5376 | 4215242504200 | BIOCOMPATIBLE DENTAL PHOTO RESIN WITH CURING WAVELENGTH 380-405NM FOR DENTURE BASE/ PINK 1-2 LITER - COMPATIBLE WITH HOSPITAL MACHINE.. | SUPPLEMENTARY DENTAL SUPPLIES
5377 | 4215242504300 | BIOCOMPATIBLE DENTAL PHOTO RESIN WITH CURING WAVELENGTH 380-405NM FOR LONG-TERM TEMPORARIES IN DIFFERENT SHADES 1-2 LITER - COMPATIBLE WITH HOSPITAL MACHINE.. | SUPPLEMENTARY DENTAL SUPPLIES
5378 | 4215242504400 | BIOCOMPATIBLE DENTAL PHOTO RESIN WITH CURING WAVELENGTH 380-405NM FOR TRY-IN/IN DIFFERENT SHADES 1-2 LITER - COMPATIBLE WITH HOSPITAL MACHINE.. | SUPPLEMENTARY DENTAL SUPPLIES
5379 | 4215242504500 | DENTAL PHOTO RESIN WITH CURING WAVELENGTH 380-405NM FOR DENTAL MODEL PEACH 1-2 LITER -COMPATIBLE WITH HOSPITAL MACHINE.. | SUPPLEMENTARY DENTAL SUPPLIES
5380 | 4215242504600 | DENTAL PHOTO RESIN WITH CURING WAVELENGTH 380-405NM FOR DENTAL MODEL WHITE 1-2 LITER -COMPATIBLE WITH HOSPITAL MACHINE.. | SUPPLEMENTARY DENTAL SUPPLIES
5381 | 4215242504700 | PHOTO RESIN BLUE COLOR FOR DENTAL CASTING APPLICATION WITH CURING WAVELENGTH 355-380NM STEREOLITHOGRAPHY MATERIAL FOR SLA 3D PRINTER/ 1-2 LITER- COMPATIBLE WITH HOSPITAL MACHINE (CTGEA).. | SUPPLEMENTARY DENTAL SUPPLIES
5382 | 4215242504800 | PHOTO RESIN CLEAR COLOR A TEMPERATURE AND MOISTURE RESISTANT PLASTIC FOR DEMANDING APPLICATIONS WITH CURING WAVELENGTH 355-380NM STE = REOLITHOGRAPHY MATERIAL FOR SLA 3D PRINTER/ 1-2 LITER- COMPATIBLE WITH HOSPITAL MACHINE (CTGEA).. | SUPPLEMENTARY DENTAL SUPPLIES
5383 | 4215242504900 | PHOTO RESIN CLEAR TRANSPARENT POLYCARBONATE-LIKE BIO-COMPATIBLE DENTAL -COMPATIBLE AND CAPABLE OF MEETING USP CLASS VI WITH CURING WAVELENGTH 355-380NM STEREOLITHOGRAPHY MATERIAL FOR SLA 3D PRINTER / 1-2 LITER- COMPATIBLE WITH HOSPITAL MACHINE.. | SUPPLEMENTARY DENTAL SUPPLIES
5384 | 4215242505000 | PHOTO RESIN MIXER FOR OPTIMAL STIRRING OF MATERIALS - COMPATIBLE WITH HOSPITAL MACHINE.. | SUPPLEMENTARY DENTAL SUPPLIES
5385 | 4215242505100 | PHOTO RESIN PEACH COLOR FOR DENTAL MODEL APPLICATION WITH CURING WAVELENGTH 355-380NM STEREOLITHOGRAPHY MATERIAL FOR SLA 3D PRINTER / 1-2 LITER- COMPATIBLE WITH HOSPITAL MACHINE.. | SUPPLEMENTARY DENTAL SUPPLIES
5386 | 4215242505200 | PHOTO RESIN WHITE OPAQUE COLOR HIGH FLEXIBILITY IDEAL FOR SNAP-FITS WITH CURING WAVELENGTH 355-380NM STEREOLITHOGRAPHY MATERIAL FOR SLA 3D PRINTER / 1-2 LITER- COMPATIBLE WITH HOSPITAL MACHINE.. | SUPPLEMENTARY DENTAL SUPPLIES
5387 | 4215243500000 | ELASTOMERIC THREAD SIZE 0.025 INCH 25 FT SPOOL | DENTAL GENERAL SUPPLIES
5388 | 4215243500100 | ELASTOMERIC THREAD SIZE 0.030 INCH 25 FT SPOOL | DENTAL GENERAL SUPPLIES
5389 | 4215243800100 | DUPLICATING REVERSIBLE HYDROCOLLOID GEL MATERIAL FOR REFRACTORY MODELS APPROX. 5 KG/PKG.. | SUPPLEMENTARY DENTAL SUPPLIES
5390 | 4215244400100 | ASTRINGENT RETRACTION PASTE CAPSULE CONTAINS AT LEAST 15% ALUMINUM CHLORIDE, TO PLACED DIRECTLY INTO THE SULCUS VIA A HIGHLY INNOVATIVE, EASY TO USE, HYGIENIC UNIT - DOSE CAPSULE. THE CAPSULE ARE COMPATIBLE WITH MOST COMPOSITE DISPENSERS | DENTAL GENERAL SUPPLIES
5391 | 4215244600100 | DENTAL CAVITY LINER/VARNISH WITH FLUORIDE, FROM (15 -20 ) ML PACKED IN BOTTLE WITH DROPPER | DENTAL GENERAL SUPPLIES
5392 | 4215245100000 | PRESSURE INDICATING PASTE WITH BRUSHES.. | DENTAL GENERAL SUPPLIES
5393 | 4215245100300 | COLORED PRESSURE INDICATOR SPRAY FOR FIXED PROSTHESIS | DENTAL GENERAL SUPPLIES
5394 | 4215245100400 | UTILITY WAX FOR BORDER MOLDING.. | SUPPLEMENTARY DENTAL SUPPLIES
5395 | 4215245200000 | CALCIUM HYDROXIDE PASTE WITH IODOFORM OIL BASE SYRINGE WITH NEEDLE TIPS ONE EACH (EA)=ONE (1) KIT | DENTAL GENERAL SUPPLIES
5396 | 4215245200200 | HEAT PROTECTION PASTE FOR METAL ACRYLIC AND CERAMIC SOLDERING (UNTI-FLUX).. | SUPPLEMENTARY DENTAL SUPPLIES
5397 | 4215245300500 | ESTHETIC LIGHT CURING LUTING COMPOSITE KIT USED AS PERMANENT CEMENTATION OF GLASS-CERAMIC, LITHIUM DISILICATE GLASS-CERAMIC AND COMPOSITE RESTORATION (INLAY, ONLAY AND VENEER), INCLUDES AT LEAST 3 DIFFERENT ESTHETIC SHADES WITH AT LEAST 3 DIFFERENT TRY IN PASTE SHADES | DENTAL GENERAL SUPPLIES
5398 | 4215245300900 | DENTAL COMPOSITE FILLING MATERIAL KIT PACKABLE FOR POSTERIOR TEETH RADIOPAQUE KIT CONSISTS OF THE FOLLOWING: 4 COMPOSITE SYRINGE - COLOR A 2 A 3 A 3.5 C 2 ONE SYRINGE 37% ETCHING GEL ONE SINGLE - BOTTLE (PRIMER BONDING) DENTIN ADHESIVE 50 DISPOSABLE MICRO BRUSHES ETCHING GEL NE EDLE TIPS. | DENTAL GENERAL SUPPLIES
5399 | 4215245303200 | NANO-HYBRID LIGHT-CURED COMPOSITE PACKABLE CONSISTENCY REFILL SYRINGE SHADE A1 – SUITABLE FOR BOTH ANTERIOR AND POSTERIOR RESTORATIONS. | DENTAL GENERAL SUPPLIES
5400 | 4215245303300 | NANO-HYBRID LIGHT-CURED COMPOSITE PACKABLE CONSISTENCY REFILL SYRINGE SHADE A2 – SUITABLE FOR BOTH ANTERIOR AND POSTERIOR RESTORATIONS. | DENTAL GENERAL SUPPLIES
5401 | 4215245303400 | NANO-HYBRID LIGHT-CURED COMPOSITE PACKABLE CONSISTENCY REFILL SYRINGE SHADE A3 – SUITABLE FOR BOTH ANTERIOR AND POSTERIOR RESTORATIONS. | DENTAL GENERAL SUPPLIES
5402 | 4215245303500 | NANO-HYBRID LIGHT-CURED COMPOSITE PACKABLE CONSISTENCY REFILL SYRINGE SHADE A3.5 – SUITABLE FOR BOTH ANTERIOR AND POSTERIOR RESTORATIONS. | DENTAL GENERAL SUPPLIES
5403 | 4215245303600 | NANO-HYBRID LIGHT-CURED COMPOSITE PACKABLE CONSISTENCY REFILL SYRINGE SHADE A4 – SUITABLE FOR BOTH ANTERIOR AND POSTERIOR RESTORATIONS. | DENTAL GENERAL SUPPLIES
5404 | 4215245303700 | NANO-HYBRID LIGHT-CURED COMPOSITE PACKABLE CONSISTENCY REFILL SYRINGE SHADE B1 – SUITABLE FOR BOTH ANTERIOR AND POSTERIOR RESTORATIONS. | DENTAL GENERAL SUPPLIES
5405 | 4215245303800 | NANO-HYBRID LIGHT-CURED COMPOSITE PACKABLE CONSISTENCY REFILL SYRINGE SHADE B2 – SUITABLE FOR BOTH ANTERIOR AND POSTERIOR RESTORATIONS. | DENTAL GENERAL SUPPLIES
5406 | 4215245303900 | NANO-HYBRID LIGHT-CURED COMPOSITE PACKABLE CONSISTENCY REFILL SYRINGE SHADE B3 – SUITABLE FOR BOTH ANTERIOR AND POSTERIOR RESTORATIONS. | DENTAL GENERAL SUPPLIES
5407 | 4215245304000 | NANO-HYBRID LIGHT-CURED COMPOSITE PACKABLE CONSISTENCY REFILL SYRINGE SHADE C2 – SUITABLE FOR BOTH ANTERIOR AND POSTERIOR RESTORATIONS. | DENTAL GENERAL SUPPLIES
5408 | 4215245304100 | NANO-HYBRID LIGHT-CURED COMPOSITE PACKABLE CONSISTENCY REFILL SYRINGE SHADE D3 – SUITABLE FOR BOTH ANTERIOR AND POSTERIOR RESTORATIONS. | DENTAL GENERAL SUPPLIES
5409 | 4215245304200 | COMPOMER RESTORATIVE REFILL SHADE A1 | DENTAL GENERAL SUPPLIES
5410 | 4215245304400 | COMPOMER RESTORATIVE REFILL SHADE A3 | DENTAL GENERAL SUPPLIES
5411 | 4215245304500 | COMPOMER RESTORATIVE REFILL SHADE A3.5 | DENTAL GENERAL SUPPLIES
5412 | 4215245304600 | COMPOMER RESTORATIVE REFILL SHADE A4 | DENTAL GENERAL SUPPLIES
5413 | 4215245304700 | COMPOMER RESTORATIVE REFILL SHADE B1 | DENTAL GENERAL SUPPLIES
5414 | 4215245305100 | GLASS IONOMER LIGHT CURED RESTORATIVE MATERIAL CAPSULE REFILL SHADE A1 MODERATE TO HIGH VISCOSITY ONE EACH (EA) = ONE (1) KIT | DENTAL GENERAL SUPPLIES
5415 | 4215245305200 | GLASS IONOMER LIGHT CURED RESTORATIVE MATERIAL CAPSULE REFILL SHADE A2 MODERATE TO HIGH VISCOSITY ONE EACH (EA) = ONE (1) KIT | DENTAL GENERAL SUPPLIES
5416 | 4215245305300 | GLASS IONOMER LIGHT CURED RESTORATIVE MATERIAL CAPSULE REFILL SHADE A3 MODERATE TO HIGH VISCOSITY ONE EACH (EA) = ONE (1) KIT | DENTAL GENERAL SUPPLIES
5417 | 4215245305400 | GLASS IONOMER LIGHT CURED RESTORATIVE MATERIAL CAPSULE REFILL SHADE A3.5 MODERATE TO HIGH VISCOSITY ONE EACH (EA) = ONE (1) KIT | DENTAL GENERAL SUPPLIES
5418 | 4215245305500 | GLASS IONOMER LIGHT CURED RESTORATIVE MATERIAL CAPSULE REFILL SHADE A4 MODERATE TO HIGH VISCOSITY ONE EACH (EA) = ONE (1) KIT | DENTAL GENERAL SUPPLIES
5419 | 4215245305600 | GLASS IONOMER LIGHT CURED RESTORATIVE MATERIAL CAPSULE REFILL SHADE B2 MODERATE TO HIGH VISCOSITY ONE EACH (EA) = ONE (1) KIT | DENTAL GENERAL SUPPLIES
5420 | 4215245305700 | GLASS IONOMER RESTORATIVE MATERIAL SELF-CURE CAPSULE REFILL SHADE A1 ONE EACH (EA) = ONE (1) KIT | DENTAL GENERAL SUPPLIES
5421 | 4215245305800 | GLASS IONOMER RESTORATIVE MATERIAL SELF-CURE CAPSULE REFILL SHADE A2 ONE EACH (EA) = ONE (1) KIT | DENTAL GENERAL SUPPLIES
5422 | 4215245305900 | GLASS IONOMER RESTORATIVE MATERIAL SELF-CURE CAPSULE REFILL SHADE A3 ONE EACH (EA) = ONE (1) KIT | DENTAL GENERAL SUPPLIES
5423 | 4215245306000 | GLASS IONOMER RESTORATIVE MATERIAL SELF-CURE CAPSULE REFILL SHADE A3.5 ONE EACH (EA) = ONE (1) KIT | DENTAL GENERAL SUPPLIES
5424 | 4215245306100 | GLASS IONOMER RESTORATIVE MATERIAL SELF-CURE CAPSULE REFILL SHADE A4 ONE EACH (EA) = ONE (1) KIT | DENTAL GENERAL SUPPLIES
5425 | 4215245306200 | GLASS IONOMER RESTORATIVE MATERIAL SELF-CURE CAPSULE REFILL SHADE C2 ONE EACH (EA) = ONE (1) KIT | DENTAL GENERAL SUPPLIES
5426 | 4215245306300 | GLASS IONOMER RESTORATIVE MATERIAL SELF-CURE CAPSULE REFILL SHADE C3 ONE EACH (EA) = ONE (1) KIT | DENTAL GENERAL SUPPLIES
5427 | 4215245306400 | SILVER REINFORCED GLASS IONOMER, CHEMICAL CURE FILLING MATERIAL IN CAPSULE KIT | DENTAL GENERAL SUPPLIES
5428 | 4215245306500 | LIGHT CURED UNIVERSAL COMPOSITE RESTORATIVE MATERIAL ENAMEL REFILL SHADE A1 | DENTAL GENERAL SUPPLIES
5429 | 4215245306600 | LIGHT CURED UNIVERSAL COMPOSITE RESTORATIVE MATERIAL ENAMEL REFILL SHADE A2 | DENTAL GENERAL SUPPLIES
5430 | 4215245306700 | LIGHT CURED UNIVERSAL COMPOSITE RESTORATIVE MATERIAL ENAMEL REFILL SHADE A3 | DENTAL GENERAL SUPPLIES
5431 | 4215245306800 | LIGHT CURED UNIVERSAL COMPOSITE RESTORATIVE MATERIAL ENAMEL REFILL SHADE B1 | DENTAL GENERAL SUPPLIES
5432 | 4215245306900 | LIGHT CURED UNIVERSAL COMPOSITE RESTORATIVE MATERIAL ENAMEL REFILL SHADE B2 | DENTAL GENERAL SUPPLIES
5433 | 4215245307000 | LIGHT CURED UNIVERSAL COMPOSITE RESTORATIVE MATERIAL ENAMEL REFILL SHADE D2 | DENTAL GENERAL SUPPLIES
5434 | 4215245307100 | LIGHT CURED UNIVERSAL COMPOSITE RESTORATIVE MATERIAL ENAMEL REFILL SHADE WHITE | DENTAL GENERAL SUPPLIES
5435 | 4215245307200 | LIGHT CURED UNIVERSAL COMPOSITE RESTORATIVE MATERIAL ENAMEL REFILL SHADE EXTRA WHITE | DENTAL GENERAL SUPPLIES
5436 | 4215245307300 | LIGHT CURED UNIVERSAL COMPOSITE RESTORATIVE MATERIAL DENTIN REFILL SHADE A1 | DENTAL GENERAL SUPPLIES
5437 | 4215245307400 | LIGHT CURED UNIVERSAL COMPOSITE RESTORATIVE MATERIAL DENTIN REFILL SHADE A2 | DENTAL GENERAL SUPPLIES
5438 | 4215245307500 | LIGHT CURED UNIVERSAL COMPOSITE RESTORATIVE MATERIAL DENTIN REFILL SHADE A3 | DENTAL GENERAL SUPPLIES
5439 | 4215245307600 | LIGHT CURED UNIVERSAL COMPOSITE RESTORATIVE MATERIAL DENTIN REFILL SHADE A4 | DENTAL GENERAL SUPPLIES
5440 | 4215245307700 | LIGHT CURED UNIVERSAL COMPOSITE RESTORATIVE MATERIAL DENTIN REFILL SHADE B3 | DENTAL GENERAL SUPPLIES
5441 | 4215245307800 | LIGHT CURED UNIVERSAL COMPOSITE RESTORATIVE MATERIAL DENTIN REFILL SHADE C4 | DENTAL GENERAL SUPPLIES
5442 | 4215245307900 | LIGHT CURED UNIVERSAL COMPOSITE RESTORATIVE MATERIAL DENTIN REFILL SHADE WHITE | DENTAL GENERAL SUPPLIES
5443 | 4215245308000 | LIGHT CURED UNIVERSAL COMPOSITE RESTORATIVE MATERIAL BODY REFILL SHADE A1 | DENTAL GENERAL SUPPLIES
5444 | 4215245308100 | LIGHT CURED UNIVERSAL COMPOSITE RESTORATIVE MATERIAL BODY REFILL SHADE A2 | DENTAL GENERAL SUPPLIES
5445 | 4215245308200 | LIGHT CURED UNIVERSAL COMPOSITE RESTORATIVE MATERIAL BODY REFILL SHADE A3 | DENTAL GENERAL SUPPLIES
5446 | 4215245308300 | LIGHT CURED UNIVERSAL COMPOSITE RESTORATIVE MATERIAL BODY REFILL SHADE A3.5 | DENTAL GENERAL SUPPLIES
5447 | 4215245308400 | LIGHT CURED UNIVERSAL COMPOSITE RESTORATIVE MATERIAL BODY REFILL SHADE A4 | DENTAL GENERAL SUPPLIES
5448 | 4215245308600 | LIGHT CURED UNIVERSAL COMPOSITE RESTORATIVE MATERIAL BODY REFILL SHADE B1 | DENTAL GENERAL SUPPLIES
5449 | 4215245308700 | LIGHT CURED UNIVERSAL COMPOSITE RESTORATIVE MATERIAL BODY REFILL SHADE B2 | DENTAL GENERAL SUPPLIES
5450 | 4215245308800 | LIGHT CURED UNIVERSAL COMPOSITE RESTORATIVE MATERIAL BODY REFILL SHADE B3 | DENTAL GENERAL SUPPLIES
5451 | 4215245309000 | LIGHT CURED UNIVERSAL COMPOSITE RESTORATIVE MATERIAL BODY REFILL SHADE C1 | DENTAL GENERAL SUPPLIES
5452 | 4215245309100 | LIGHT CURED UNIVERSAL COMPOSITE RESTORATIVE MATERIAL BODY REFILL SHADE C2 | DENTAL GENERAL SUPPLIES
5453 | 4215245309200 | LIGHT CURED UNIVERSAL COMPOSITE RESTORATIVE MATERIAL BODY REFILL SHADE C3 | DENTAL GENERAL SUPPLIES
5454 | 4215245309400 | LIGHT CURED UNIVERSAL COMPOSITE RESTORATIVE MATERIAL BODY REFILL SHADE D3 | DENTAL GENERAL SUPPLIES
5455 | 4215245309500 | LIGHT CURED UNIVERSAL COMPOSITE RESTORATIVE MATERIAL BODY REFILL SHADE WHITE | DENTAL GENERAL SUPPLIES
5456 | 4215245309600 | LIGHT CURED UNIVERSAL COMPOSITE RESTORATIVE MATERIAL BODY REFILL SHADE EXTRA WHITE | DENTAL GENERAL SUPPLIES
5457 | 4215245309700 | LIGHT CURED UNIVERSAL COMPOSITE RESTORATIVE MATERIAL TRANSLUCENT REFILL SHADE CLEAR | DENTAL GENERAL SUPPLIES
5458 | 4215245309800 | LIGHT CURED UNIVERSAL COMPOSITE RESTORATIVE MATERIAL TRANSLUCENT REFILL SHADE BLUE | DENTAL GENERAL SUPPLIES
5459 | 4215245309900 | LIGHT CURED UNIVERSAL COMPOSITE RESTORATIVE MATERIAL TRANSLUCENT REFILL SHADE GRAY | DENTAL GENERAL SUPPLIES
5460 | 4215245310000 | LIGHT CURED UNIVERSAL COMPOSITE RESTORATIVE MATERIAL TRANSLUCENT REFILL SHADE AMBER | DENTAL GENERAL SUPPLIES
5461 | 4215245310100 | LIGHT CURED FLOWABLE NANO COMPOSITE RESTORATIVE MATERIAL REFILL SHADE A1 | DENTAL GENERAL SUPPLIES
5462 | 4215245310200 | LIGHT CURED FLOWABLE NANO COMPOSITE RESTORATIVE MATERIAL REFILL SHADE A2 | DENTAL GENERAL SUPPLIES
5463 | 4215245310300 | LIGHT CURED FLOWABLE NANO COMPOSITE RESTORATIVE MATERIAL REFILL SHADE A3 | DENTAL GENERAL SUPPLIES
5464 | 4215245310400 | LIGHT CURED FLOWABLE NANO COMPOSITE RESTORATIVE MATERIAL REFILL SHADE A3.5 | DENTAL GENERAL SUPPLIES
5465 | 4215245310500 | LIGHT CURED FLOWABLE NANO COMPOSITE RESTORATIVE MATERIAL REFILL SHADE A4 | DENTAL GENERAL SUPPLIES
5466 | 4215245310600 | LIGHT CURED FLOWABLE NANO COMPOSITE RESTORATIVE MATERIAL REFILL SHADE B1 | DENTAL GENERAL SUPPLIES
5467 | 4215245310700 | LIGHT CURED FLOWABLE NANO COMPOSITE RESTORATIVE MATERIAL REFILL SHADE B2 | DENTAL GENERAL SUPPLIES
5468 | 4215245310800 | LIGHT CURED FLOWABLE NANO COMPOSITE RESTORATIVE MATERIAL REFILL SHADE C2 | DENTAL GENERAL SUPPLIES
5469 | 4215245310900 | LIGHT CURED FLOWABLE NANO COMPOSITE RESTORATIVE MATERIAL REFILL SHADE D2 | DENTAL GENERAL SUPPLIES
5470 | 4215245311000 | LIGHT CURED FLOWABLE COMPOSITE RESTORATIVE MATERIAL REFILL SHADE WHITE | DENTAL GENERAL SUPPLIES
5471 | 4215245311200 | GLASS IONOMER, LIGHT CURE BULK FILLING MATERIAL, POWDER AND LIQUID WITH DELIVERY SYSTEM. COMPLETE KIT OF 5 ASSORTED SHADES + FINISHING GLOSS + BRUSH HANDLES + DISPOSABLE BRUSH TIPS, WELL MIXING DISH, SHADE GUIDE + 50 DELIVERY TIPS | DENTAL GENERAL SUPPLIES
5472 | 4215245311300 | GLASS IONOMER LIGHT CURE LINER AND BASE MATERIAL COMPLETE KIT OF POWDER + LIQUID + MIXING PADS + DISPENSER SCOOP MEASURE | DENTAL GENERAL SUPPLIES
5473 | 4215245311400 | GLASS IONOMER CHEMICAL CURE FILLING MATERIAL KIT, ASSORTED SHADES - POWDER AND LIQUID + MEASURING SPOON + MIXING PAD + SPECIAL VARNISH | DENTAL GENERAL SUPPLIES
5474 | 4215245311600 | COMPOSITE RESIN DUAL CURE KIT FOR CORE BUILD - UP MULTIPLE SHADES AUTO DISPENSER INCLUDING TIPS | DENTAL GENERAL SUPPLIES
5475 | 4215245311800 | DENTAL TEMPORARY FILLING MATERIAL READY TO USE AFTER ENDODONTIC VISIT | DENTAL GENERAL SUPPLIES
5476 | 4215245311900 | ZINC OXIDE-EUGENOL INTERMEDIATE RESTORATIVE MATERIAL POWDER AND LIQUID | DENTAL GENERAL SUPPLIES
5477 | 4215245312200 | KIT OF LIGHT CURED FLOWABLE COMPOSITE RESTORATIVE MATERIAL AT LEAST 3 ASSORTED SHADES | DENTAL GENERAL SUPPLIES
5478 | 4215245312300 | COMPOMER RESTORATIVE MATERIAL KIT LIGHT CURE OF DIFFERENT SHADES WITH BONDING AGENT AND ACCESSORIES ONE EACH (EA)=ONE (1) KIT | DENTAL GENERAL SUPPLIES
5479 | 4215245312400 | TEMPORARY RESIN FILLING MATERIAL LIGHT CURED FOR INLAYS AND ONLAYS RESTORATION | DENTAL GENERAL SUPPLIES
5480 | 4215245312700 | DENTAL COMPOSITE FILLING MATERIAL HIGHLY ESTHETIC LIGHT CURED MATERIAL NANOFILLERS TYPE MINIMUM OF 5 SHADES KIT + BONDING AGENT + ACCESSORIES ONE EACH (EA)=ONE (1) KIT | DENTAL GENERAL SUPPLIES
5481 | 4215245312800 | GLASS IONOMER LIGHT CURE FILLING MATERIAL KIT IN CAPSULE FORM (ASSORTED SHADES ) | DENTAL GENERAL SUPPLIES
5482 | 4215245312900 | INTERMEDIATE RESTORATIVE MATERIAL CAPSULES STANDARD PACKAGE | DENTAL GENERAL SUPPLIES
5483 | 4215245316000 | ENDOSCOPIC SUTURING SYSTEM THROUGH THE SCOPE DISPOSABLE. | ENDOSCOPY CONSUMABLES SUPPLIES
5484 | 4215245316500 | SUTURE, POLYPROPYLENE, SIZE 2-0MM FOR ENDOSCOPIC SUTURING SYSTEM OVERSTITCH SYSTEM | ENDOSCOPY CONSUMABLES SUPPLIES
5485 | 4215245316700 | PERCUTANEOUS ENDOSCOPIC GASTROSTOMY (PEG) TUBE, INITIAL PLACEMENT KIT, PULL, ASSORTED SIZES | ENDOSCOPY CONSUMABLES SUPPLIES
5486 | 4215245317200 | KIT NANOHYBRID FLOWABLE COMPOSITE, AT LEAST 4 ASSORTED SHADES | DENTAL GENERAL SUPPLIES
5487 | 4215245317300 | BULK FILL NANOHYBRID COMPOSITE, ONE UNIVERSAL SHADE FOR POSTERIOR, HIGH DEPTH OF CURE UP TO 5 MM, NON STICKY, LOW VOLUMETRIC SHRINKAGE, HIGH FLEXURAL STRENGTH, HIGH COMPRESSIVE STRENGTH | DENTAL GENERAL SUPPLIES
5488 | 4215245317600 | FINISHING AND POLISHING POINTS FOR COMPOSITE RESTORATIONS, IMPREGNATED POLISHING INSTRUMENTS, SUITABLE FOR FINISHING, AND HIGH-GLOSS POLISHING OF ANTERIOR AND POSTERIOR DIRECT OR INDIRECT COMPOSITE RESTORATIONS | DENTAL GENERAL SUPPLIES
5489 | 4215245317700 | FINISHING AND POLISHING CUPS FOR COMPOSITE RESTORATIONS, IMPREGNATED POLISHING INSTRUMENTS, SUITABLE FOR FINISHING, AND HIGH-GLOSS POLISHING OF ANTERIOR AND POSTERIOR DIRECT OR INDIRECT COMPOSITE RESTORATIONS | DENTAL GENERAL SUPPLIES
5490 | 4215245317800 | FINISHING AND POLISHING DISCS FOR COMPOSITE RESTORATIONS, IMPREGNATED POLISHING INSTRUMENTS, SUITABLE FOR FINISHING, AND HIGH-GLOSS POLISHING OF ANTERIOR AND POSTERIOR DIRECT OR INDIRECT COMPOSITE RESTORATIONS | DENTAL GENERAL SUPPLIES
5491 | 4215245700100 | NON STAINING PREMIXED BIOACTIVE AND BIOCERAMIC MTA FOR ROOT AND PULP TREATMENT 1.2G OR 2.4G | DENTAL GENERAL SUPPLIES
5492 | 4215245700200 | POLYCARBOXYLATE CEMENT (POWDER TO BE USED WITH WATER) | DENTAL GENERAL SUPPLIES
5493 | 4215245700300 | GLASS IONOMER LUTING CEMENT KIT FAST SET | DENTAL GENERAL SUPPLIES
5494 | 4215245800400 | DIE STONE SEPARATOR MEDIUM FOR PINDIX.. | SUPPLEMENTARY DENTAL SUPPLIES
5495 | 4215245800500 | DIE SPACER 3 - 4 DIFFERENT GAUGES AND THINNER.. | SUPPLEMENTARY DENTAL SUPPLIES
5496 | 4215245800600 | DIE SPACER SILVER + THINNER.. | SUPPLEMENTARY DENTAL SUPPLIES
5497 | 4215245800700 | DIE SPACER GOLDEN + THINNER.. | SUPPLEMENTARY DENTAL SUPPLIES
5498 | 4215245801000 | SEPARATING MEDIUM LIQUID FOIL SUBSTITUTE FOR ACRYLIC RESINS 1 LITER BOTTLE. | SUPPLEMENTARY DENTAL SUPPLIES
5499 | 4215246200100 | DENTURE FIXATIVE CREAM 40 G | DENTAL GENERAL SUPPLIES
5500 | 4215246200200 | COMPLETE KIT. CHAIR SIDE SOFT DENTURE RELINE MATERIAL SOFT CONSISTENCY WITH IMPROVED FLOW RATE TO ACHIEVE PROPER THICKNESS PACK IN INJECTABLE CARTRIDGE | DENTAL GENERAL SUPPLIES
5501 | 4215246300600 | STICKY WAX ROD.. | SUPPLEMENTARY DENTAL SUPPLIES
5502 | 4215246300700 | DIPPING WAX SHREDDED APPROX. 150 - 200 G.. | SUPPLEMENTARY DENTAL SUPPLIES
5503 | 4215246300800 | UNDERCUT WAX MATERIAL.. | SUPPLEMENTARY DENTAL SUPPLIES
5504 | 4215246300900 | PATIENT PROTECTIVE WAX FOR BRACKETS TASTELESS PER STICK | DENTAL GENERAL SUPPLIES
5505 | 4215246432400 | TEMPORARY COPING MULTI-UNIT TITANIUM ABUTMENT WITH PROSTHETIC SCREW COMPATIBLE WITH NEOSS OR EQUIVALENT... | SUPPLEMENTARY DENTAL SUPPLIES
5506 | 4215246432600 | PROSTHETIC KIT CONTAINING: AUTOCLAVABLE PROSTHETIC TRAY DETACHABLE RATCHET SCREWDRIVERS AT LEAST 3 ASSORTED SIZES 1 MANUAL SCREWDRIVER TORQUE WRENCH 15-50 NCM COMPATIBLE WITH EACH HOSPITAL SYSTEM.. | SUPPLEMENTARY DENTAL SUPPLIES
5507 | 4215246432700 | LAB ANALOG FOR PRINTED MODEL NARROW DIAMETER (3.0 MM - 3.5 MM) COMPATIBLE WITH NEOSS OR EQUIVALENT... | SUPPLEMENTARY DENTAL SUPPLIES
5508 | 4215246432800 | LAB ANALOG FOR PRINTED MODEL MULTI UNIT ABUTMENT COMPATIBLE WITH NEOSS OR EQUIVALENT... | SUPPLEMENTARY DENTAL SUPPLIES
5509 | 4215246432900 | LAB ANALOG FOR PRINTED MODEL - DIAMETER (3.6 MM - 5.5 MM) COMPATIBLE WITH NEOSS OR EQUIVALENT... | SUPPLEMENTARY DENTAL SUPPLIES
5510 | 4215246433700 | ACCURATE ANALOG INSERTION SCREW COMPATIBLE WITH NEOSS OR EQUIVALENT... | SUPPLEMENTARY DENTAL SUPPLIES
5511 | 4215246433800 | ACCURATE ANALOG INSERTION PIN COMPATIBLE WITH NEOSS OR EQUIVALENT... | SUPPLEMENTARY DENTAL SUPPLIES
5512 | 4215246433900 | ACCURATE ANALOG DRIVER COMPATIBLE WITH NEOSS OR EQUIVALENT... | SUPPLEMENTARY DENTAL SUPPLIES
5513 | 4215246434000 | ACCESS IMPRESSION COPING 8MM AND REPLICA COMPATIBLE WITH NEOSS OR EQUIVALENT... | SUPPLEMENTARY DENTAL SUPPLIES
5514 | 4215246434100 | ABUTMENT COPING TITANIUM WITH PROSTHETIC SCREW COMPATIBLE WITH NEOSS OR EQUIVALENT... | SUPPLEMENTARY DENTAL SUPPLIES
5515 | 4215246434200 | ABUTMENT ANALOG COMPATIBLE WITH NEOSS OR EQUIVALENT... | SUPPLEMENTARY DENTAL SUPPLIES
5516 | 4215246434300 | ANALOG (REPLICA) FOR MULTIUNIT ZYGOMATIC IMPLANT TECHNIQUE : ASSORTED ANALOG LEVEL : ASSORTED.. | SUPPLEMENTARY DENTAL SUPPLIES
5517 | 4215246434400 | ANALOG FOR BONE LEVEL DENTAL IMPLANT DIAMETER: ASSORTED.-.. | SUPPLEMENTARY DENTAL SUPPLIES
5518 | 4215246434500 | ANALOG FOR TISSUE LEVEL DENTAL IMPLANT DIAMETER: ASSORTED.-.. | SUPPLEMENTARY DENTAL SUPPLIES
5519 | 4215246434600 | BONE LEVEL TITANIUM OR TITANIUM ALLOY DENTAL IMPLANT - TAPERED SURFACE: BIOACTIVE ROUGH DIAMETER: ASSORTED LENGTH: ASSORTED.. | SUPPLEMENTARY DENTAL SUPPLIES
5520 | 4215246434700 | BONE LEVEL TITANIUM DENTAL IMPLANT -STRAIGHT SURFACE: BIOACTIVE ROUGH DIAMETER: ASSORTED LENGTH: ASSORTED.. | SUPPLEMENTARY DENTAL SUPPLIES
5521 | 4215246434800 | COUNTERSINK OR PILOT DRILL FOR DENTAL IMPLANT SEMI-REUSABLE ASSORTED LENGTH AND DIAMETER.. | SUPPLEMENTARY DENTAL SUPPLIES
5522 | 4215246434900 | COVER SCREW FOR BONE LEVEL DENTAL IMPLANTTITANIUM OR TITANIUM ALLOY DIAMETER: ASSORTED.-.. | SUPPLEMENTARY DENTAL SUPPLIES
5523 | 4215246435000 | COVER SCREW FOR TISSUE LEVEL DENTAL IMPLANTTITANIUM OR TITANIUM ALLOY DIAMETER: ASSORTED.. | SUPPLEMENTARY DENTAL SUPPLIES
5524 | 4215246435100 | IMPLANT TWIST DRILL FOR DENTAL IMPLANT SEMI-REUSABLE ASSORTED LENGTH AND DIAMETER.. | SUPPLEMENTARY DENTAL SUPPLIES
5525 | 4215246435200 | HEALING CAP FOR MULTIUNIT ZYGOMATIC IMPLANTS DIAMETER :ASSORTED LENGTH : ASSORTED.. | SUPPLEMENTARY DENTAL SUPPLIES
5526 | 4215246435300 | IMPRESSION POST FOR BONE LEVEL DENTAL IMPLANT TYPE :PICK UP (OPEN TRAY) HEIGHT :ASSORTED DIAMETER :ASSORTED.-.. | SUPPLEMENTARY DENTAL SUPPLIES
5527 | 4215246435400 | IMPRESSION POST FOR BONE LEVEL DENTAL IMPLANT TYPE :TRANSFER (CLOSED TRAY) HEIGHT :ASSORTED DIAMETER :ASSORTED.-.. | SUPPLEMENTARY DENTAL SUPPLIES
5528 | 4215246435500 | IMPRESSION POST FOR TISSUE LEVEL DENTAL IMPLANT TYPE :PICK UP (OPEN TRAY) HEIGHT :ASSORTED DIAMETER :ASSORTED.-.. | SUPPLEMENTARY DENTAL SUPPLIES
5529 | 4215246435600 | IMPRESSION POST FOR TISSUE LEVEL DENTAL IMPLANT TYPE :TRANSFER (CLOSED TRAY) HEIGHT :ASSORTED DIAMETER :ASSORTED.-.. | SUPPLEMENTARY DENTAL SUPPLIES
5530 | 4215246435700 | INTRA ORAL SCAN BODY SIZE : ASSORTED.. | SUPPLEMENTARY DENTAL SUPPLIES
5531 | 4215246435800 | INTRA ORAL SCAN BODY FOR TISSUE LEVEL IMPLANT SIZE : ASSORTED.. | SUPPLEMENTARY DENTAL SUPPLIES
5532 | 4215246435900 | KIT FOR LOCATOR OVERDENTURE PROSTHETIC TOOLS.. | SUPPLEMENTARY DENTAL SUPPLIES
5533 | 4215246436000 | POINTED DRILL/LANCE PILOT FOR DENTAL IMPLANT SEMI-REUSABLE ASSORTED LENGTH AND DIAMETER.. | SUPPLEMENTARY DENTAL SUPPLIES
5534 | 4215246436100 | PROSTHETIC KIT FOR ZYGOMATIC IMPLANT.. | SUPPLEMENTARY DENTAL SUPPLIES
5535 | 4215246436200 | RETENTIVE INSERT FOR LOCATOR BONE LEVEL DENTAL IMPLANT STRENGTH: ASSORTED COMPATIBLE WITH EACH HOSPITAL SYSTEM.. | SUPPLEMENTARY DENTAL SUPPLIES
5536 | 4215246436300 | SCAN BODY FOR ZYGOMATIC IMPLANT.. | SUPPLEMENTARY DENTAL SUPPLIES
5537 | 4215246436400 | SCANNING SPARY FOR CAD/CAM.. | SUPPLEMENTARY DENTAL SUPPLIES
5538 | 4215246436500 | IMPLANT BONE TAPPING DRILLFOR DENTAL IMPLANT SEMI-REUSABLE ASSORTED LENGTH AND DIAMETER.. | SUPPLEMENTARY DENTAL SUPPLIES
5539 | 4215246436600 | TISSUE LEVEL TITANIUM DENTAL IMPLANT -STRAIGHT SURFACE: BIOACTIVE ROUGH DIAMETER : ASSORTED LENGTH :ASSORTED LENGTH.. | SUPPLEMENTARY DENTAL SUPPLIES
5540 | 4215246436700 | UNIVERSAL DENTAL IMPLANT SCREWDRIVER KIT STERILIZABLE CASSETTE/BOX CONSISTS OF TORQUE RATCHET AND AT LEAST 9 DIFFERENT LATCH TYPE SC = REWDRIVERS OF VARIABLE LENGTHS WITH MANUAL ADAPTOR.. | SUPPLEMENTARY DENTAL SUPPLIES
5541 | 4215246436800 | ZYGOMATIC IMPLANT SHAPE : ASSORTED DIAMETER :ASSORTED LENGTH : ASSORTED.. | SUPPLEMENTARY DENTAL SUPPLIES
5542 | 4215246436900 | "TITANIUM PREMILL ABUTMENTS WITH HEX CONNECTION BONE LEVEL INCLUDING SCREWS ASSORTED DIAMETERS DESIGNED FOR CAD/CAM MILLING SYSTEM COMPATIBLE WITH EACH HOSPITAL IMPLANT SYSTEM ".-.. | SUPPLEMENTARY DENTAL SUPPLIES
5543 | 4215246500100 | DENTAL HANDPIECE LUBRICANT SPRAY FOR MANUAL LUBRICATION: 1- UNIVERSAL SPRAY SUITABLE FOR TURBINE AND CONTRA-ANGLE HANDPIECES; 2- PRESSURIZED AEROSOL, NON-CFC; 3- CAN CAPACITY NOT LESS THAN 200 ML; 4- SUITABLE FOR ROUTINE CLEANING AND LUBRICATION OF DENTAL HANDPIECES. | DENTAL GENERAL SUPPLIES
5544 | 4215246500200 | ROOT CANAL LUBRICANT GLYCOL UREA PEROXIDE AND EDTA IN SPECIAL WATER SOLUBLE BASE GEL CONCENTRATION 17 - 20% EDTA 20 - 50 G ONE EACH (EA)=ONE (1) PACK | DENTAL GENERAL SUPPLIES
5545 | 4215246500600 | LUBRICANT WATER SOLUBLE 2 - 5 GM FOIL STERILE.. | SUPPLEMENTARY GEN.SUPPLIES NURS,BURN
5546 | 4215246500700 | LUBRICANT GEL SOLUBLE 110-150 GM TUBE STERILE.... | SUPPLEMENTARY GEN.SUPPLIES NURS,BURN
5547 | 4215246600100 | SILICONE MATERIAL FOR DISCLOSING AREAS OF POOR FIT OF PROTHESES (CROWNS AND FPDS) WHITE OR BLUE COLORED ODORLESS TASTELESS FAST SETTING (BASE AND CATALYST) WITH ACCESSORIES | DENTAL GENERAL SUPPLIES
5548 | 4215247000100 | ORTHODONTIC RESIN KIT COLORED CONTAINS THE FOLLOWING POWDER (CLEAR COLOR) COLORED MONOMER WITH AT LEAST 5 COLORS ONE OF THEM IS CLEAR COLOR.. | SUPPLEMENTARY DENTAL SUPPLIES
5549 | 4215247100200 | LIGHT CURE COMPOSITE WETTING RESIN, SYRINGE | DENTAL GENERAL SUPPLIES
5550 | 4215247400500 | UNIVERSAL MULTI - SURFACE PRIMER FOR ALL TYPES OF RESTORATIVE MATERIALS | DENTAL GENERAL SUPPLIES
5551 | 4215247400700 | NO-MIX BAND ADHESIVE. PRIMER ALLOWS ETCHING AND PRIME ENAMEL IN ONE SIMPLE STEP. ONE EACH (EA)=ONE (1) KIT | DENTAL GENERAL SUPPLIES
5552 | 4215247400900 | PASTE/ PASTE, RESIN MODIFIED GLASS IONOMER LUTING CEMENT, SELF-CURING AND TACK CURE OPTION FOR EASY CLEAN UP, RADIOPAQUE, WITH CONTINUOUS FLUORIDE RELEASING. INDICATED FOR PERMANENT CEMENTATION OF METAL-BASED, CERAMIC RESTORATIONS, AND ORTHODONTIC APPLIANCES, HIGH BOND STRENGTH, GREAT STAIN RESISTANCE. PACKED IN TUBE | DENTAL GENERAL SUPPLIES
5553 | 4215247401000 | RESIN-MODIFIED GLASS-IONOMER LUTING CEMENT, SELF-CURING, RADIOPAQUE, FLUORIDE-RELEASING, CAPSULE FORM, FOR PERMANENT CEMENTATION OF PFM, CERAMIC, RESIN CROWNS, BRIDGES, INLAY AND ONLAY | DENTAL GENERAL SUPPLIES
5554 | 4215247500200 | INVESTMENT MATERIAL FOR METAL FREE CERAMIC: SPEED BURN-OUT 100G WITH INVESTMENT LIQUID AND MEASURING CUP.. | SUPPLEMENTARY DENTAL SUPPLIES
5555 | 4215247500300 | INVESTMENT MATERIAL CARBON FREE PHOSPHATE BONDED WITH MEASURE TUBE RANGE OF 150 NON ASBESTOS LINER WITH LIQUID FOR CROWN AND BRIDGE FOR NON PRECIOUS CERAMIC ALLOYS.. | SUPPLEMENTARY DENTAL SUPPLIES
5556 | 4215247502500 | BLOCK FOR ALL CERAMIC GLASS-CERAMIC LITHIUM DISILICATE (LS2) CAD LT (LOW TRANSLUCENCY) SIZE B32 SHADE A3.5 COMPATIBLE WITH EACH HOSPITAL CONNECTOR.. | SUPPLEMENTARY DENTAL SUPPLIES
5557 | 4215247502600 | BLOCK FOR ALL CERAMIC GLASS-CERAMIC LITHIUM DISILICATE (LS2) CAD HT (HIGH TRANSLUCENCY) SIZE B40 SHADE D2 COMPATIBLE WITH EACH HOSPITAL CONNECTOR.. | SUPPLEMENTARY DENTAL SUPPLIES
5558 | 4215247502700 | BLOCK FOR ALL CERAMIC GLASS-CERAMIC LITHIUM DISILICATE (LS2) CAD HT (HIGH TRANSLUCENCY) SIZE B40 SHADE C2 COMPATIBLE WITH EACH HOSPITAL CONNECTOR.. | SUPPLEMENTARY DENTAL SUPPLIES
5559 | 4215247502800 | BLOCK FOR ALL CERAMIC GLASS-CERAMIC LITHIUM DISILICATE (LS2) CAD HT (HIGH TRANSLUCENCY) SIZE B40 SHADE C1 COMPATIBLE WITH EACH HOSPITAL CONNECTOR.. | SUPPLEMENTARY DENTAL SUPPLIES
5560 | 4215247502900 | BLOCK FOR ALL CERAMIC GLASS-CERAMIC LITHIUM DISILICATE (LS2) CAD HT (HIGH TRANSLUCENCY) SIZE B40 SHADE B2 COMPATIBLE WITH EACH HOSPITAL CONNECTOR.. | SUPPLEMENTARY DENTAL SUPPLIES
5561 | 4215247503000 | BLOCK FOR ALL CERAMIC GLASS-CERAMIC LITHIUM DISILICATE (LS2) CAD HT (HIGH TRANSLUCENCY) SIZE B40 SHADE B1 COMPATIBLE WITH EACH HOSPITAL CONNECTOR.. | SUPPLEMENTARY DENTAL SUPPLIES
5562 | 4215247503100 | BLOCK FOR ALL CERAMIC GLASS-CERAMIC LITHIUM DISILICATE (LS2) CAD HT (HIGH TRANSLUCENCY) SIZE B40 SHADE A3 COMPATIBLE WITH EACH HOSPITAL CONNECTOR.. | SUPPLEMENTARY DENTAL SUPPLIES
5563 | 4215247503200 | BLOCK FOR ALL CERAMIC GLASS-CERAMIC LITHIUM DISILICATE (LS2) CAD HT (HIGH TRANSLUCENCY) SIZE B40 SHADE A2 COMPATIBLE WITH EACH HOSPITAL CONNECTOR.. | SUPPLEMENTARY DENTAL SUPPLIES
5564 | 4215247503300 | BLOCK FOR ALL CERAMIC GLASS-CERAMIC LITHIUM DISILICATE (LS2) CAD HT (HIGH TRANSLUCENCY) SIZE B40 SHADE A1 COMPATIBLE WITH EACH HOSPITAL CONNECTOR.. | SUPPLEMENTARY DENTAL SUPPLIES
5565 | 4215247503400 | BLOCK FOR ALL CERAMIC GLASS-CERAMIC LITHIUM DISILICATE (LS2) CAD MO (MEDIUM OPACITY) SIZE C14 SHADE MO4 OR EQUIVALENT COMPATIBLE WITH EACH HOSPITAL CONNECTOR.. | SUPPLEMENTARY DENTAL SUPPLIES
5566 | 4215247503500 | BLOCK FOR ALL CERAMIC GLASS-CERAMIC LITHIUM DISILICATE (LS2) CAD MO (MEDIUM OPACITY) SIZE C14 SHADE MO3 OR EQUIVALENT COMPATIBLE WITH EACH HOSPITAL CONNECTOR.. | SUPPLEMENTARY DENTAL SUPPLIES
5567 | 4215247503600 | BLOCK FOR ALL CERAMIC GLASS-CERAMIC LITHIUM DISILICATE (LS2) CAD MO (MEDIUM OPACITY) SIZE C14 SHADE MO2 OR EQUIVALENT COMPATIBLE WITH EACH HOSPITAL CONNECT.. | SUPPLEMENTARY DENTAL SUPPLIES
5568 | 4215247503700 | BLOCK FOR ALL CERAMIC GLASS-CERAMIC LITHIUM DISILICATE (LS2) CAD MO (MEDIUM OPACITY) SIZE C14 SHADE MO1 OR EQUIVALENT COMPATIBLE WITH EACH HOSPITAL CONNECTOR.. | SUPPLEMENTARY DENTAL SUPPLIES
5569 | 4215247503800 | BLOCK FOR ALL CERAMIC GLASS-CERAMIC LITHIUM DISILICATE (LS2) CAD SIZE C14 SHADE OPAL2 OR EQUIVALENT COMPATIBLE WITH EACH HOSPITAL CONNECTOR.. | SUPPLEMENTARY DENTAL SUPPLIES
5570 | 4215247503900 | BLOCK FOR ALL CERAMIC GLASS-CERAMIC LITHIUM DISILICATE (LS2) CAD SIZE C14 SHADE OPAL1 OR EQUIVALENT COMPATIBLE WITH EACH HOSPITAL CONNECTOR.. | SUPPLEMENTARY DENTAL SUPPLIES
5571 | 4215247504000 | BLOCK FOR ALL CERAMIC GLASS-CERAMIC (LEUCITE BASED GLASS CERAMIC) CAD HT (HIGH TRANSLUCENCY) SIZE B40L SHADE A1COMPATIBLE WITH EACH HOSPITAL CONNECTOR.. | SUPPLEMENTARY DENTAL SUPPLIES
5572 | 4215247504700 | DENTAL TOOL COBALT-CHROMIUM / TITANIUM BLUE T3.0C FOR MILLING MACHINE DRILL - COMPATIBLE WITH HOSPITAL MACHINE.. | SUPPLEMENTARY DENTAL SUPPLIES
5573 | 4215247504800 | DENTAL TOOL COBALT-CHROMIUM / TITANIUM BLUE 3.0C FOR MILLING MACHINE DRILL - COMPATIBLE WITH HOSPITAL MACHINE.. | SUPPLEMENTARY DENTAL SUPPLIES
5574 | 4215247509500 | STAINLESS STEEL ROUND WIRE SIZE 0 020 20/STRAIGHT (20 / TUBE).. | SUPPLEMENTARY DENTAL SUPPLIES
5575 | 4215247509600 | STAINLESS STEEL ROUND WIRE SIZE 0 025 20/STRAIGHT (20 / TUBE).. | SUPPLEMENTARY DENTAL SUPPLIES
5576 | 4215247509700 | STAINLESS STEEL ROUND WIRE SIZE 0 028 20/STRAIGHT (20 / TUBE).. | SUPPLEMENTARY DENTAL SUPPLIES
5577 | 4215247509800 | STAINLESS STEEL ROUND WIRE SIZE 0 030 20/STRAIGHT (20 / TUBE).. | SUPPLEMENTARY DENTAL SUPPLIES
5578 | 4215247509900 | STAINLESS STEEL ROUND WIRE SIZE 0 032 20/STRAIGHT (20 / TUBE).. | SUPPLEMENTARY DENTAL SUPPLIES
5579 | 4215247510000 | STAINLESS STEEL ROUND WIRE SIZE 0 036 20/STRAIGHT (20 / TUBE).. | SUPPLEMENTARY DENTAL SUPPLIES
5580 | 4215247510100 | STAINLESS STEEL ROUND WIRE SIZE 0 040 20/STRAIGHT (20 / TUBE)... | SUPPLEMENTARY DENTAL SUPPLIES
5581 | 4215247510200 | FAN -TYPE RAPID EXPANDER 9MM BONDED WITH ACRYLIC.. | SUPPLEMENTARY DENTAL SUPPLIES
5582 | 4215247510300 | DENTAL HYRAX EXPANSION STRAIGHT SCREWS SOLDERED 4 ARMS 10MM.. | SUPPLEMENTARY DENTAL SUPPLIES
5583 | 4215247510400 | DENTAL TWO STAGE EXPANSION SCREWS.. | SUPPLEMENTARY DENTAL SUPPLIES
5584 | 4215247510500 | DENTAL MAXILLARY EXPANDER SIZE 8MM.. | SUPPLEMENTARY DENTAL SUPPLIES
5585 | 4215247510700 | DENTAL LATHAM APPLIANCE.. | SUPPLEMENTARY DENTAL SUPPLIES
5586 | 4215247511500 | SILICONE RING WITH BASE FORMER 200G FOR ALL CERAMIC SYSTEM.. | SUPPLEMENTARY DENTAL SUPPLIES
5587 | 4215247511600 | DIVESTING LIQUID 1 L FOR ALL CERAMIC SYSTEM.. | SUPPLEMENTARY DENTAL SUPPLIES
5588 | 4215247512700 | BLOCK FOR ALL CERAMIC GLASS-CERAMIC LITHIUM DISILICATE (LS2) CAD LT (LOW TRANSLUCENCY) SIZE C14 SHADE A3.5 COMPATIBLE WITH EACH HOSPITAL CONNECTOR.. | SUPPLEMENTARY DENTAL SUPPLIES
5589 | 4215247512800 | BLOCK FOR ALL CERAMIC GLASS-CERAMIC LITHIUM DISILICATE (LS2) CAD LT (LOW TRANSLUCENCY) SIZE C14 SHADE BL1 COMPATIBLE WITH EACH HOSPITAL CONNECTOR.. | SUPPLEMENTARY DENTAL SUPPLIES
5590 | 4215247512900 | BLOCK FOR ALL CERAMIC GLASS-CERAMIC LITHIUM DISILICATE (LS2) CAD LT (LOW TRANSLUCENCY) SIZE C14 SHADE BL2 COMPATIBLE WITH EACH HOSPITAL CONNECTOR.. | SUPPLEMENTARY DENTAL SUPPLIES
5591 | 4215247513000 | BLOCK FOR ALL CERAMIC GLASS-CERAMIC LITHIUM DISILICATE (LS2) CAD LT (LOW TRANSLUCENCY) SIZE C14 SHADE BL3 COMPATIBLE WITH EACH HOSPITAL CONNECTOR.. | SUPPLEMENTARY DENTAL SUPPLIES
5592 | 4215247513100 | BLOCK FOR ALL CERAMIC GLASS-CERAMIC LITHIUM DISILICATE (LS2) CAD LT (LOW TRANSLUCENCY) SIZE C14 SHADE BL4 COMPATIBLE WITH EACH HOSPITAL CONNECTOR.. | SUPPLEMENTARY DENTAL SUPPLIES
5593 | 4215247513200 | BLOCK FOR ALL CERAMIC GLASS-CERAMIC LITHIUM DISILICATE (LS2) CAD LT (LOW TRANSLUCENCY) SIZE B32 SHADE BL2 COMPATIBLE WITH EACH HOSPITAL CONNECTOR.. | SUPPLEMENTARY DENTAL SUPPLIES
5594 | 4215247513400 | BLOCK FOR ALL CERAMIC GLASS-CERAMIC LITHIUM DISILICATE (LS2) CAD HT (HIGH TRANSLUCENCY) SIZE C14 SHADE BL1 COMPATIBLE WITH EACH HOSPITAL CONNECTOR.. | SUPPLEMENTARY DENTAL SUPPLIES
5595 | 4215247513800 | BLOCK FOR ALL CERAMIC GLASS-CERAMIC LITHIUM DISILICATE (LS2) CAD MO (MEDIUM OPACITY) SIZE C14 SHADE MO0 OR EQUIVALENT COMPATIBLE WITH EACH HOSPITAL CONNECTOR.. | SUPPLEMENTARY DENTAL SUPPLIES
5596 | 4215247514000 | INGOTS GLASS-CERAMIC 'LITHIUM DISILICATE' PRESS LT (LOW TRANSLUCENCY) SHADE A3.5.. | SUPPLEMENTARY DENTAL SUPPLIES
5597 | 4215247514100 | INGOTS GLASS-CERAMIC 'LITHIUM DISILICATE' PRESS LT (LOW TRANSLUCENCY) SHADE C2.. | SUPPLEMENTARY DENTAL SUPPLIES
5598 | 4215247514200 | INGOTS GLASS-CERAMIC 'LITHIUM DISILICATE' PRESS LT (LOW TRANSLUCENCY) SHADE D3.. | SUPPLEMENTARY DENTAL SUPPLIES
5599 | 4215247514300 | INGOTS GLASS-CERAMIC 'LITHIUM DISILICATE' PRESS LT (LOW TRANSLUCENCY) SHADE BL2.. | SUPPLEMENTARY DENTAL SUPPLIES
5600 | 4215247514400 | INGOTS GLASS-CERAMIC 'LITHIUM DISILICATE' PRESS LT (LOW TRANSLUCENCY) SHADE BL4.. | SUPPLEMENTARY DENTAL SUPPLIES
5601 | 4215247514900 | MOUTHGUARD SHEET HARD MATERIAL ROUND CLEAR DIAMETER 125 MM THICKNESS 1.0 MM (+/- 0.2).. | SUPPLEMENTARY DENTAL SUPPLIES
5602 | 4215247515000 | MOUTHGUARD SHEET HARD MATERIAL ROUND CLEAR DIAMETER 125 MM THICKNESS 2.0 MM (+/- 0.2).. | SUPPLEMENTARY DENTAL SUPPLIES
5603 | 4215247515100 | MOUTHGUARD SHEET SOFT MATERIAL ROUND CLEAR DIAMETER 125 MM THICKNESS 2.0 MM (+/- 0.2).. | SUPPLEMENTARY DENTAL SUPPLIES
5604 | 4215247515300 | MOUTHGUARD SHEET SOFT MATERIAL ROUND CLEAR DIAMETER 125 MM THICKNESS 1.0 MM (+/- 0.2).. | SUPPLEMENTARY DENTAL SUPPLIES
5605 | 4215247515400 | FLUX FOR ORTHO SOLDERING.. | SUPPLEMENTARY DENTAL SUPPLIES
5606 | 4215247604100 | 3D DIMENSIONAL ENDO RETREATMENT SET TRIANGULAR CROSS SECTION WITH SPECIAL BOOSTER TIP LENGTH 21 MM (DR1 10% NO. 40 LENGTH 15 MM + XP SHAPER FILE NO.30 LENGTH 21 MM + XP FINISHER R FILE NO.30 LENGTH 21 MM | DENTAL GENERAL SUPPLIES
5607 | 4215247604200 | 3D DIMENSIONAL ENDO RETREATMENT SET TRIANGULAR CROSS SECTION WITH SPECIAL BOOSTER TIP LENGTH 25 MM (DR1 10% NO. 40 LENGTH 15 MM + XP SHAPER FILE NO.30 LENGTH 25 MM + XP FINISHER R FILE NO.30 LENGTH 25 MM | DENTAL GENERAL SUPPLIES
5608 | 4215247604300 | NICKEL TITANIUM ROTARY FILE REVERSE HELIX SEMI - ACTIVE AND MODIFIED GUIDING TIP OFFSET PARALLELOGRAM - SHAPED CROSS - SECTION VARIABLE TAPER NEW SUPERMETAL TECHNOLOGY (GOLD - WIRE) UNIQUE UNEQUAL BIDIRECTIONAL RECIPROCATION MOVEMENT. LARGE (WHITE 45/05) LENGTH 21 MM. 6/PACK ONE EACH (EA)=ONE (1) PACK | DENTAL GENERAL SUPPLIES
5609 | 4215247604400 | NICKEL TITANIUM ROTARY FILE REVERSE HELIX SEMI - ACTIVE AND MODIFIED GUIDING TIP OFFSET PARALLELOGRAM - SHAPED CROSS - SECTION VARIABLE TAPER NEW SUPERMETAL TECHNOLOGY (GOLD - WIRE) UNIQUE UNEQUAL BIDIRECTIONAL RECIPROCATION MOVEMENT. LARGE (WHITE 45/05) LENGTH 25 MM. 6/PACK ONE EACH (EA)=ONE (1) PACK | DENTAL GENERAL SUPPLIES
5610 | 4215247604500 | NICKEL TITANIUM ROTARY FILE REVERSE HELIX SEMI - ACTIVE AND MODIFIED GUIDING TIP OFFSET PARALLELOGRAM - SHAPED CROSS - SECTION VARIABLE TAPER NEW SUPERMETAL TECHNOLOGY (GOLD - WIRE) UNIQUE UNEQUAL BIDIRECTIONAL RECIPROCATION MOVEMENT. LARGE (WHITE 45/05) LENGTH 31 MM. 6/PACK ONE EACH (EA)=ONE (1) PACK | DENTAL GENERAL SUPPLIES
5611 | 4215247604600 | NICKEL TITANIUM ROTARY FILE REVERSE HELIX SEMI - ACTIVE AND MODIFIED GUIDING TIP OFFSET PARALLELOGRAM - SHAPED CROSS - SECTION VARIABLE TAPER NEW SUPERMETAL TECHNOLOGY (GOLD - WIRE) UNIQUE UNEQUAL BIDIRECTIONAL RECIPROCATION MOVEMENT. MEDIUM (GREEN 35/06) LENGTH 21 MM. 6/PACK ONE EACH (EA)=ONE (1) PACK | DENTAL GENERAL SUPPLIES
5612 | 4215247604700 | NICKEL TITANIUM ROTARY FILE REVERSE HELIX SEMI - ACTIVE AND MODIFIED GUIDING TIP OFFSET PARALLELOGRAM - SHAPED CROSS - SECTION VARIABLE TAPER NEW SUPERMETAL TECHNOLOGY (GOLD - WIRE) UNIQUE UNEQUAL BIDIRECTIONAL RECIPROCATION MOVEMENT. MEDIUM (GREEN 35/06) LENGTH 25 MM. 6/PACK ONE EACH (EA)=ONE (1) PACK | DENTAL GENERAL SUPPLIES
5613 | 4215247604800 | NICKEL TITANIUM ROTARY FILE REVERSE HELIX SEMI - ACTIVE AND MODIFIED GUIDING TIP OFFSET PARALLELOGRAM - SHAPED CROSS - SECTION VARIABLE TAPER NEW SUPERMETAL TECHNOLOGY (GOLD - WIRE) UNIQUE UNEQUAL BIDIRECTIONAL RECIPROCATION MOVEMENT. MEDIUM (GREEN 35/06) LENGTH 31 MM. 6/PACK ONE EACH (EA)=ONE (1) PACK | DENTAL GENERAL SUPPLIES
5614 | 4215247605000 | NICKEL TITANIUM ROTARY FILE REVERSE HELIX SEMI - ACTIVE AND MODIFIED GUIDING TIP OFFSET PARALLELOGRAM - SHAPED CROSS - SECTION VARIABLE TAPER NEW SUPERMETAL TECHNOLOGY (GOLD - WIRE) UNIQUE UNEQUAL BIDIRECTIONAL RECIPROCATION MOVEMENT. SIZES ASSORTED (SMALL PRIMARY MEDIUM AND LARGE) LENGTH 21MM ONE EACH (EA)=ONE (1) PACK | DENTAL GENERAL SUPPLIES
5615 | 4215247605100 | NICKEL TITANIUM ROTARY FILE REVERSE HELIX SEMI - ACTIVE AND MODIFIED GUIDING TIP OFFSET PARALLELOGRAM - SHAPED CROSS - SECTION VARIABLE TAPER NEW SUPERMETAL TECHNOLOGY (GOLD - WIRE) UNIQUE UNEQUAL BIDIRECTIONAL RECIPROCATION MOVEMENT. SIZES ASSORTED (SMALL PRIMARY MEDIUM AND LARGE) LENGTH 31MM ONE EACH (EA)=ONE (1) PACK | DENTAL GENERAL SUPPLIES
5616 | 4215247605200 | MODULE ENDO UPPER LEFT POSTERIOR ARCH FOR ENDO TRAINING MISSING TOOTH 25 AND 26. | SUPPLEMENTARY DENTAL SUPPLIES
5617 | 4215247605300 | MODULE ENDO UPPER ANTERIOR ARCH FOR ENDO TRAINING MISSING TOOTH 11-12-21-22 | SUPPLEMENTARY DENTAL SUPPLIES
5618 | 4215247605400 | MODULE ENDO LOWER ANTERIOR ARCH FOR ENDO TRAINING MISSING TOOTH 41 31 32 33. | SUPPLEMENTARY DENTAL SUPPLIES
5619 | 4215247605500 | MODULE ENDO LOWER RIGHT POSTERIOR ARCH FOR ENDO TRAINING MISSING TOOTH 45 46. | SUPPLEMENTARY DENTAL SUPPLIES
5620 | 4215247605600 | MODULE ENDO UPPER RIGHT POSTERIOR ARCH FOR ENDO TRAINING MISSING TOOTH 15 AND 16. | SUPPLEMENTARY DENTAL SUPPLIES
5621 | 4215247605700 | FIXING GEL SYRINGE WITH MIXING TIPS FOR ENDO MODULE. | SUPPLEMENTARY DENTAL SUPPLIES
5622 | 4215247605800 | MODULE ENDO LOWER LEFT POSTERIOR ARCH FOR ENDO TRAINING MISSING TOOTH 35 36. | SUPPLEMENTARY DENTAL SUPPLIES
5623 | 4215247701800 | GUTTA PERCHA SINGLE CARTRIDGE CALAMUS, GAUGE 25G, 10/BOX | DENTAL GENERAL SUPPLIES
5624 | 4215247702300 | GUTTA PERCHA BAR FOR DENTAL ENDODONTIC OBTURA II SYSTEM. | DENTAL GENERAL SUPPLIES
5625 | 4215247702600 | GUTTA PERCHA SOLVENT, CHLOROFORM, DISPENSED IN DARK BOTTLE | DENTAL GENERAL SUPPLIES
5626 | 4215247703000 | GUTTA PERCHA POINTS RADIO - OPAQUE STANDARDIZED SIZE 40/0.06 80 - 120/BOX ONE EACH (EA)=ONE (1) PACK | DENTAL GENERAL SUPPLIES
5627 | 4215247703200 | GUTTA PERCHA POINTS VARIABLE TAPER DESIGNED TO MATCH WITH ROTARY SYSTEM SIZE X3 ONE EACH (EA)=ONE (1) PACK | DENTAL GENERAL SUPPLIES
5628 | 4215247704800 | GUTTA PERCHA POINTS RADIO - OPAQUE STANDARDIZED SIZE 30/0.02 80 - 120/BOX ONE EACH (EA)=ONE (1) PACK | DENTAL GENERAL SUPPLIES
5629 | 4215247704900 | GUTTA PERCHA POINTS RADIO - OPAQUE STANDARDIZED SIZE 35/0.02 80 - 120/BOX ONE EACH (EA)=ONE (1) PACK | DENTAL GENERAL SUPPLIES
5630 | 4215247705000 | GUTTA PERCHA POINTS RADIO - OPAQUE STANDARDIZED SIZE 45/0.02 80 - 120/BOX ONE EACH (EA)=ONE (1) PACK | DENTAL GENERAL SUPPLIES
5631 | 4215247705100 | GUTTA PERCHA POINTS RADIO - OPAQUE STANDARDIZED SIZE 50/0.02 80 - 120/BOX ONE EACH (EA)=ONE (1) PACK | DENTAL GENERAL SUPPLIES
5632 | 4215247705200 | GUTTA PERCHA POINTS RADIO - OPAQUE STANDARDIZED SIZE 60/0.02 80 - 120/BOX ONE EACH (EA)=ONE (1) PACK | DENTAL GENERAL SUPPLIES
5633 | 4215247705300 | GUTTA PERCHA POINTS RADIO - OPAQUE STANDARDIZED SIZE 70/0.02 80 - 120/BOX ONE EACH (EA)=ONE (1) PACK | DENTAL GENERAL SUPPLIES
5634 | 4215247705400 | GUTTA PERCHA POINTS RADIO - OPAQUE STANDARDIZED SIZE 80/0.02 80 - 120/BOX ONE EACH (EA)=ONE (1) PACK | DENTAL GENERAL SUPPLIES
5635 | 4215247705500 | GUTTA PERCHA POINTS RADIO - OPAQUE STANDARDIZED SIZE 90/0.02 80 - 120/BOX ONE EACH (EA)=ONE (1) PACK | DENTAL GENERAL SUPPLIES
5636 | 4215247705600 | GUTTA PERCHA POINTS RADIO - OPAQUE STANDARDIZED SIZE 90 - 140/0.02 80 - 120/BOX ONE EACH (EA)=ONE (1) PACK | DENTAL GENERAL SUPPLIES
5637 | 4215247705700 | GUTTA PERCHA POINTS RADIO - OPAQUE STANDARDIZED SIZE 15/0.04 80 - 120/BOX ONE EACH (EA)=ONE (1) PACK | DENTAL GENERAL SUPPLIES
5638 | 4215247705800 | GUTTA PERCHA POINTS RADIO - OPAQUE STANDARDIZED SIZE 20/0.04 80 - 120/BOX ONE EACH (EA)=ONE (1) PACK | DENTAL GENERAL SUPPLIES
5639 | 4215247705900 | GUTTA PERCHA POINTS RADIO - OPAQUE STANDARDIZED SIZE 25/0.04 80 - 120/BOX ONE EACH (EA)=ONE (1) PACK | DENTAL GENERAL SUPPLIES
5640 | 4215247706000 | GUTTA PERCHA POINTS RADIO - OPAQUE STANDARDIZED SIZE 50/0.04 80 - 120/BOX ONE EACH (EA)=ONE (1) PACK | DENTAL GENERAL SUPPLIES
5641 | 4215247706100 | GUTTA PERCHA POINTS RADIO - OPAQUE STANDARDIZED SIZE 55/0.04 80 - 120/BOX ONE EACH (EA)=ONE (1) PACK | DENTAL GENERAL SUPPLIES
5642 | 4215247706200 | GUTTA PERCHA POINTS RADIO - OPAQUE STANDARDIZED SIZE 70/0.04 80 - 120/BOX ONE EACH (EA)=ONE (1) PACK | DENTAL GENERAL SUPPLIES
5643 | 4215247706300 | GUTTA PERCHA POINTS RADIO - OPAQUE STANDARDIZED SIZE 80/0.04 80 - 120/BOX ONE EACH (EA)=ONE (1) PACK | DENTAL GENERAL SUPPLIES
5644 | 4215247706400 | GUTTA PERCHA POINTS RADIO - OPAQUE STANDARDIZED SIZE 90/0.04 80 - 120/BOX ONE EACH (EA)=ONE (1) PACK | DENTAL GENERAL SUPPLIES
5645 | 4215247706500 | GUTTA PERCHA POINTS RADIO - OPAQUE STANDARDIZED SIZE 45 - 90/0.04 80 - 120/BOX ONE EACH (EA)=ONE (1) PACK | DENTAL GENERAL SUPPLIES
5646 | 4215247706600 | GUTTA PERCHA POINTS RADIO - OPAQUE STANDARDIZED SIZE 20/0.06 80 - 120/BOX ONE EACH (EA)=ONE (1) PACK | DENTAL GENERAL SUPPLIES
5647 | 4215247706700 | GUTTA PERCHA POINTS RADIO - OPAQUE STANDARDIZED SIZE 25/0.06 80 - 120/BOX ONE EACH (EA)=ONE (1) PACK | DENTAL GENERAL SUPPLIES
5648 | 4215247706800 | GUTTA PERCHA POINTS RADIO - OPAQUE NON - STANDARDIZED SIZE FINE 80 - 120/BOX ONE EACH (EA)=ONE (1) PACK | DENTAL GENERAL SUPPLIES
5649 | 4215247706900 | GUTTA PERCHA POINTS RADIO - OPAQUE NON - STANDARDIZED SIZE FINE - FINE 80 - 120/BOX ONE EACH (EA)=ONE (1) PACK | DENTAL GENERAL SUPPLIES
5650 | 4215247707000 | GUTTA PERCHA POINTS RADIO - OPAQUE NON - STANDARDIZED SIZE X-FINE 80 - 120/BOX ONE EACH (EA)=ONE (1) PACK | DENTAL GENERAL SUPPLIES
5651 | 4215247707100 | GUTTA PERCHA POINTS RADIO - OPAQUE NON - STANDARDIZED SIZE MEDIUM 80 - 120/BOX ONE EACH (EA)=ONE (1) PACK | DENTAL GENERAL SUPPLIES
5652 | 4215247707200 | GUTTA PERCHA POINTS RADIO - OPAQUE NON - STANDARDIZED SIZE MEDIUM - LARGE 80 - 120/BOX ONE EACH (EA)=ONE (1) PACK | DENTAL GENERAL SUPPLIES
5653 | 4215247707400 | OBTURATION CARTRIDGES GUTTA PERCHA EACH 3 PACK CONTAINS 1. GAUGE 23 (MEDIUM BODY) 2. GAUGE 23 (HEAVY BODY) 3. GAUGE 25 (LIGHT BODY) | DENTAL GENERAL SUPPLIES
5654 | 4215247707500 | GUTTA PERCHA POINTS RADIO - OPAQUE STANDARDIZED SIZE 40/0.04 80 - 120/BOX ONE EACH (EA)=ONE (1) PACK | DENTAL GENERAL SUPPLIES
5655 | 4215247707600 | CALAMUS SINGLE CARTRIDGE GUTTA PERCHA GAUGE 20 G 10/BOX ONE EACH (EA)=ONE (1) PACK | DENTAL GENERAL SUPPLIES
5656 | 4215247707700 | GUTTA PERCHA POINTS RADIO - OPAQUE STANDARDIZED SIZE 30/0.04 80 - 120/BOX ONE EACH (EA)=ONE (1) PACK | DENTAL GENERAL SUPPLIES
5657 | 4215247707800 | CALAMUS SINGLE CARTRIDGE GUTTA PERCHA GAUGE 23 G 10/BOX ONE EACH (EA)=ONE (1) PACK | DENTAL GENERAL SUPPLIES
5658 | 4215247707900 | GUTTA PERCHA POINTS, RADIO - OPAQUE, DESIGNED TO MATCH WITH ROTARY SYSTEM, SIZE F4, (60 - 120/BOX) | DENTAL GENERAL SUPPLIES
5659 | 4215247708000 | GUTTA PERCHA POINTS, RADIO - OPAQUE, DESIGNED TO MATCH WITH ROTARY SYSTEM, SIZE F3, (60 - 120/BOX) | DENTAL GENERAL SUPPLIES
5660 | 4215247708100 | GUTTA PERCHA POINTS, RADIO - OPAQUE, DESIGNED TO MATCH WITH ROTARY SYSTEM, SIZE F2, (60 - 120/BOX) | DENTAL GENERAL SUPPLIES
5661 | 4215247708200 | GUTTA PERCHA POINTS RADIO - OPAQUE STANDARDIZED SIZE 45 - 80/0.02 80 - 120/BOX ONE EACH (EA)=ONE (1) PACK | DENTAL GENERAL SUPPLIES
5662 | 4215247708300 | GUTTA PERCHA POINTS RADIO - OPAQUE STANDARDIZED SIZE 45/0.06 80 - 120/BOX ONE EACH (EA)=ONE (1) PACK | DENTAL GENERAL SUPPLIES
5663 | 4215247708400 | GUTTA PERCHA POINTS RADIO - OPAQUE STANDARDIZED SIZE 45/0.04 80 - 120/BOX ONE EACH (EA)=ONE (1) PACK | DENTAL GENERAL SUPPLIES
5664 | 4215247708500 | GUTTA PERCHA POINTS RADIO - OPAQUE STANDARDIZED SIZE 40/0.02 80 - 120/BOX ONE EACH (EA)=ONE (1) PACK | DENTAL GENERAL SUPPLIES
5665 | 4215247708600 | GUTTA PERCHA POINTS RADIO - OPAQUE STANDARDIZED SIZE 35/0.06 80 - 120/BOX ONE EACH (EA)=ONE (1) PACK | DENTAL GENERAL SUPPLIES
5666 | 4215247708700 | GUTTA PERCHA POINTS RADIO - OPAQUE STANDARDIZED SIZE 35/0.04 80 - 120/BOX ONE EACH (EA)=ONE (1) PACK | DENTAL GENERAL SUPPLIES
5667 | 4215247708800 | GUTTA PERCHA POINTS RADIO - OPAQUE STANDARDIZED SIZE 30/0.06 80 - 120/BOX ONE EACH (EA)=ONE (1) PACK | DENTAL GENERAL SUPPLIES
5668 | 4215247708900 | GUTTA PERCHA POINTS RADIO - OPAQUE STANDARDIZED SIZE 25/0.02 80 - 120/BOX ONE EACH (EA)=ONE (1) PACK | DENTAL GENERAL SUPPLIES
5669 | 4215247709000 | GUTTA PERCHA POINTS RADIO - OPAQUE STANDARDIZED SIZE 20/0.02 80 - 120/BOX ONE EACH (EA)=ONE (1) PACK | DENTAL GENERAL SUPPLIES
5670 | 4215247709100 | GUTTA PERCHA POINTS RADIO - OPAQUE STANDARDIZED SIZE 15/0.02 80 - 120/BOX ONE EACH (EA)=ONE (1) PACK | DENTAL GENERAL SUPPLIES
5671 | 4215247709200 | GUTTA PERCHA POINTS RADIO - OPAQUE NON - STANDARDIZED SIZE MEDIUM - FINE 80 - 120/BOX ONE EACH (EA)=ONE (1) PACK | DENTAL GENERAL SUPPLIES
5672 | 4215247709300 | GUTTA PERCHA POINTS RADIO - OPAQUE NON - STANDARDIZED SIZE LARGE 80 - 120/BOX ONE EACH (EA)=ONE (1) PACK | DENTAL GENERAL SUPPLIES
5673 | 4215247709400 | GUTTA PERCHA POINTS RADIO - OPAQUE NON - STANDARDIZED SIZE FINE - MEDIUM 80 - 120/BOX ONE EACH (EA)=ONE (1) PACK | DENTAL GENERAL SUPPLIES
5674 | 4215247709500 | GUTTA PERCHA POINTS RADIO - OPAQUE STANDARDIZED SIZE 60/0.04 80 - 120/BOX ONE EACH (EA)=ONE (1) PACK | DENTAL GENERAL SUPPLIES
5675 | 4215247710900 | GUTTA PERCHA POINTS, RADIO - OPAQUE, DESIGNED TO MATCH WITH ROTARY SYSTEM, SIZE F1, (60 - 120/BOX) | DENTAL GENERAL SUPPLIES
5676 | 4215247711100 | GUTTA-PERCHA POINTS DESIGNED TO MATCH WITH RECIPROCATING SYSTEM ASSORTED ( SMALL PRIMARY MEDIUM AND LARGE) ONE EACH (EA)=ONE (1) PACK | DENTAL GENERAL SUPPLIES
5677 | 4215247711300 | GUTTA-PERCHA POINTS DESIGNED TO MATCH WITH RECIPROCATING SYSTEM LARGE SIZE ONE EACH (EA)=ONE (1) PACK | DENTAL GENERAL SUPPLIES
5678 | 4215247711400 | GUTTA-PERCHA POINTS DESIGNED TO MATCH WITH RECIPROCATING SYSTEM MEDIUM SIZE ONE EACH (EA)=ONE (1) PACK | DENTAL GENERAL SUPPLIES
5679 | 4215247711500 | GUTTA-PERCHA POINTS DESIGNED TO MATCH WITH RECIPROCATING SYSTEM PRIMARY SIZE ONE EACH (EA)=ONE (1) PACK | DENTAL GENERAL SUPPLIES
5680 | 4215247711600 | GUTTA-PERCHA POINTS DESIGNED TO MATCH WITH RECIPROCATING SYSTEM SMALL SIZE ONE EACH (EA)=ONE (1) PACK | DENTAL GENERAL SUPPLIES
5681 | 4215247711900 | GUTTA PERCHA POINTS RADIO - OPAQUE STANDARDIZED SIZE 15 - 40/0.06 80 - 120/BOX ONE EACH (EA) = ONE (1) PACK | DENTAL GENERAL SUPPLIES
5682 | 4215247712000 | GUTTA PERCHA POINTS RADIO - OPAQUE STANDARDIZED SIZE 15/0.06 80 - 120/BOX ONE EACH (EA) = ONE (1) PACK | DENTAL GENERAL SUPPLIES
5683 | 4215247900100 | CHROME COBALT ALLOY NICKEL AND BERYLLIUM FREE 1 KG.. | SUPPLEMENTARY DENTAL SUPPLIES
5684 | 4215247900300 | GOLD CHAIN WITH BONDABLE EYELET FOR CANINE TRACTION ONE EACH (EA)=ONE (1) PACK | DENTAL GENERAL SUPPLIES
5685 | 4215247900400 | NON - PRECIOUS ALLOY FOR METAL TO CERAMIC WORK BERYLLIUM FREE 1 KG.. | SUPPLEMENTARY DENTAL SUPPLIES
5686 | 4215247900500 | BLASTING MATERIAL ALUMINUM OXIDE ABRASIVE ALLOYS PARTICLE SIZE 50 MICRONS APPROXIMATELY 8KG.. | SUPPLEMENTARY DENTAL SUPPLIES
5687 | 4215248000900 | VINYL POLYSILOXANE IMPRESSION MATERIAL HEAVY BODY (AUTO MIX) SYRINGES REGULAR SET SUPPLIED WITH NOT LESS THAN 6 MIXING TIPS AND 10 PIECES INTRA - ORAL TIPS ONE EACH (EA)=ONE (1) SET | DENTAL GENERAL SUPPLIES
5688 | 4215248001000 | VINYL POLYSILOXANE IMPRESSION MATERIAL REGULAR BODY (AUTO MIX) SYRINGES FAST SET SUPPLIED WITH NOT LESS THAN 6 MIXING TIPS AND 10 PIECES INTRA - ORAL TIPS ONE EACH (EA)=ONE (1) SET | DENTAL GENERAL SUPPLIES
5689 | 4215248001100 | BITE REGISTRATION MATERIAL VINYL POLYSILOXANE FAST SETTING BITE REGISTRATION MATERIAL (AUTO MIX) ONE EACH (EA)=ONE (1) PACK | DENTAL GENERAL SUPPLIES
5690 | 4215248001200 | ALGINATE IMPRESSION MATERIAL, (IRREVERSIBLE HYDRO COLLOID), FAST SET, CADMIUM, LEAD AND DUST FREE, 500 G/PKG | DENTAL GENERAL SUPPLIES
5691 | 4215248001500 | VINYL POLYSILOXANE IMPRESSION MATERIAL PUTTY CONSISTENCY HYDROPHILIC REGULAR SETTING TIME BASE AND CATALYST ONE EACH (EA) = ONE (1) PACK | DENTAL GENERAL SUPPLIES
5692 | 4215248001600 | VINYL POLYSILOXANE IMPRESSION MATERIAL REGULAR BODY (AUTO MIX) SYRINGES REGULAR SET SUPPLIED WITH NOT LESS THAN 6 MIXING TIPS AND 10 PIECES INTRA - ORAL TIPS ONE EACH (EA)=ONE (1) SET | DENTAL GENERAL SUPPLIES
5693 | 4215248001700 | VINYL POLYSILOXANE IMPRESSION MATERIAL LIGHT BODY (AUTO MIX) SYRINGES FAST SET SUPPLIED WITH NOT LESS THAN 6 MIXING TIPS AND 10 PIECES INTRA - ORAL TIPS ONE EACH (EA)=ONE (1) SET | DENTAL GENERAL SUPPLIES
5694 | 4215248001800 | VINYL POLYSILOXANE IMPRESSION MATERIAL LIGHT BODY (AUTO MIX) SYRINGES REGULAR SET SUPPLIED WITH NOT LESS THAN 6 MIXING TIPS AND 10 PIECES INTRA - ORAL TIPS ONE EACH (EA)=ONE (1) SET | DENTAL GENERAL SUPPLIES
5695 | 4215248001900 | ALGINATE IMPRESSION MATERIAL, (IRREVERSIBLE HYDRO COLLOID), REGULAR SET, CADMIUM, LEAD AND DUST FREE, 500 G/PKG | DENTAL GENERAL SUPPLIES
5696 | 4215248002400 | DENTAL LAB PUTTY ACTIVATOR/ CATALYST PASTE APPROXIMATELY 60ML.. | SUPPLEMENTARY DENTAL SUPPLIES
5697 | 4215248002500 | DENTAL LAB PUTTY BASE APPROXIMATELY 900ML.. | SUPPLEMENTARY DENTAL SUPPLIES
5698 | 4215248004200 | POLYETHER IMPRESSION MATERIAL HEAVY - BODIED CONSISTENCY - HYDROPHILIC - REGULAR SET - AUTO MIX FOR PENTAMIX MACHINE | DENTAL GENERAL SUPPLIES
5699 | 4215248004300 | POLYETHER IMPRESSION MATERIAL LIGHT - BODIED CONSISTENCY - HYDROPHILIC - REGULAR SET - AUTO MIX IN CARTRIDGE | DENTAL GENERAL SUPPLIES
5700 | 4215248004400 | VINYL POLYSILOXANE IMPRESSION MATERIAL PUTTY CONSISTENCY HYDROPHILIC FAST SETTING TIME BASE AND CATALYST ONE EACH (EA) = ONE (1) PACK | DENTAL GENERAL SUPPLIES
5701 | 4215248004500 | VINYL POLYSILOXANE IMPRESSION MATERIAL HEAVY BODY (AUTO MIX) SYRINGES FAST SET SUPPLIED WITH NOT LESS THAN 6 MIXING TIPS AND 10 PIECES INTRA - ORAL TIPS ONE EACH (EA)=ONE (1) SET | DENTAL GENERAL SUPPLIES
5702 | 4215248004600 | VINYL POLYSILOXANE IMPRESSION MATERIAL, LIGHT BODY, COMPATIBLE WITH PENTAMIX MACHINE, FAST SET | DENTAL GENERAL SUPPLIES
5703 | 4215248004700 | VINYL POLYSILOXANE IMPRESSION MATERIAL, LIGHT BODY, COMPATIBLE WITH PENTAMIX MACHINE, REGULAR SET | DENTAL GENERAL SUPPLIES
5704 | 4215248004800 | VINYL POLYSILOXANE IMPRESSION MATERIAL, HEAVY BODY, COMPATIBLE WITH PENTAMIX MACHINE, FAST SET | DENTAL GENERAL SUPPLIES
5705 | 4215248004900 | VINYL POLYSILOXANE IMPRESSION MATERIAL, HEAVY BODY, COMPATIBLE WITH PENTAMIX MACHINE, REGULAR SET | DENTAL GENERAL SUPPLIES
5706 | 4215248005000 | VINYL POLYSILOXANE IMPRESSION MATERIAL, REGULAR BODY, COMPATIBLE WITH PENTAMIX MACHINE, REGULAR SET | DENTAL GENERAL SUPPLIES
5707 | 4215248005100 | VINYL POLYSILOXANE IMPRESSION MATERIAL, REGULAR BODY, COMPATIBLE WITH PENTAMIX MACHINE, FAST SET | DENTAL GENERAL SUPPLIES
5708 | 4215248100400 | ENAMEL MICROABRASION KIT, CONTAINING 6.6% HYDROCHLORIC ACID SLURRY WITH SILICON CARBIDE MICROPARTICLES, LATCH-TYPE BRISTLE POLISHING CUPS, FINISHING CUPS AND REQUIRED DELIVERY TIPS | DENTAL GENERAL SUPPLIES
5709 | 4215248200100 | FINE INVESTMENT FOR CHROME COBALT WITH LIQUID... | SUPPLEMENTARY DENTAL SUPPLIES
5710 | 4215248200600 | INVESTMENT FOR CASTING PRECIOUS METAL 100 - 180 G/PKG GYPSUM BONDED POWDER WITH LIQUID.. | SUPPLEMENTARY DENTAL SUPPLIES
5711 | 4215248301100 | PAPER POINTS PRE - STERILIZED CELLS SIZE 50 200 POINTS/BOX ONE EACH (EA)=ONE (1) PACK | DENTAL GENERAL SUPPLIES
5712 | 4215248301200 | PAPER POINTS PRE - STERILIZED CELLS SIZE 55 200 POINTS/BOX ONE EACH (EA)=ONE (1) PACK | DENTAL GENERAL SUPPLIES
5713 | 4215248301300 | PAPER POINTS PRE - STERILIZED CELLS SIZE 70 200 POINTS/BOX ONE EACH (EA)=ONE (1) PACK | DENTAL GENERAL SUPPLIES
5714 | 4215248301400 | PAPER POINTS PRE - STERILIZED CELLS SIZE 100 200 POINTS/BOX ONE EACH (EA)=ONE (1) PACK | DENTAL GENERAL SUPPLIES
5715 | 4215248301500 | PAPER POINTS PRE - STERILIZED CELLS SIZE 110 200 POINTS/BOX ONE EACH (EA)=ONE (1) PACK | DENTAL GENERAL SUPPLIES
5716 | 4215248301600 | PAPER POINTS PRE - STERILIZED CELLS SIZE 120 200 POINTS/BOX ONE EACH (EA)=ONE (1) PACK | DENTAL GENERAL SUPPLIES
5717 | 4215248301700 | PAPER POINTS PRE - STERILIZED CELLS SIZE MEDIUM 200 POINTS/BOX ONE EACH (EA)=ONE (1) PACK | DENTAL GENERAL SUPPLIES
5718 | 4215248301800 | PAPER POINTS PRE - STERILIZED CELLS SIZE X - COARSE 200 POINTS/BOX ONE EACH (EA)=ONE (1) PACK | DENTAL GENERAL SUPPLIES
5719 | 4215248301900 | PAPER POINTS PRE - STERILIZED CELLS SIZE X - FINE 200 POINTS/BOX ONE EACH (EA)=ONE (1) PACK | DENTAL GENERAL SUPPLIES
5720 | 4215248302000 | PAPER POINTS PRE - STERILIZED CELLS SIZE COARSE 200 POINTS/BOX ONE EACH (EA)=ONE (1) PACK | DENTAL GENERAL SUPPLIES
5721 | 4215248302100 | PAPER POINTS PRE - STERILIZED CELLS SIZE 45 - 80 200 POINTS/BOX ONE EACH (EA)=ONE (1) PACK | DENTAL GENERAL SUPPLIES
5722 | 4215248302200 | PAPER POINTS PRE - STERILIZED CELLS SIZE 45 200 POINTS/BOX ONE EACH (EA)=ONE (1) PACK | DENTAL GENERAL SUPPLIES
5723 | 4215248302300 | PAPER POINTS PRE - STERILIZED CELLS SIZE 40 200 POINTS/BOX ONE EACH (EA)=ONE (1) PACK | DENTAL GENERAL SUPPLIES
5724 | 4215248302400 | PAPER POINTS PRE - STERILIZED CELLS SIZE 35 200 POINTS/BOX ONE EACH (EA)=ONE (1) PACK | DENTAL GENERAL SUPPLIES
5725 | 4215248302500 | PAPER POINTS PRE - STERILIZED CELLS SIZE 30 200 POINTS/BOX ONE EACH (EA)=ONE (1) PACK | DENTAL GENERAL SUPPLIES
5726 | 4215248302600 | PAPER POINTS PRE - STERILIZED CELLS SIZE 20 200 POINTS/BOX ONE EACH (EA)=ONE (1) PACK | DENTAL GENERAL SUPPLIES
5727 | 4215248302700 | PAPER POINTS PRE - STERILIZED CELLS SIZE 15 - 40 200 POINTS/BOX ONE EACH (EA)=ONE (1) PACK | DENTAL GENERAL SUPPLIES
5728 | 4215248304800 | PAPER POINTS PRE-STERILIZED CELLS SIZE ASSORTED (15-40) 0.04 TAPER 60-100 POINTS/BOX ONE EACH (EA) = ONE (1) PACK | DENTAL GENERAL SUPPLIES
5729 | 4215248304900 | PAPER POINTS PRE-STERILIZED CELLS SIZE 25 0.04 TAPER 60-100 POINTS/BOX ONE EACH (EA) = ONE (1) PACK | DENTAL GENERAL SUPPLIES
5730 | 4215248305000 | PAPER POINTS PRE-STERILIZED CELLS SIZE 25 0.06 TAPER 60-100 POINTS/BOX ONE EACH (EA) = ONE (1) PACK | DENTAL GENERAL SUPPLIES
5731 | 4215248305100 | PAPER POINTS PRE-STERILIZED CELLS SIZE 40 0.04 TAPER 60-100 POINTS/BOX ONE EACH (EA) = ONE (1) PACK | DENTAL GENERAL SUPPLIES
5732 | 4215248305200 | PAPER POINTS PRE-STERILIZED CELLS SIZE 40 0.06 TAPER 60-100 POINTS/BOX ONE EACH (EA) = ONE (1) PACK | DENTAL GENERAL SUPPLIES
5733 | 4215248305300 | PAPER POINTS PRE-STERILIZED CELLS SIZE 35 0.04 TAPER 60-100 POINTS/BOX ONE EACH (EA) = ONE (1) PACK | DENTAL GENERAL SUPPLIES
5734 | 4215248305400 | PAPER POINTS PRE-STERILIZED CELLS SIZE 35 0.06 TAPER 60-100 POINTS/BOX ONE EACH (EA) = ONE (1) PACK | DENTAL GENERAL SUPPLIES
5735 | 4215248305500 | PAPER POINTS PRE-STERILIZED CELLS SIZE 30 0.04 TAPER 60-100 POINTS/BOX ONE EACH (EA) = ONE (1) PACK | DENTAL GENERAL SUPPLIES
5736 | 4215248305600 | PAPER POINTS PRE-STERILIZED CELLS SIZE 30 0.06 TAPER 60-100 POINTS/BOX ONE EACH (EA) = ONE (1) PACK | DENTAL GENERAL SUPPLIES
5737 | 4215248305700 | PAPER POINTS PRE-STERILIZED CELLS SIZE 20 0.04 TAPER 60-100 POINTS/BOX ONE EACH (EA) = ONE (1) PACK | DENTAL GENERAL SUPPLIES
5738 | 4215248305800 | PAPER POINTS PRE-STERILIZED CELLS SIZE 20 0.06 TAPER 60-100 POINTS/BOX ONE EACH (EA) = ONE (1) PACK | DENTAL GENERAL SUPPLIES
5739 | 4215248305900 | PAPER POINTS PRE-STERILIZED CELLS SIZE 15 0.04 TAPER 60-100 POINTS/BOX ONE EACH (EA) = ONE (1) PACK | DENTAL GENERAL SUPPLIES
5740 | 4215248306000 | PAPER POINTS PRE-STERILIZED CELLS SIZE 15 0.06 TAPER 60-100 POINTS/BOX ONE EACH (EA) = ONE (1) PACK | DENTAL GENERAL SUPPLIES
5741 | 4215248306100 | PAPER POINTS PRE-STERILIZED CELLS SIZE 45 0.04 TAPER 60-100 POINTS/BOX ONE EACH (EA) = ONE (1) PACK | DENTAL GENERAL SUPPLIES
5742 | 4215248306200 | PAPER POINTS PRE-STERILIZED CELLS SIZE 45 0.06 TAPER 60-100 POINTS/BOX ONE EACH (EA) = ONE (1) PACK | DENTAL GENERAL SUPPLIES
5743 | 4215248400500 | ACRYLIC TEETH KIT WHICH CONSISTS OF 315 SETS EACH SET CONTAINS 28 TEETH (6 UPPER 6 LOWER ANTERIOR 8 UPPER AND 8 LOWER POSTERIOR T EETH). EACH KIT IS TO BE SUPPLIED AS FOLLOWS: 105 SETS-SHADE A2 105 SETS-SHADE A3 75 SETS- SHADE B2 15 SETS-SHADE A1 15 SETS-SHA DE C3.EACH SHADE GROUP IS TO BE SUPPLIED IN THREE MOULD (SQUARE OVOID AND TAPER IN EQUAL AMOUNT). EACH MOULD GROUP IS TO BE SUPPLIE D AS FOLLOWS: 60% NORMAL SIZE MOULD 20% SMALL SIZE MOULD 20% LARGE SIZE MOULD SAMPLE OF EACH SHADE MOULD AND SIZE IS TO BE PROVID ED ONE SHADE GUIDE FOR EVERY 3 KITS. QUALITY: MULTI-LAYER (3-4) CROSS LINK HIGH STRENGTH ACRYLIC MATERIAL.. | SUPPLEMENTARY DENTAL SUPPLIES
5744 | 4215248435600 | TYPODONT TEETH WITH BRACES FOR TRAINING. | SUPPLEMENTARY DENTAL SUPPLIES
5745 | 4215248435700 | ARTIFICIAL ENDODONTIC TOOTH #16 UPPER RIGHT MOLAR. | SUPPLEMENTARY DENTAL SUPPLIES
5746 | 4215248436700 | ARTIFICIAL ENDODONTIC TOOTH #11 UPPER RIGHT CENTRAL. | SUPPLEMENTARY DENTAL SUPPLIES
5747 | 4215248437200 | ARTIFICIAL ENDODONTIC TOOTH #14 UPPER RIGHT PRE MOLAR. | SUPPLEMENTARY DENTAL SUPPLIES
5748 | 4215248437300 | ARTIFICIAL ENDODONTIC TOOTH #26 UPPER LEFT MOLAR. | SUPPLEMENTARY DENTAL SUPPLIES
5749 | 4215248437600 | ARTIFICIAL ENDODONTIC TOOTH #36 LOWER LEFT MOLAR. | SUPPLEMENTARY DENTAL SUPPLIES
5750 | 4215248437700 | ARTIFICIAL ENDODONTIC TOOTH #44 LOWER RIGHT PRE MOLAR. | SUPPLEMENTARY DENTAL SUPPLIES
5751 | 4215248437800 | ARTIFICIAL PERMANENT TOOTH SNAP-ON (ASSORTED). | SUPPLEMENTARY DENTAL SUPPLIES
5752 | 4215248441600 | ARTIFICIAL TOOTH WITH PULP CHAMBER FILLED WITH RED WAX FOR PULPOTOMY EXERCISES UPPER PRIMARY MOLAR. | SUPPLEMENTARY DENTAL SUPPLIES
5753 | 4215248441700 | ARTIFICIAL TOOTH WITH PULP CHAMBER FILLED WITH RED WAX FOR PULPOTOMY EXERCISES LOWER PRIMARY MOLAR. | SUPPLEMENTARY DENTAL SUPPLIES
5754 | 4215248442500 | SCREWED ARTIFICIAL TOOTH FOR PERMANENT (ASSORTED) COMPATIBLE WITH EACH SECTOR SYSTEM. | SUPPLEMENTARY DENTAL SUPPLIES
5755 | 4215250000200 | DENTAL MATERIALS MIXING PAD, SIZE 2 1/2 X 3 INCHES | DENTAL GENERAL SUPPLIES
5756 | 4215250001200 | DENTIN DESENSITIZER, UNFILLED RESIN (HEMA BASE) PACKED IN BOTTLE | DENTAL GENERAL SUPPLIES
5757 | 4215250100100 | MOUTH MIRROR NON-MAGNIFYING FRONT SURFACE CONE SOCKET AUTOCLAVABLE STAINLESS STEEL RADIUM COATED SIZE 4 | DENTAL GENERAL SUPPLIES
5758 | 4215250100200 | MOUTH MIRROR NON-MAGNIFYING FRONT SURFACE CONE SOCKET AUTOCLAVABLE STAINLESS STEEL RADIUM COATED SIZE 5 | DENTAL GENERAL SUPPLIES
5759 | 4215250100300 | MOUTH MIRROR HANDLE, SOLID, CONE SOCKET | DENTAL GENERAL SUPPLIES
5760 | 4215250100400 | DISPOSABLE SCREEN CUSPIDOR BOWL, COMPATIBLE WITH EACH HOSPITAL SYSTEM | DENTAL GENERAL SUPPLIES
5761 | 4215250100500 | DISPOSABLE DENTAL TRAP, FOR SUCTION LINE COMPATIBLE WITH EACH HOSPITAL SYSTEM | DENTAL GENERAL SUPPLIES
5762 | 4215250100600 | DISPOSABLE SHIELD FOR LIGHT-CURE TIP COVER SIZE (4.33INCH X 2.95INCH ) | DENTAL GENERAL SUPPLIES
5763 | 4215250100700 | BITE BLOCK SLEEVE, FOR PANORAMA SENSOR, SIZE (60MM X 35MM) | DENTAL GENERAL SUPPLIES
5764 | 4215250100800 | DISPOSABLE SHIELD FOR LIGHT HAND T-BAR SIZE (110MM X 75MM) | DENTAL GENERAL SUPPLIES
5765 | 4215250100900 | DISPOSABLE HEADREST COVER FOR DENTAL CHAIR APPROXIMATE SIZE (10.5INCH X 14INCH ) | DENTAL GENERAL SUPPLIES
5766 | 4215250101000 | DISPOSABLE COVER FOR HALF DENTAL CHAIR APPROXIMATE SIZE (27.5INCH X 24INCH ) | DENTAL GENERAL SUPPLIES
5767 | 4215250101100 | SURGICAL ASPIRATOR TIPS, PLASTIC, DIAMETER 1/10 INCHES | DENTAL GENERAL SUPPLIES
5768 | 4215250101200 | MICROTIP, COTTON, AND BRUSH APPLICATORS, FINE SIZE | DENTAL GENERAL SUPPLIES
5769 | 4215250101300 | MICROTIP, COTTON, AND BRUSH APPLICATORS, CYLINDER SIZE | DENTAL GENERAL SUPPLIES
5770 | 4215250101400 | TIP ISOLATOR COVER, FOR ROBOTIC MONOPOLAR INSTRUMENT, COMPATIBLE WITH REVO SYSTEM, DISPOSABLE, STERILE | OBESITY/ENDOSCOPIC SURGERY/SUTURING & ROBOTIC SURGERY
5771 | 4215250200100 | BIB HOLDER (CLIP) | DENTAL GENERAL SUPPLIES
5772 | 4215250200300 | ENDODONTIC IRRIGATION NEEDLE, LUER LOCK AND LUER HUB, THIN WALL, ONE OR TWO LATERAL VENTS, CLOSED FRONT - END, ROUNDED TIP, FREE OF BURS, STERILE, PACKAGED IN CONTAINER, 27 G (20 - 100/CONTAINER), ONE EACH (EA) = ONE (1) PACK | DENTAL GENERAL CONSUMABLES
5773 | 4215250300800 | ENDODONTIC RUBBER DAM SHEET, SIZE 6 X 6 INCH, LATEX, POWDER FREE, MEDIUM GAUGE, COLORED, 30 - 60 SHEET/BOX | DENTAL GENERAL SUPPLIES
5774 | 4215250302100 | RUBBER DAM CLAMP, STAINLESS STEEL, SHINY, SIZE 00 | DENTAL GENERAL SUPPLIES
5775 | 4215250302200 | RUBBER DAM CLAMP, STAINLESS STEEL, SHINY, SIZE 1 | DENTAL GENERAL SUPPLIES
5776 | 4215250302300 | RUBBER DAM CLAMP, SATIN STEEL FLAT JAWS FOR PREMOLARS, SIZE 2 | DENTAL GENERAL SUPPLIES
5777 | 4215250304800 | RUBBER DAM CLAMP, STAINLESS STEEL, SHINY, SIZE 0 | DENTAL GENERAL SUPPLIES
5778 | 4215250304900 | RUBBER DAM CLAMP, STAINLESS STEEL, SHINY, SIZE 1 A | DENTAL GENERAL SUPPLIES
5779 | 4215250305000 | RUBBER DAM CLAMP, STAINLESS STEEL, SHINY, SIZE W2 | DENTAL GENERAL SUPPLIES
5780 | 4215250305100 | RUBBER DAM CLAMP, SATIN STEEL FLAT NARROW JAWS FOR SMALL UPPER MOLARS, SIZE 4 | DENTAL GENERAL SUPPLIES
5781 | 4215250305200 | RUBBER DAM CLAMP, STAINLESS STEEL, SHINY, SIZE 5 | DENTAL GENERAL SUPPLIES
5782 | 4215250305300 | RUBBER DAM CLAMP, STAINLESS STEEL, SHINY, SIZE 6 | DENTAL GENERAL SUPPLIES
5783 | 4215250305400 | RUBBER DAM CLAMP, STAINLESS STEEL, SHINY, SIZE W7 | DENTAL GENERAL SUPPLIES
5784 | 4215250305500 | RUBBER DAM CLAMP, STAINLESS STEEL, SHINY, SIZE 8 A | DENTAL GENERAL SUPPLIES
5785 | 4215250305600 | RUBBER DAM CLAMP, STAINLESS STEEL, SHINY, SIZE 8 D | DENTAL GENERAL SUPPLIES
5786 | 4215250305700 | RUBBER DAM CLAMP, STAINLESS STEEL, SHINY, SIZE 9 S | DENTAL GENERAL SUPPLIES
5787 | 4215250305800 | RUBBER DAM CLAMP, STAINLESS STEEL, SHINY, SIZE 10 | DENTAL GENERAL SUPPLIES
5788 | 4215250305900 | RUBBER DAM CLAMP, STAINLESS STEEL, SHINY, SIZE 14 | DENTAL GENERAL SUPPLIES
5789 | 4215250306000 | RUBBER DAM CLAMP, STAINLESS STEEL, SHINY, SIZE 18 | DENTAL GENERAL SUPPLIES
5790 | 4215250306100 | RUBBER DAM CLAMP, STAINLESS STEEL, SHINY, SIZE 24 | DENTAL GENERAL SUPPLIES
5791 | 4215250306200 | RUBBER DAM CLAMP, STAINLESS STEEL, SHINY, SIZE 25 | DENTAL GENERAL SUPPLIES
5792 | 4215250306300 | RUBBER DAM CLAMP, STAINLESS STEEL, SHINY, SIZE 26 | DENTAL GENERAL SUPPLIES
5793 | 4215250306400 | RUBBER DAM CLAMP, STAINLESS STEEL, SHINY, SIZE 27 | DENTAL GENERAL SUPPLIES
5794 | 4215250306500 | RUBBER DAM CLAMP, STAINLESS STEEL, SHINY, SIZE 27 N | DENTAL GENERAL SUPPLIES
5795 | 4215250306600 | RUBBER DAM CLAMP, STAINLESS STEEL, SHINY, SIZE 56 | DENTAL GENERAL SUPPLIES
5796 | 4215250306700 | RUBBER DAM CLAMP, STAINLESS STEEL, SHINY, SIZE 212 | DENTAL GENERAL SUPPLIES
5797 | 4215250306800 | ENDODONTIC RUBBER DAM PUNCHER IVORY TYPE CARBON STEEL AUTOCLAVABLE | DENTAL GENERAL SUPPLIES
5798 | 4215250306900 | ENDODONTIC RUBBER DAM PUNCHER, AINSWORTH, 17 CM | DENTAL GENERAL SUPPLIES
5799 | 4215250307000 | ENDODONTIC RUBBER DAM PLASTIC FRAME, U SHAPED, AUTOCLAVABLE, SIZE 6 X 6 INCH | DENTAL GENERAL SUPPLIES
5800 | 4215250307100 | ENDODONTIC RUBBER DAM SHEET, SIZE 5 X 5 INCH, NON LATEX, POWDER FREE, MEDIUM GAUGE, COLORED, 30 - 60 SHEET/BOX | DENTAL GENERAL SUPPLIES
5801 | 4215250307200 | ENDODONTIC RUBBER DAM SHEET, SIZE 6 X 6 INCH, NON LATEX, POWDER FREE, MEDIUM GAUGE, COLORED, 30 - 60 SHEET/BOX | DENTAL GENERAL SUPPLIES
5802 | 4215250307300 | ENDODONTIC RUBBER DAM SHEET, SIZE 6 X 6 INCH, LATEX, POWDER FREE, HEAVY GAUGE, COLORED, 30 - 60 SHEET/BOX | DENTAL GENERAL SUPPLIES
5803 | 4215250307400 | DENTAL SOFT DAM NAPKINS, 50/PKG | DENTAL GENERAL SUPPLIES
5804 | 4215250307500 | RUBBER DAM CLAMP STAINLESS STEEL SHINY SIZE 9 | DENTAL GENERAL SUPPLIES
5805 | 4215250307600 | ENDODONTIC RUBBER DAM METAL FRAME, STAINLESS STEEL, ADULT, SIZE 152 MM | DENTAL GENERAL SUPPLIES
5806 | 4215250307700 | RUBBER DAM CLAMP, STAINLESS STEEL, SHINY, SIZE W9 | DENTAL GENERAL SUPPLIES
5807 | 4215250307800 | RUBBER DAM CLAMP STAINLESS STEEL SHINY SIZE 8 | DENTAL GENERAL SUPPLIES
5808 | 4215250307900 | RUBBER DAM CLAMP, STAINLESS STEEL, SHINY, SIZE 14 A | DENTAL GENERAL SUPPLIES
5809 | 4215250308000 | RUBBER DAM CLAMP, STAINLESS STEEL, SHINY, SIZE 12 A | DENTAL GENERAL SUPPLIES
5810 | 4215250308100 | ENDODONTIC RUBBER DAM PLASTIC FRAME, U - SHAPED, AUTOCLAVABLE, SIZE 5 X 5 INCH | DENTAL GENERAL SUPPLIES
5811 | 4215250308200 | ENDODONTIC RUBBER DAM PLASTIC FRAME, OSTBY, AUTOCLAVABLE, ADULT, SIZE 5 X 5 INCH | DENTAL GENERAL SUPPLIES
5812 | 4215250308300 | ENDODONTIC RUBBER DAM FRAME, STAINLESS STEEL, CHILD, SIZE 127 MM | DENTAL GENERAL SUPPLIES
5813 | 4215250308400 | ENDODONTIC RUBBER DAM SHEET, SIZE 6 X 6 INCH, NON LATEX, POWDER FREE, THIN GAUGE, COLORED, 30 - 60 SHEET/BOX | DENTAL GENERAL SUPPLIES
5814 | 4215250308500 | ENDODONTIC RUBBER DAM SHEET, SIZE 6 X 6 INCH, LATEX, POWDER FREE, THIN GAUGE, COLORED, 30 - 60 SHEET/BOX | DENTAL GENERAL SUPPLIES
5815 | 4215250308600 | ENDODONTIC RUBBER DAM SHEET, SIZE 5 X 5 INCH, LATEX, POWDER FREE, MEDIUM GAUGE, COLORED, 30 - 60 SHEET/BOX | DENTAL GENERAL SUPPLIES
5816 | 4215250308700 | RUBBER DAM CLAMP, STAINLESS STEEL, SHINY, SIZE 7 | DENTAL GENERAL SUPPLIES
5817 | 4215250308800 | RUBBER DAM CLAMP, STAINLESS STEEL, SHINY, SIZE 3 | DENTAL GENERAL SUPPLIES
5818 | 4215250308900 | RUBBER DAM CLAMP, STAINLESS STEEL, SHINY, SIZE 2 A | DENTAL GENERAL SUPPLIES
5819 | 4215250309000 | RUBBER DAM CLAMP, STAINLESS STEEL, SHINY, SIZE 13 A | DENTAL GENERAL SUPPLIES
5820 | 4215250309100 | ENDODONTIC RUBBER DAM CLAMP KIT, STAINLESS STEEL, SHINY, WINGED, SIZE 1, 2, 4, 7, 8 A, 9, 12 A, 13 A, 14 A | DENTAL GENERAL SUPPLIES
5821 | 4215250309200 | ENDODONTIC RUBBER DAM CLAMP HOLDER, STAINLESS STEEL, COMFORTABLE GRIP, HANDCRAFTED TO PRECISE DIMENSIONS, RELIABLE AND DURABLE | DENTAL GENERAL SUPPLIES
5822 | 4215250700100 | COTTON ABSORBENT DENTAL ROLL SIZE: 1 (36-40 MM LONG X 8 MM DIAMETER).. | DENTAL GENERAL SUPPLIES
5823 | 4215250700700 | COTTON ABSORBENT DENTAL ROLL SIZE: 2 (38-40 MM LONG X 10 MM DIAMETER).. | SUPPLEMENTARY GEN.SUPPLIES NURS,BURN
5824 | 4215250800100 | DENTAL SHORT NEEDLE NON METRIC (INCH THREAD) GAUGE 30 (0.30X21MM) STERILE 100/BOX | DENTAL GENERAL SUPPLIES
5825 | 4215250800600 | SELF ASPIRATING DENTAL SYRINGE FOR ANESTHETIC CARPULE, STAINLESS STEEL MATTE FINISH WITH TWO ADAPTORS, ONE FOR METRIC SYSTEM, 1.8ML | DENTAL GENERAL SUPPLIES
5826 | 4215250801100 | DENTAL SHORT NEEDLE METRIC GAUGE 30 (0.30 X 25 MM) STERILE 100. | DENTAL GENERAL SUPPLIES
5827 | 4215250801200 | DENTAL LONG NEEDLE METRIC GAUGE 30 (0.30 X 35 MM) STERILE 100. | DENTAL GENERAL SUPPLIES
5828 | 4215250801400 | SELF ASPIRATING DENTAL SYRINGE FOR ANESTHETIC CARPULE STAINLESS STEEL MATTE FINISH WITH TWO ADAPTERS ONE FOR METRIC SYSTEM 2.2 ML | DENTAL GENERAL SUPPLIES
5829 | 4215250801500 | DENTAL LONG NEEDLE METRIC GAUGE 25 (0.50 X 35 MM) STERILE 100. | DENTAL GENERAL SUPPLIES
5830 | 4215250801600 | DENTAL SHORT NEEDLE, METRIC GAUGE 27 (0.40 X 25 MM), STERILE, 100/BOX | DENTAL GENERAL SUPPLIES
5831 | 4215250801700 | DENTAL LONG NEEDLE METRIC GAUGE 27 (0.40X35MM) STERILE LONG 100. | DENTAL GENERAL SUPPLIES
5832 | 4215250801800 | ENDODONTIC IRRIGATION NEEDLE LUER LOCK AND LUER HUB THIN WALL ONE OR TWO LATERAL VENTS CLOSED FRONT - END ROUNDED TIP FREE OF BURS STERILE PACKAGED IN CONTAINER 30 G (30 - 100/CONTAINER) ONE EACH (EA)=ONE (1) PACK | DENTAL GENERAL SUPPLIES
5833 | 4215250801900 | ENDODONTIC IRRIGATION NEEDLE LUER LOCK AND LUER HUB THIN WALL ONE OR TWO LATERAL VENTS CLOSED FRONT - END ROUNDED TIP FREE OF BURS STERILE PACKAGED IN CONTAINER 25 G (30 - 100/CONTAINER) ONE EACH (EA) = ONE (1) PACK | DENTAL GENERAL SUPPLIES
5834 | 4215250802600 | NEEDLE 29 GAUGE, FLEXIBLE, STAINLESS STEEL, 25MM SIDEPORT TIP FOR CALCIUM HYDROXIDE PASTE APPLICATION | DENTAL GENERAL SUPPLIES
5835 | 4215250802700 | ASPIRATING DENTAL SYRINGE FOR ANESTHETIC CARPULE, STAINLESS STEEL MATTE FINISH WITH TWO ADAPTERS, ONE FOR NON-METRIC (INCH THREAD) SYSTEM, 1.8ML | DENTAL GENERAL SUPPLIES
5836 | 4215250802800 | ASPIRATING DENTAL SYRINGE FOR ANESTHETIC CARPULE, STAINLESS STEEL MATTE FINISH WITH TWO ADAPTERS, ONE FOR NON- METRIC(INCH THREAD) SYSTEM, 2.2 ML | DENTAL GENERAL SUPPLIES
5837 | 4215250802900 | DENTAL LONG NEEDLE, NON-METRIC (INCH THREAD) GAUGE 27 (0.40X35MM), STERILE, LONG, 100/BOX | DENTAL GENERAL SUPPLIES
5838 | 4215250803000 | DENTAL SHORT NEEDLE, NON-METRIC (INCH THREAD) GAUGE 27 (0.40 X 21 MM), STERILE, 100/BOX | DENTAL GENERAL SUPPLIES
5839 | 4215250803100 | DENTAL SHORT NEEDLE, NON-METRIC (INCH THREAD) GAUGE 27 (0.30 X 21 MM), STERILE, 100/BOX | DENTAL GENERAL SUPPLIES
5840 | 4215250803200 | DENTAL X-SHORT NEEDLE, NON-METRIC (INCH THREAD) GAUGE 30 (0.30 X 11 MM), STERILE, 100/BOX | DENTAL GENERAL SUPPLIES
5841 | 4215250803300 | DENTAL X-SHORT NEEDLE, METRIC GAUGE 30 (0.30 X 12 MM), STERILE, 100/BOX | DENTAL GENERAL SUPPLIES
5842 | 4215251100100 | DENTAL GLASS DAPPEN DISH, ASSORTED 4 DIFFERENT COLORS | DENTAL GENERAL SUPPLIES
5843 | 4215251600600 | RUBBER SILICONE PLASTER MIXING BOWL SIZE MEDIUM.. | SUPPLEMENTARY DENTAL SUPPLIES
5844 | 4215251600700 | RUBBER SILICONE PLASTER MIXING BOWL SIZE LARGE.. | SUPPLEMENTARY DENTAL SUPPLIES
5845 | 4215251600800 | TISSUE CONDITIONER MATERIAL FOR DENTURE, POWDER AND LIQUID KIT WITH PLASTIC MIXING CUPS AND SMALL SPATULA | DENTAL GENERAL SUPPLIES
5846 | 4215251600900 | RUBBER SILICONE PLASTER MIXING BOWL SIZE SMALL.. | SUPPLEMENTARY DENTAL SUPPLIES
5847 | 4215251601000 | MIXING BOWL FOR ACRYLIC MADE OF HIGHLY SILICONE SET OF 3 DIFFERENT SIZE (SMALL MEDIUM LARGE).. | SUPPLEMENTARY DENTAL SUPPLIES
5848 | 4215251602100 | BOWL ROUND PLASTIC 1000 ML STERILE.. | SUPPLEMENTARY GEN.SUPPLIES NURS,BURN
5849 | 4215251602400 | MIXING BOWL, PLASTER, 0.5 LITERS | PROSTHETICS & ORTHOSIS SUPPLIES
5850 | 4215251602500 | AUTOMATIC VACUUM MIXING BOWL INCLUDING PADDLE ASSORTED SIZES COMPATIBLE WITH RENFERT UNITS.-.. | SUPPLEMENTARY DENTAL SUPPLIES
5851 | 4215251900200 | DISPOSABLE SHIELD HANDPIECE COVERS/ AIR -WATER SYRINGE, SIZE, 2.25 X6.625 INCHES | DENTAL GENERAL SUPPLIES
5852 | 4215260000000 | WAX TERMINAL BORDER STRIP WITH RETENTION.. | SUPPLEMENTARY DENTAL SUPPLIES
5853 | 4215260000100 | CAVITY CLEANSER WITH CHLORHEXIDINE ANTIBACTERIAL SOLUTION 7ML BOTTLE. | DENTAL GENERAL SUPPLIES
5854 | 4215260100000 | ARTICULATING PAPER, RED AND BLUE COLOR, THIN (80 MICRON), BOOK OF 100 - 150 LEAVES | DENTAL GENERAL SUPPLIES
5855 | 4215260100500 | ARTICULATING DENTAL TAPE SILK RED #10 | DENTAL GENERAL SUPPLIES
5856 | 4215260100600 | ARTICULATING PAPER RED COLOR EXTRA THIN (40 MICRON OR LESS) BOOK OF 100 - 150 LEAVES | DENTAL GENERAL SUPPLIES
5857 | 4215260100700 | ARTICULATING PAPER, RED AND BLUE COLOR, EXTRA THIN (40 MICRON OR LESS), BOOK OF 100 - 150 LEAVES | DENTAL GENERAL SUPPLIES
5858 | 4215260100800 | ARTICULATING PAPER, HORSESHOE SHAPE, RED AND BLUE COLOR, THIN (80 MICRON OR LESS), BOOK OF 100 - 150 LEAVES | DENTAL GENERAL SUPPLIES
5859 | 4215260100900 | ARTICULATING PAPER, BLUE COLOR EXTRA THIN (40 MICRON OR LESS), BOOK OF 100 - 150 LEAVES | DENTAL GENERAL SUPPLIES
5860 | 4215260200000 | DIGITAL X-RAY SENSOR DISPOSABLE SLEEVES SIZE 1. | DENTAL GENERAL SUPPLIES
5861 | 4215260200400 | DISPOSABLE PREFORMED PLASTIC SHEET ROLL DESIGNED TO COVER AND ADHERE TO DIFFERENT SURFACES (PLASTIC AND METAL) SHOULD HAVE SPECIAL GLUE THAT DOES NOT ADHERE TO SURFACE AFTER REMOVAL EACH SHEET IS ABOUT 10 X 15 CM EACH ROLL CONTAINS 500 - 2000 SHEET PREVENTS CROSS - CONTAMINATION | DENTAL GENERAL SUPPLIES
5862 | 4215260200600 | DISPOSABLE SHIELD FOR COVER X-RAY HEAD SIZE (15INCH X 26INCH ) | DENTAL GENERAL SUPPLIES
5863 | 4215260300000 | SELF-THREADING PARAPULPAL DENTINAL RETENTION PIN SYSTEM, SUITABLE FOR AMALGAM, COMPOSITE, AND CORE BUILD-UP RESTORATIONS. PINS SHALL BE AVAILABLE IN COLOR-CODED SIZES RANGING FROM APPROXIMATELY 0.35 TO 0.675 MM DIAMETER, WITH A CORRESPONDING COLOR-CODED, DEPTH-LIMITING PREPARATION DRILL FOR EACH PIN SIZE. PINS SHALL INCORPORATE A SELF-SHEARING OR AUTOMATIC SHEAR-POINT MECHANISM AND SHALL BE SUITABLE FOR MANUAL OR MECHANICAL PLACEMENT. KIT SHALL INCLUDE RETENTION PINS, MATCHING PREPARATION DRILL(S), AND A COMPATIBLE UNIVERSAL HAND DRIVER. | DENTAL GENERAL SUPPLIES
5864 | 4215260400000 | RETRACTION CORD SIZE 00, KNITTED RETRACTION CORD NOT BRAIDED OR TWISTED 100% COTTON, ABOUT 2 - 2.5 M/PKG | DENTAL GENERAL SUPPLIES
5865 | 4215260400300 | RETRACTION CORD SIZE 2, KNITTED RETRACTION CORD NOT BRAIDED OR TWISTED 100% COTTON, ABOUT 2 - 2.5 M/PKG | DENTAL GENERAL SUPPLIES
5866 | 4215260401100 | RETRACTION CORD SIZE 0, KNITTED RETRACTION CORD NOT BRAIDED OR TWISTED 100% COTTON, ABOUT 2 - 2.5 M/PKG | DENTAL GENERAL SUPPLIES
5867 | 4215260401200 | RETRACTION CORD SIZE 1, KNITTED RETRACTION CORD NOT BRAIDED OR TWISTED 100% COTTON, ABOUT 2 - 2.5 M/PKG | DENTAL GENERAL SUPPLIES
5868 | 4215260401300 | RETRACTION CORD SIZE 00 100% COTTON KNITTED EPINEPHRINE OR OTHER HEMOSTATIC AGENT IMPREGNATED (BOTTLED) | DENTAL GENERAL SUPPLIES
5869 | 4215260401400 | RETRACTION CORD SIZE 000 100% COTTON KNITTED EPINEPHRINE OR OTHER HEMOSTATIC AGENT IMPREGNATED (BOTTLED) | DENTAL GENERAL SUPPLIES
5870 | 4215260401500 | RETRACTION CORD SIZE 1 100% COTTON KNITTED EPINEPHRINE OR OTHER HEMOSTATIC AGENT IMPREGNATED (BOTTLED) | DENTAL GENERAL SUPPLIES
5871 | 4215260401600 | RETRACTION CORD SIZE 2 100% COTTON KNITTED EPINEPHRINE OR OTHER HEMOSTATIC AGENT IMPREGNATED (BOTTLED) | DENTAL GENERAL SUPPLIES
5872 | 4215260401800 | RETRACTION CORD SIZE 0 100% COTTON KNITTED EPINEPHRINE OR OTHER HEMOSTATIC AGENT IMPREGNATED (BOTTLED) | DENTAL GENERAL SUPPLIES
5873 | 4215260601000 | PMMA CLEAR SPLINT THICKNESS 20MM 98.5MM - COMPATIBLE WITH CENTER MACHINE.. | SUPPLEMENTARY DENTAL SUPPLIES
5874 | 4215260601100 | INSTRUMENTATION COMPLETE SET INCLUDING HAND AND MACHINE OPERATED PARTS, FOR BONE FIXATION | DENTAL GENERAL SUPPLIES
5875 | 4215260601200 | STAINLESS STEEL CHAIN WITH BONDABLE EYELET FOR CANINE TRACTION | DENTAL GENERAL SUPPLIES
5876 | 4215270000100 | ORTHODONTIC BONDING KIT PROVIDED WITH PREFABRICATED METAL CASSETTE SELF LOCKING (AUTOCLAVABLE) CONTAINS THE FOLLOWING ITEMS: TWO BRACKET HOLDER STERILIZABLE WITH BLADE AT THE END FOR BRACKET ANGULATIONS; ONE POSITIVE POSTERIOR BRACKET SEATER ONE HAND SCALER ONE LIP RETRACTOR MADE OF STAINLESS STEEL STERILIZABLE STANDARD SIZE; ONE LIP RETRACTOR MADE OF STAINLESS STEEL STERILIZABLE SMALL; ONE LIP RETRACTOR MADE OF STAINLESS STEEL STERILIZABLE LARGE SIZE | DENTAL GENERAL SUPPLIES
5877 | 4215270000700 | ORTHODONTIC BRACKET ADHESIVE KIT LIGHT CURE COMPOSITE BONDING CERAMIC METAL AND PLASTIC BRACKETS ONE STEP (N O MIX) KIT CONTAINS ETCHING GEL DISPOSABLE BRUSHES (50 OR MORE) SPECIAL HANDLES OR DISPOSABLE TIPS ONE EACH (EA)=ONE (1) KIT | DENTAL GENERAL SUPPLIES
5878 | 4215270000800 | BRACKET POSITIONING GAUGE | DENTAL GENERAL SUPPLIES
5879 | 4215270000900 | ORTHODONTIC ADJUSTMENT KIT PROVIDED WITH PREFABRICATED METAL CASSETTE SELF LOCKING (AUTOCLAVABLE) CONTAIN THE FOLLOWING ITEMS: DISTAL END CUTTER, LIGATURE CUTTER, LIGATURE DIRECTOR, LIGATURE TUCKER, WEINGART, TWO MATHIEU PLIERS, TWEEZER, MOUTH MIRROR, EXPLORER, PERIODONTAL PROBE | DENTAL GENERAL SUPPLIES
5880 | 4215270001100 | ORTHODONTIC INSTRUMENT BASIC KIT (ACTIVATION/CHANGING ARCH WIRE) PROVIDED WITH PREFABRICATED METAL CASSETTE WITH SELF LOCKING (AUTOC LAVABLE) CONTAINS THE FOLLOWING ITEMS ONE BIRD BEAK PLIER STERILIZABLE CONSTRUCTED WITH CONE AND PYRAMID SHAPE BEAK FOR WIRE UP TO 0.7 MM ONE WEINGART UNIVERSAL PLIER STERILIZABLE FOR POSITIONING THE ARCH WIRE AND BENDING THE DISTAL END OF ARCH WIRE ACCURATE CLOSING SERRATED TIPS ONE DISTAL END CUTTER WITH SAFETY HOLDING DEVICE STERILIZABLE FOR WIRE UP TO 22 X 25 INCHES TWO MATHIEU NEEDLE HOLDER STERILIZABLE WITH SERRATED TIPS IDEAL FOR LIGATION LIGATURE CUTTER STERILIZABLE FOR WIRE UP TO 0.4 MMM TWO MOSQUITO FORCEPS WITHOUT HOOK STERILIZABLE FOR PLACING ELASTIC MODULES ONE LIGATURE DIRECTOR STERILIZABLE DOUBLE ENDED | DENTAL GENERAL SUPPLIES
5881 | 4215270001200 | ORTHODONTIC LIGATING ADAPTER | DENTAL GENERAL SUPPLIES
5882 | 4215270001300 | BAND PUSHER; STERILIZABLE WITH SERRATED RECTANGLE TIPS AND ANATOMICALLY FORMED GRIP | DENTAL GENERAL SUPPLIES
5883 | 4215270001500 | BUTTON WITH EYELET BONDABLE FOR ORTHODONTIC TREATMENT 10 PCS/PACK | DENTAL GENERAL SUPPLIES
5884 | 4215270001600 | CERVICAL HEADGEAR NECK PAD WITH TRACTION RELEASE MODULES MEDIUM FORCE | DENTAL GENERAL SUPPLIES
5885 | 4215270001700 | ORTHODONTIC ADHESIVE KIT, LIGHT CURED BONDING AGENT, COLOR CHANGE ADHESIVE CAPSULE - 25 NOS, ONE ADHESIVE DISPENSING GUN AND SELF ETCHING PRIMER - 20 NOS, ONE EACH (EA) = ONE (1) KIT | DENTAL GENERAL SUPPLIES
5886 | 4215270001800 | HIGH PULL HEADGEAR HEAD CAP WITH TRACTION RELEASE MODULES, MEDIUM FORCE | DENTAL GENERAL SUPPLIES
5887 | 4215270001900 | REVERSE PULL (FACE MASK) WITH ADJUSTABLE FOREHEAD CAP CHIN CAP AND ADJUSTABLE HOOKS TO ENGAGE ELASTIC (PETIT TYPE) FOREHEAD AND CHIN PAD ARE LINED FOR PATIENT COMFORT | DENTAL GENERAL SUPPLIES
5888 | 4215270002700 | COMPLETE SET FOR ORTHODONTIC MINI-SCREW INCLUDE STRAIGHT AND CONTRA-ANGLE SCREW DRIVER WITH AT LEAST 2 DIFFERENT SHANK LENGTHS STERI LE SELF CUTTING MINI-SCREW (6MM 8MM 10MM 12MM LENGTH) ACCESSORIES AND LID BOX | DENTAL GENERAL SUPPLIES
5889 | 4215270002800 | VACUUM - FORMED RETAINER MADE FROM POLYPROPYLENE OR POLYVINYL CHLORIDE (PVC) CLEAR MATERIAL, TYPICALLY. 020 INCH OR. 030 INCH THICK, SIZE 15 CM X 15 CM | DENTAL GENERAL SUPPLIES
5890 | 4215270002900 | WIRE STAND WITH 10 - 12 HOLES PER SIDE | DENTAL GENERAL SUPPLIES
5891 | 4215270003200 | DENTAL SHIM STOCK FOIL TAPE 8 TO 12 MICRON | DENTAL GENERAL SUPPLIES
5892 | 4215270003300 | GREEN STICK COMPOUND FOR BORDER MOLDING | DENTAL GENERAL SUPPLIES
5893 | 4215270003900 | DISTAL JET APPLIANCE 28 MM, A NON - REMOVABLE LINGUAL APPLIANCE USED TO MOVE UPPER TEETH BACKWARD FASTER | DENTAL GENERAL SUPPLIES
5894 | 4215270004000 | FLIP-LOCK HERBST APPLIANCE FOR BITE JUMPING | DENTAL GENERAL SUPPLIES
5895 | 4215270004100 | ORTHODONTIC BONDABLE CLEAT | DENTAL GENERAL SUPPLIES
5896 | 4215270008500 | ORTHO DEMONSTRATION MODEL TEETH WITH BRACES. | SUPPLEMENTARY DENTAL SUPPLIES
5897 | 4215270008700 | ORTHODONTIC KIT, HOME CARE | DENTAL GENERAL SUPPLIES
5898 | 4215270008800 | ORTHO TONGUE TAMERS APPLIANCE | DENTAL GENERAL SUPPLIES
5899 | 4215270008900 | CLASS II CORRECTOR DEVICE X-SHORT 22MM LEFT (FATIGUE RESISTANT DEVICE) | DENTAL GENERAL SUPPLIES
5900 | 4215270009000 | CLASS II CORRECTOR DEVICE X-SHORT 22MM KIT (FATIGUE RESISTANT DEVICE) | DENTAL GENERAL SUPPLIES
5901 | 4215270009100 | CLASS II CORRECTOR SHORT DEVICE 25MM KIT (FATIGUE RESISTANT DEVICE) | DENTAL GENERAL SUPPLIES
5902 | 4215270009200 | CLASS II CORRECTOR SHORT DEVICE 25MM RIGHT (FATIGUE RESISTANT DEVICE) | DENTAL GENERAL SUPPLIES
5903 | 4215270009300 | CLASS II CORRECTOR MEDIUM DEVICE 29MM KIT (FATIGUE RESISTANT DEVICE) | DENTAL GENERAL SUPPLIES
5904 | 4215270009400 | CLASS II CORRECTOR MEDIUM DEVICE 29 MM RIGHT (FATIGUE RESISTANT DEVICE) | DENTAL GENERAL SUPPLIES
5905 | 4215270009500 | CLASS II CORRECTOR KIT WITH FATIGUE-RESISTANT DEVICES DESIGNED FOR ORTHODONTIC CORRECTION OF CLASS II MALOCCLUSIONS. INCLUDES MULTIPLE SIZES TO FIT VARIOUS PATIENTS | DENTAL GENERAL SUPPLIES
5906 | 4215270009700 | LINGUAL SHEATHS WITH HOOK, LEFT SIDE | DENTAL GENERAL SUPPLIES
5907 | 4215270009800 | LINGUAL SHEATHS WITH HOOK, RIGHT SIDE | DENTAL GENERAL SUPPLIES
5908 | 4215270009900 | LINGUAL SHEATHS WITHOUT HOOK | DENTAL GENERAL SUPPLIES
5909 | 4215270010000 | ORTHODONTIC MINI SCREW LONG SHANK STRAIGHT SCREW DRIVER | DENTAL GENERAL SUPPLIES
5910 | 4215270010100 | ORTHODONTIC MINI SCREW SHORT SHANK STRAIGHT SCREW DRIVER | DENTAL GENERAL SUPPLIES
5911 | 4215270010200 | HEADGEAR C-CLAMP SAFETY RELEASE MODULE | DENTAL GENERAL SUPPLIES
5912 | 4215270010300 | ORTHODONTIC MINI SCREW CONTRA ANGLE SCREW DRIVER | DENTAL GENERAL SUPPLIES
5913 | 4215270010400 | CLASS II CORRECTOR MEDIUM DEVICE 32 MM KIT (FATIGUE RESISTANT DEVICE) | DENTAL GENERAL SUPPLIES
5914 | 4215270010500 | PATIENT-SPECIFIC CLEAR ORTHODONTIC ALIGNER, MILD CASE, MATERIAL: THERMOPLASTIC POLYURETHANE, MULTI-LAYER OR EQUIVALENT, FORCE-CONTRO LLED, BIOCOMPATIBLE, TRAY QUANTITY: 12-17 SEQUENTIAL TRAYS, UPPER AND LOWER ARCH, INCLUDED SERVICES: DIGITAL 3D SCAN, ACCESSORIES: P ATIENT CARE KIT, ALIGNER BOX | DENTAL GENERAL SUPPLIES
5915 | 4215270010600 | ORTHODONTIC ELASTIC DIRECTOR, DISPOSABLE PLASTIC HOOK FOR PLACEMENT AND REMOVAL OF INTERMAXILLARY ELASTIC RUBBER BANDS, MULTI-COLOR | DENTAL GENERAL SUPPLIES
5916 | 4215270010700 | ORAL ORTHODONTIC CLASS II APPLIANCE, FIXED INTERMAXILLARY SAGITTAL-FIRST PLATFORM MOLAR DISTALIZER BAR COMPLETE SET, WITH BALL-AND-S OCKET JOINT MECHANISM, SIZE RANGE 16 - 27MM. COMPLETE SET | DENTAL GENERAL SUPPLIES
5917 | 4215270010800 | PATIENT-SPECIFIC CLEAR ORTHODONTIC ALIGNER, MODERATE CASE, MATERIAL: THERMOPLASTIC POLYURETHANE, MULTI-LAYER OR EQUIVALENT, FORCE-CO NTROLLED, BIOCOMPATIBLE, TRAY QUANTITY: 18-25 SEQUENTIAL TRAYS, UPPER AND LOWER ARCH, INCLUDED SERVICES: DIGITAL 3D SCAN, ACCESSORIE S: PATIENT CARE KIT, ALIGNER BOX | DENTAL GENERAL SUPPLIES
5918 | 4215270010900 | PATIENT-SPECIFIC CLEAR ORTHODONTIC ALIGNER, COMPLEX CASE, MATERIAL: THERMOPLASTIC POLYURETHANE, MULTI-LAYER OR EQUIVALENT, FORCE-CON TROLLED, BIOCOMPATIBLE, TRAY QUANTITY: 26-35 SEQUENTIAL TRAYS, UPPER AND LOWER ARCH, INCLUDED SERVICES: DIGITAL 3D SCAN, ACCESSORIES : PATIENT CARE KIT, ALIGNER BOX | DENTAL GENERAL SUPPLIES
5919 | 4215270011000 | PATIENT-SPECIFIC CLEAR ORTHODONTIC ALIGNER, COMPREHENSIVE CASE, MATERIAL: THERMOPLASTIC POLYURETHANE, MULTI-LAYER OR EQUIVALENT FORC E-CONTROLLED, BIOCOMPATIBLE, TRAY QUANTITY: MORE THAN 35 SEQUENTIAL TRAYS, UPPER AND LOWER ARCH, INCLUDED SERVICES: DIGITAL 3D SCAN, ACCESSORIES: PATIENT CARE KIT, ALIGNER BOX | DENTAL GENERAL SUPPLIES
5920 | 4215270101200 | ORTHODONTIC RUBBER FOR ORTHO STUDY MODEL BASE.. | SUPPLEMENTARY DENTAL SUPPLIES
5921 | 4215270400200 | PATIENT-SPECIFIC CLEAR ORTHODONTIC ALIGNER RETAINER: 1 SET, INCLUDED SERVICES: DIGITAL 3D SCAN | DENTAL GENERAL SUPPLIES
5922 | 4215270500100 | PREFABRICATED BALL ENDED CLASPS FOR PARTIAL DENTURES AND SPLINTS ASSORTED DIAMETER.. | SUPPLEMENTARY DENTAL SUPPLIES
5923 | 4215270600000 | ORTHODONTIC METAL BRACKET SET MAXILLARY/MANDIBULAR (5-5) BONDABLE 0.022 SLOT ROTH PRESCRIPTION LOW PROFILE HOOKS ON CANINES AND PREMOLARS | DENTAL GENERAL SUPPLIES
5924 | 4215270601600 | LINGUAL BUTTON BONDABLE FOR ORTHODONTIC TREATMENT 10 PCS/PACK ONE EACH (EA)=ONE (1) PACK | DENTAL GENERAL SUPPLIES
5925 | 4215270608900 | BRACKET BONDABLE MANDIBULAR (LOWER) BICUSPIDS (PREMOLARS) LEFT 0.018 IN SLOT WITH HOOK ROTH PRESCRIPTION | DENTAL GENERAL SUPPLIES
5926 | 4215270609000 | BRACKET BONDABLE MANDIBULAR (LOWER) BICUSPIDS (PREMOLARS) RIGHT 0.018 IN SLOT WITH HOOK ROTH PRESCRIPTION | DENTAL GENERAL SUPPLIES
5927 | 4215270609100 | BRACKET BONDABLE MANDIBULAR (LOWER) INCISOR 0.018 IN SLOT ROTH PRESCRIPTION | DENTAL GENERAL SUPPLIES
5928 | 4215270609500 | BRACKET BONDABLE MAXILLARY (UPPER) BICUSPIDS (PREMOLARS) LEFT 0.018 IN SLOT WITH HOOK ROTH PRESCRIPTION | DENTAL GENERAL SUPPLIES
5929 | 4215270609600 | BRACKET BONDABLE MAXILLARY (UPPER) BICUSPIDS (PREMOLARS) RIGHT 0.018 IN SLOT WITH HOOK ROTH PRESCRIPTION | DENTAL GENERAL SUPPLIES
5930 | 4215270609700 | BRACKET BONDABLE MAXILLARY (UPPER) CENTRAL LEFT INCISOR 0.018 IN SLOT ROTH PRESCRIPTION | DENTAL GENERAL SUPPLIES
5931 | 4215270609800 | BRACKET BONDABLE MAXILLARY (UPPER) CENTRAL RIGHT INCISOR 0.018 IN SLOT ROTH PRESCRIPTION | DENTAL GENERAL SUPPLIES
5932 | 4215270609900 | BRACKET BONDABLE MAXILLARY (UPPER) LATERAL INCISOR LEFT 0.018 IN SLOT ROTH PRESCRIPTION | DENTAL GENERAL SUPPLIES
5933 | 4215270610000 | BRACKET BONDABLE MAXILLARY (UPPER) LATERAL INCISOR RIGHT 0.018 IN SLOT ROTH PRESCRIPTION | DENTAL GENERAL SUPPLIES
5934 | 4215270610300 | BRACKET BONDABLE MANDIBULAR (LOWER) CUSPIDS LEFT 0.018 IN SLOT WITH HOOK ROTH PRESCRIPTION | DENTAL GENERAL SUPPLIES
5935 | 4215270610400 | BRACKET BONDABLE MANDIBULAR (LOWER) CUSPIDS RIGHT 0.018 IN SLOT WITH HOOK ROTH PRESCRIPTION | DENTAL GENERAL SUPPLIES
5936 | 4215270610500 | BRACKET BONDABLE MAXILLARY (UPPER) CUSPIDS LEFT 0.018 IN SLOT WITH HOOK ROTH PRESCRIPTION | DENTAL GENERAL SUPPLIES
5937 | 4215270610600 | BRACKET BONDABLE MAXILLARY (UPPER) CUSPIDS RIGHT 0.018 IN SLOT WITH HOOK ROTH PRESCRIPTION | DENTAL GENERAL SUPPLIES
5938 | 4215270610700 | ORTHODONTIC METAL BRACKET SET MAXILLARY/MANDIBULAR (5-5) BONDABLE 0.018 SLOT ROTH PRESCRIPTION HOOKS ON CANINES AND PREMOLARS | DENTAL GENERAL SUPPLIES
5939 | 4215270610800 | BRACKET SELF LIGATING ACTIVE TYPE SET (5 - 5) 0.022 INCH SLOT SHOULD BE PROVIDED WITH SET OF 6 ARCH WIRE SIZE (14 16 14 X 25 18 X 25 CUNITI AND 18 X 25 SS UPPER AND LOWER WIRES PLUS OPENING/CLOSING TOOL | DENTAL GENERAL SUPPLIES
5940 | 4215270610900 | ORTHODONTIC METAL BRACKET SET MAXILLARY/MANDIBULAR (5-5) BONDABLE 0.018 SLOT MBT PRESCRIPTION LOW PROFILE HOOKS ON CANINES AND PREMO LARS | DENTAL GENERAL SUPPLIES
5941 | 4215270700800 | CONTOURED MICRO ETCHED UPPER RIGHT FIRST MOLAR BONDABLE BASE SINGLE BUCCAL TUBE ROTH RX #0.022 MEDIUM SIZE | DENTAL GENERAL SUPPLIES
5942 | 4215270700900 | CONTOURED MICRO ETCHED UPPER LEFT SECOND MOLAR, BONDABLE BASE, SINGLE BUCCAL TUBE, ROTH RX #0.022, MEDIUM SIZE | DENTAL GENERAL SUPPLIES
5943 | 4215270701000 | CONTOURED MICRO ETCHED UPPER RIGHT SECOND MOLAR, BONDABLE BASE, SINGLE BUCCAL TUBE, ROTH RX #0.022, MEDIUM SIZE | DENTAL GENERAL SUPPLIES
5944 | 4215270701100 | CONTOURED MICRO ETCHED LOWER LEFT SECOND MOLAR, BONDABLE BASE, SINGLE BUCCAL TUBE, ROTH RX #0.022, MEDIUM SIZE | DENTAL GENERAL SUPPLIES
5945 | 4215270701200 | CONTOURED MICRO ETCHED LOWER RIGHT SECOND MOLAR, BONDABLE BASE, SINGLE BUCCAL TUBE, ROTH RX #0.022, MEDIUM SIZE | DENTAL GENERAL SUPPLIES
5946 | 4215270701300 | CONTOURED MICRO ETCHED UPPER LEFT FIRST MOLAR, BONDABLE BASE, SINGLE BUCCAL TUBE, ROTH RX #0.022, MEDIUM SIZE | DENTAL GENERAL SUPPLIES
5947 | 4215270701400 | CONTOURED MICRO ETCHED LOWER RIGHT FIRST MOLAR, BONDABLE BASE, SINGLE BUCCAL TUBE, ROTH RX #0.022, MEDIUM SIZE | DENTAL GENERAL SUPPLIES
5948 | 4215270701500 | CONTOURED MICRO ETCHED LOWER LEFT FIRST MOLAR, BONDABLE BASE, SINGLE BUCCAL TUBE, ROTH RX #0.022, MEDIUM SIZE | DENTAL GENERAL SUPPLIES
5949 | 4215270704200 | HEAT TREATED NITI WIRE BLUE TRIANGULAR CROSS SECTION WITH ALTERNATIVE CUTTING EDGE AND CONSTANT TAPER WITH UNIQUE ROUNDED SAFETY TIP.TAPER 06 SIZE 40 LENGTH 21MM | DENTAL GENERAL SUPPLIES
5950 | 4215270704300 | CONTOURED MICRO ETCHED SECOND MOLAR BONDABLE BASE SINGLE BUCCAL TUBE MBT #0.018 MEDIUM SIZE ASSORTED BY TOOTH NUMBER | DENTAL GENERAL SUPPLIES
5951 | 4215270704400 | CONTOURED MICRO ETCHED FIRST MOLAR BONDABLE BASE SINGLE BUCCAL TUBE MBT #0.018 MEDIUM SIZE ASSORTED BY TOOTH NUMBER | DENTAL GENERAL SUPPLIES
5952 | 4215270704500 | CONTOURED MICRO ETCHED SECOND MOLAR BONDABLE BASE SINGLE BUCCAL TUBE ROTH #0.018 MEDIUM SIZE ASSORTED BY TOOTH NUMBER | DENTAL GENERAL SUPPLIES
5953 | 4215270704600 | CONTOURED MICRO ETCHED FIRST MOLAR BONDABLE BASE SINGLE BUCCAL TUBE ROTH #0.018 MEDIUM SIZE ASSORTED BY TOOTH NUMBER | DENTAL GENERAL SUPPLIES
5954 | 4215270800500 | DEAD COIL, STAINLESS STEEL 0.020 INCH DIAMETER | DENTAL GENERAL SUPPLIES
5955 | 4215270800600 | CLOSED COIL NITINOL SPRINGS IN SPOO (0.020 X 0.030) 2 FT ONE EACH (EA) = ONE (1) PACK | DENTAL GENERAL SUPPLIES
5956 | 4215270801000 | OPEN COIL SPRING NITINOL LIGHT 7 INCH (0.10 X.030) ONE EACH (EA) = ONE (1) PACK | DENTAL GENERAL SUPPLIES
5957 | 4215270801100 | OPEN COIL SPRING NITINOL MEDIUM 7 INCH (0.12 X.030) ONE EACH (EA) = ONE (1) PACK | DENTAL GENERAL SUPPLIES
5958 | 4215270801200 | OPEN COIL SPRING NITINOL HEAVY 7 INCH (0.14 X.036) ONE EACH (EA) = ONE (1) PACK | DENTAL GENERAL SUPPLIES
5959 | 4215270801300 | CLOSED COIL SPRING NITINOL LIGHT 9 MM (0.10 X.030) ONE EACH (EA) = ONE (1) PACK | DENTAL GENERAL SUPPLIES
5960 | 4215270801500 | CLOSED COIL SPRING NITINOL HEAVY 9 MM (0.10 X.030) ONE EACH (EA) = ONE (1) PACK | DENTAL GENERAL SUPPLIES
5961 | 4215270801600 | CRIMPABLE BALL HOOK ONE EACH (EA)=ONE (1) PACK | DENTAL GENERAL SUPPLIES
5962 | 4215270801700 | TORQUING SPRING, SMALL | DENTAL GENERAL SUPPLIES
5963 | 4215270801800 | TORQUING SPRING, MEDIUM | DENTAL GENERAL SUPPLIES
5964 | 4215270801900 | TORQUING SPRING, LARGE | DENTAL GENERAL SUPPLIES
5965 | 4215270802000 | NICKEL TITANIUM DISTALIZING COIL SPRINGS 0.045 INCH 100 G ONE EACH (EA)=ONE (1) PACK | DENTAL GENERAL SUPPLIES
5966 | 4215270802100 | OPEN COIL NITINOL SPRINGS IN SPOOL 200 G MEDIUM FORCE INNER DIAMETER 0.020 INCH - 0.030 INCH ONE EACH (EA)=ONE (1) PACK | DENTAL GENERAL SUPPLIES
5967 | 4215270802200 | CLOSED COIL SPRING NITINOL MEDIUM 9 MM (0.10 X.030) ONE EACH (EA) = ONE (1) PACK | DENTAL GENERAL SUPPLIES
5968 | 4215270802300 | CLOSED COIL SPRING NITINOL MEDIUM 12 MM (0.10 X.030) ONE EACH (EA) = ONE (1) PACK | DENTAL GENERAL SUPPLIES
5969 | 4215270803100 | SPRING CLOSED COIL STAINLESS STEEL (0.010 X 0.030) 2 FT ONE EACH (EA) = ONE (1) PACK | DENTAL GENERAL SUPPLIES
5970 | 4215270803400 | ORTHODONTIC ANTERIOR ROOT TORQUING (ART) SPRING AUXILIARY, ARCH ASSORTMENT (UPPER AND LOWER), ASSORTED SIZES (SMALL, MEDIUM, LARGE) | DENTAL GENERAL SUPPLIES
5971 | 4215270803500 | CRIMPABLE CURVED BALL HOOK & STOP, ASSORTED BY SIZE, ASSORTED BY SITE | DENTAL GENERAL SUPPLIES
5972 | 4215270901200 | INTRAORAL ELASTICS 1/4 INCH LIGHT FORCE 2 OZ PACKAGING (100 RINGS PER PATIENT PACK) ONE EACH (EA)=ONE (1) PACK | DENTAL GENERAL SUPPLIES
5973 | 4215270901300 | INTRAORAL ELASTICS 1/4 INCH (6.35 MM) MEDIUM FORCE (4 OZ - 114 G) ONE EACH (EA)=ONE (1) PACK | DENTAL GENERAL SUPPLIES
5974 | 4215270901400 | INTRAORAL ELASTICS 1/4 INCH (6.35 MM) MEDIUM - LIGHT FORCE 3.5 OZ PACKAGING (100 RINGS PER PACK) ONE EACH (EA)=ONE (1) PACK | DENTAL GENERAL SUPPLIES
5975 | 4215270901500 | INTRAORAL ELASTICS 3/16 INCH (4.76 MM) HEAVY FORCE (4.5 OZ - 130 G) ONE EACH (EA)=ONE (1) PACK | DENTAL GENERAL SUPPLIES
5976 | 4215270901600 | INTRAORAL ELASTICS 3/16 INCH (4.6 MM) MEDIUM - LIGHT FORCE (3.5 OZ - 100 G) ONE EACH (EA)=ONE (1) PACK | DENTAL GENERAL SUPPLIES
5977 | 4215270901700 | INTRAORAL ELASTICS 5/16 INCH (7.94 MM) LIGHT FORCE (2 OZ - 60 G) ONE EACH (EA)=ONE (1) PACK | DENTAL GENERAL SUPPLIES
5978 | 4215270901800 | INTRAORAL ELASTICS 5/16 INCH (7.94 MM) HEAVY FORCE (4.5 OZ - 130 G) ONE EACH (EA)=ONE (1) PACK | DENTAL GENERAL SUPPLIES
5979 | 4215270901900 | INTRAORAL ELASTICS 5/16 INCH (7.94 MM) MEDIUM - LIGHT FORCE (3.5 OZ - 100 G) ONE EACH (EA)=ONE (1) PACK | DENTAL GENERAL SUPPLIES
5980 | 4215270902200 | EXTRAORAL ELASTICS 1/4 INCH 6.35 MM LIGHT (8 OZ - 230 G) ONE EACH (EA)=ONE (1) PACK | DENTAL GENERAL SUPPLIES
5981 | 4215270902300 | EXTRAORAL ELASTICS 1/2 INCH 12.7 MM LIGHT (8 OZ - 230 G) ONE EACH (EA)=ONE (1) PACK | DENTAL GENERAL SUPPLIES
5982 | 4215270902400 | EXTRAORAL ELASTICS 1/2 INCH 12.7 MM HEAVY (14 OZ - 400 G) ONE EACH (EA)=ONE (1) PACK | DENTAL GENERAL SUPPLIES
5983 | 4215270902500 | EXTRAORAL ELASTIC 1/2 INCH MEDIUM FORCE 8 OZ PACKING (100 RINGS/PATIENT PACK) ONE EACH (EA)=ONE (1) PACK | DENTAL GENERAL SUPPLIES
5984 | 4215270902600 | EXTRAORAL ELASTICS 3/8 INCH 9.35 MM LIGHT (8 OZ - 230 G) ONE EACH (EA)=ONE (1) PACK | DENTAL GENERAL SUPPLIES
5985 | 4215270902800 | EXTRAORAL ELASTICS 3/16 INCH 4.76 MM LIGHT (8 OZ - 230 G) ONE EACH (EA)=ONE (1) PACK | DENTAL GENERAL SUPPLIES
5986 | 4215270903000 | EXTRAORAL ELASTICS 5/16 INCH 7.94 MM LIGHT (8 OZ - 230 G) ONE EACH (EA)=ONE (1) PACK | DENTAL GENERAL SUPPLIES
5987 | 4215270903100 | EXTRAORAL ELASTICS 5/16 INCH 7.94 MM HEAVY (14 OZ - 400 G) ONE EACH (EA)=ONE (1) PACK | DENTAL GENERAL SUPPLIES
5988 | 4215270903300 | INTRAORAL ELASTICS 1/4 INCH (6.35 MM) MEDIUM FORCE (3 OZ - 85 G) ONE EACH (EA)=ONE (1) PACK | DENTAL GENERAL SUPPLIES
5989 | 4215270903500 | INTRAORAL ELASTICS 1/4 INCH (6.35 MM) HEAVY FORCE (4.5 OZ - 130 G) ONE EACH (EA)=ONE (1) PACK | DENTAL GENERAL SUPPLIES
5990 | 4215270903600 | INTRAORAL ELASTICS 1/2 INCH (12.7 MM) LIGHT FORCE (2 OZ - 60 G) ONE EACH (EA)=ONE (1) PACK | DENTAL GENERAL SUPPLIES
5991 | 4215270903700 | INTRAORAL ELASTICS 1/2 INCH (12.7 MM) MEDIUM - HEAVY (3.5 OZ - 100 G) ONE EACH (EA)=ONE (1) PACK | DENTAL GENERAL SUPPLIES
5992 | 4215270903800 | INTRAORAL ELASTICS 1/8 INCH (3.18 MM) LIGHT FORCE (2 OZ - 60 G) ONE EACH (EA)=ONE (1) PACK | DENTAL GENERAL SUPPLIES
5993 | 4215270903900 | INTRAORAL ELASTICS 1/8 INCH (3.18 MM) MEDIUM - HEAVY FORCE (3.5 OZ - 100 G) ONE EACH (EA)=ONE (1) PACK | DENTAL GENERAL SUPPLIES
5994 | 4215270904000 | INTRAORAL ELASTICS 1/8 INCH (3.18 MM) MEDIUM FORCE (4 OZ - 110 G) ONE EACH (EA)=ONE (1) PACK | DENTAL GENERAL SUPPLIES
5995 | 4215270904100 | INTRAORAL ELASTICS 3/4 INCH (19.1 MM) LIGHT FORCE (2 OZ - 60 G) ONE EACH (EA)=ONE (1) PACK | DENTAL GENERAL SUPPLIES
5996 | 4215270904200 | INTRAORAL ELASTICS 3/4 INCH (19.1 MM) MEDIUM/HEAVY FORCE (3.5 OZ - 100 G) ONE EACH (EA)=ONE (1) PACK | DENTAL GENERAL SUPPLIES
5997 | 4215270904300 | INTRAORAL ELASTICS 3/8 INCH (9.35 MM) LIGHT FORCE (2 OZ - 60 G) ONE EACH (EA)=ONE (1) PACK | DENTAL GENERAL SUPPLIES
5998 | 4215270904400 | INTRAORAL ELASTICS 3/8 INCH (9.35 MM) MEDIUM FORCE (3 OZ - 85 G) ONE EACH (EA)=ONE (1) PACK | DENTAL GENERAL SUPPLIES
5999 | 4215270904500 | INTRAORAL ELASTICS 3/8 INCH (9.35 MM) MEDIUM - HEAVY (3.5 OZ - 100 G) ONE EACH (EA)=ONE (1) PACK | DENTAL GENERAL SUPPLIES
6000 | 4215270904600 | INTRAORAL ELASTICS 3/8 INCH (9.35 MM) HEAVY FORCE (4.5 OZ - 130 G) ONE EACH (EA)=ONE (1) PACK | DENTAL GENERAL SUPPLIES
6001 | 4215270904700 | INTRAORAL ELASTICS 3/8 INCH (9.35 MM) EXTRA HEAVY FORCE (6 OZ - 170 G) ONE EACH (EA)=ONE (1) PACK | DENTAL GENERAL SUPPLIES
6002 | 4215270904800 | INTRAORAL ELASTICS 3/16 INCH (4.76 MM) LIGHT FORCE (2 OZ - 60 G) ONE EACH (EA)=ONE (1) PACK | DENTAL GENERAL SUPPLIES
6003 | 4215270904900 | INTRAORAL ELASTICS 3/16 INCH (4.76 MM) MEDIUM FORCE (3 OZ - 85 G) ONE EACH (EA)=ONE (1) PACK | DENTAL GENERAL SUPPLIES
6004 | 4215270905000 | INTRAORAL ELASTICS 3/16 INCH (4.76 MM) MEDIUM - HEAVY FORCE (5.5 OZ - 156 G) ONE EACH (EA)=ONE (1) PACK | DENTAL GENERAL SUPPLIES
6005 | 4215270905100 | INTRAORAL ELASTICS 3/16 INCH (4.76 MM) EXTRA HEAVY FORCE (6 OZ - 170 G) ONE EACH (EA)=ONE (1) PACK | DENTAL GENERAL SUPPLIES
6006 | 4215270905200 | INTRAORAL ELASTICS 5/8 INCH (15.9 MM) LIGHT FORCE (2 OZ - 60 G) ONE EACH (EA)=ONE (1) PACK | DENTAL GENERAL SUPPLIES
6007 | 4215270905300 | INTRAORAL ELASTICS 5/8 INCH (15.9 MM) MEDIUM/HEAVY (3.5 OZ - 100 G) ONE EACH (EA)=ONE (1) PACK | DENTAL GENERAL SUPPLIES
6008 | 4215270905400 | INTRAORAL ELASTICS 5/16 INCH (7.94 MM) MEDIUM FORCE (3 OZ - 85 G) ONE EACH (EA)=ONE (1) PACK | DENTAL GENERAL SUPPLIES
6009 | 4215270905500 | INTRAORAL ELASTICS 5/16 INCH (7.94 MM) EXTRA HEAVY FORCE (6 OZ - 170 G) ONE EACH (EA)=ONE (1) PACK | DENTAL GENERAL SUPPLIES
6010 | 4215270905600 | ELASTIC CHAIN WIDE SPACE, 15 FEET, MEDIUM FORCE, ASSORTED COLORS | DENTAL GENERAL SUPPLIES
6011 | 4215270905700 | ELASTICS SEPARATOR 1.5 MM DIAMETER 1000/PACK ONE EACH (EA)=ONE (1) PACK | DENTAL GENERAL SUPPLIES
6012 | 4215270905800 | ELASTICS SEPARATOR 2 MM DIAMETER 1000/PACK ONE EACH (EA) = ONE (1) PACK | DENTAL GENERAL SUPPLIES
6013 | 4215270905900 | ELASTOMERIC TUBING SIZE 0.250 INCH 25 FT SPOOL | DENTAL GENERAL SUPPLIES
6014 | 4215270906000 | ELASTOMERIC TUBING SIZE 0.030 INCH 25 FT SPOOL | DENTAL GENERAL SUPPLIES
6015 | 4215270906100 | INTRAORAL ELASTICS 1/4 INCH (6.35 MM) EXTRA HEAVY FORCE (6 OZ - 170 G) ONE EACH (EA)=ONE (1) PACK | DENTAL GENERAL SUPPLIES
6016 | 4215270906200 | EXTRAORAL ELASTIC 3/8 INCH HEAVY FORCE 14 OZ PACKING (100 RINGS/PATIENT PACK) ONE EACH (EA)=ONE (1) PACK | DENTAL GENERAL SUPPLIES
6017 | 4215270906400 | ELASTIC CHAIN OPENED LONG (DOUBLE) SPACE 15 FEET MEDIUM FORCE, ASSORTED COLORS | DENTAL GENERAL SUPPLIES
6018 | 4215270906500 | ELASTIC CHAIN OPENED SPACE 15 FEET MEDIUM FORCE, ASSORTED COLORS | DENTAL GENERAL SUPPLIES
6019 | 4215270906600 | ELASTIC CHAIN CLOSED SPACE 15 FEET MEDIUM FORCE, ASSORTED COLORS | DENTAL GENERAL SUPPLIES
6020 | 4215270906700 | ELASTOMERIC MODULES SINGLE PATIENT USE FADE RESISTANT GREY | DENTAL GENERAL SUPPLIES
6021 | 4215270906800 | ELASTOMERIC MODULES SINGLE PATIENT USE FADE RESISTANT SILVER | DENTAL GENERAL SUPPLIES
6022 | 4215271000000 | ELASTOMERIC MODULES SINGLE PATIENT USE FADE RESISTANT BLUE | DENTAL GENERAL SUPPLIES
6023 | 4215271000100 | ELASTOMERIC MODULES SINGLE PATIENT USE FADE RESISTANT CLEAR COLOR | DENTAL GENERAL SUPPLIES
6024 | 4215271000200 | ELASTOMERIC MODULES SINGLE PATIENT USE FADE RESISTANT PINK | DENTAL GENERAL SUPPLIES
6025 | 4215271000300 | ELASTOMERIC MODULES SINGLE PATIENT USE FADE RESISTANT PURPLE | DENTAL GENERAL SUPPLIES
6026 | 4215271000400 | ELASTOMERIC MODULES SINGLE PATIENT USE FADE RESISTANT ORANGE | DENTAL GENERAL SUPPLIES
6027 | 4215271000500 | ELASTOMERIC MODULES SINGLE PATIENT USE FADE RESISTANT BLACK | DENTAL GENERAL SUPPLIES
6028 | 4215271000600 | ELASTOMERIC MODULES SINGLE PATIENT USE FADE RESISTANT RED | DENTAL GENERAL SUPPLIES
6029 | 4215271000700 | ELASTOMERIC MODULES SINGLE PATIENT USE FADE RESISTANT NEON GREEN | DENTAL GENERAL SUPPLIES
6030 | 4215271000800 | ELASTOMERIC MODULES SINGLE PATIENT USE FADE RESISTANT WHITE | DENTAL GENERAL SUPPLIES
6031 | 4215271000900 | ELASTOMERIC MODULES SINGLE PATIENT USE FADE RESISTANT YELLOW | DENTAL GENERAL SUPPLIES
6032 | 4215271001000 | ELASTOMERIC MODULES SINGLE PATIENT USE FADE RESISTANT TEAL | DENTAL GENERAL SUPPLIES
6033 | 4215271001100 | ELASTOMERIC MODULES SINGLE PATIENT USE FADE RESISTANT ROSE | DENTAL GENERAL SUPPLIES
6034 | 4215271001200 | ELASTOMERIC MODULES SINGLE PATIENT USE FADE RESISTANT GREEN | DENTAL GENERAL SUPPLIES
6035 | 4215271001300 | ELASTOMERIC MODULES SINGLE PATIENT USE FADE RESISTANT MAROON | DENTAL GENERAL SUPPLIES
6036 | 4215271001400 | ELASTOMERIC MODULES SINGLE PATIENT USE FADE RESISTANT GOLD | DENTAL GENERAL SUPPLIES
6037 | 4215271100700 | EXPANSION SCREW FOR ACRYLIC REMOVABLE APPLIANCES MEDIUM SIZE ELONGATION FROM 6 - 8 MM STANDARD EXPANSION SCREW S FOR MAXILLA SKELETON TYPE WITH RETENTION HOLES WIDE DOUBLE GUIDANCE ENSURES HIGHEST RELIABILITY AND STABILITY. HOUSING OUT OF GALVANICAL COATED NICKEL - SILVER. STAINLESS STEEL THREAT SPINDLE AND GUIDING PINS.. | SUPPLEMENTARY DENTAL SUPPLIES
6038 | 4215271100800 | HYRAX EXPANDER MEDIUM TWO DIRECTION ELONGATION FROM 7 - 10 MM STANDARD EXPANSION SCREW S FOR MAXILLA .HOUSING OUT OF GALVANIC COATED NICKEL - SILVER STAINLESS STEEL THREAD SPINDLE AND GUIDING PINS WITH FOUR ARMS TO BE SOLDERED | DENTAL GENERAL SUPPLIES
6039 | 4215271100900 | EXPANTION SCREW TWO DIRECTION ELONGATION FROM 8 - 11 MM STANDARD EXPANSION SCREW S FOR MAXILLA .HOUSING OUT OF GALVANIC COATED NICKEL - SILVER STAINLESS STEEL THREAD SPINDLE AND GUIDING PINS | DENTAL GENERAL SUPPLIES
6040 | 4215271101000 | HYRAX EXPANDER SMALL TWO DIRECTION ELONGATION FROM 7 - 9 MM STANDARD EXPANSION SCREW S FOR MAXILLA .HOUSING OUT OF GALVANIC COATED NICKEL - SILVER STAINLESS STEEL THREAD SPINDLE AND GUIDING PINS WITH FOUR ARMS TO BE SOLDERED | DENTAL GENERAL SUPPLIES
6041 | 4215271101100 | EXPANSION SCREW FOR ACRYLIC REMOVABLE APPLIANCES SMALL SIZE ELONGATION FROM 7 - 9 MM STANDARD EXPANSION SCREW S FOR MAXILLA SKELETONTYPE WITH R ETENTION HOLES WIDE DOUBLE GUIDANCE ENSURES HIGHEST RELIABILITY AND STABILITY HOUSING OUT OF GALVANIC COATED NICKEL - SILVER STAINLESS STEEL THREAD SPINDLE AND GUIDING PINS.. | SUPPLEMENTARY DENTAL SUPPLIES
6042 | 4215271102400 | BONE FIXATION SCREW, ASSORTED SIZE AND DIAMETER | DENTAL GENERAL SUPPLIES
6043 | 4215271102500 | MEMBRANE TENTING SCREW, INTRA ORAL, ASSORTED SIZE AND DIMETER | DENTAL GENERAL SUPPLIES
6044 | 4215271102600 | MEMBRANE FIXATION TACK ASSORTED SIZE | DENTAL GENERAL SUPPLIES
6045 | 4215271203600 | PRE-WELDED TWIN BRACKET, WITH LINGUAL CLEAT, 0.022 SLOT ROTH PRESCRIPTION, MAXILLARY BICUSPID, PROFESSIONAL KIT INCLUDING 300 BANDS IN FOUR TRAYS WITH LID COVER (150 PER SIDE), SIZE FROM 1-14 OR EQUIVALENT | DENTAL GENERAL SUPPLIES
6046 | 4215271203700 | PRE-WELDED CONVERTIBLE BAND WITH TRIPLE TUBE (SINGLE AND AUXILIARY) WITH LINGUAL CLEAT 0.022 SLOT ROTH PRESCRIPTION MAXILLARY RIGHT FIRST MOLAR REFILL SIZE 34 OR EQUIVALENT | DENTAL GENERAL SUPPLIES
6047 | 4215271203800 | PRE-WELDED CONVERTIBLE BAND WITH DOUBLE TUBE (SINGLE AND AUXILIARY), WITH LINGUAL CLEAT, 0.022 SLOT ROTH PRESCRIPTION, MANDIBULAR RIGHT FIRST MOLAR, REFILL SIZE 34 OR EQUIVALENT | DENTAL GENERAL SUPPLIES
6048 | 4215271203900 | PRE-WELDED CONVERTIBLE BAND WITH DOUBLE TUBE (SINGLE AND AUXILIARY), WITH LINGUAL CLEAT, 0.022 SLOT ROTH PRESCRIPTION, MANDIBULAR RIGHT FIRST MOLAR, REFILL SIZE 34+ OR EQUIVALENT | DENTAL GENERAL SUPPLIES
6049 | 4215271204000 | PRE-WELDED CONVERTIBLE BAND WITH DOUBLE TUBE (SINGLE AND AUXILIARY), WITH LINGUAL CLEAT, 0.022 SLOT ROTH PRESCRIPTION, MANDIBULAR RIGHT FIRST MOLAR, REFILL SIZE 35 OR EQUIVALENT | DENTAL GENERAL SUPPLIES
6050 | 4215271204100 | PRE-WELDED CONVERTIBLE BAND WITH DOUBLE TUBE (SINGLE AND AUXILIARY) WITH LINGUAL CLEAT 0.022 SLOT ROTH PRESCRIPTION MANDIBULAR RIGHT FIRST MOLAR REFILL SIZE 35+ OR EQUIVALENT | DENTAL GENERAL SUPPLIES
6051 | 4215271204200 | PRE-WELDED CONVERTIBLE BAND WITH DOUBLE TUBE (SINGLE AND AUXILIARY), WITH LINGUAL CLEAT, 0.022 SLOT ROTH PRESCRIPTION, MANDIBULAR RIGHT FIRST MOLAR, REFILL SIZE 36 OR EQUIVALENT | DENTAL GENERAL SUPPLIES
6052 | 4215271204300 | PRE-WELDED CONVERTIBLE BAND WITH DOUBLE TUBE (SINGLE AND AUXILIARY), WITH LINGUAL CLEAT, 0.022 SLOT ROTH PRESCRIPTION, MANDIBULAR RIGHT FIRST MOLAR, REFILL SIZE 36+ OR EQUIVALENT | DENTAL GENERAL SUPPLIES
6053 | 4215271204400 | PRE-WELDED CONVERTIBLE BAND WITH DOUBLE TUBE (SINGLE AND AUXILIARY), WITH LINGUAL CLEAT, 0.022 SLOT ROTH PRESCRIPTION, MANDIBULAR RIGHT FIRST MOLAR, REFILL SIZE 37 OR EQUIVALENT | DENTAL GENERAL SUPPLIES
6054 | 4215271204500 | PRE-WELDED CONVERTIBLE BAND WITH DOUBLE TUBE (SINGLE AND AUXILIARY), WITH LINGUAL CLEAT, 0.022 SLOT ROTH PRESCRIPTION, MANDIBULAR RIGHT FIRST MOLAR, REFILL SIZE 37+ OR EQUIVALENT | DENTAL GENERAL SUPPLIES
6055 | 4215271204600 | PRE-WELDED CONVERTIBLE BAND WITH DOUBLE TUBE (SINGLE AND AUXILIARY), WITH LINGUAL CLEAT, 0.022 SLOT ROTH PRESCRIPTION, MANDIBULAR RIGHT FIRST MOLAR, REFILL SIZE 38 OR EQUIVALENT | DENTAL GENERAL SUPPLIES
6056 | 4215271204700 | PRE-WELDED CONVERTIBLE BAND WITH DOUBLE TUBE (SINGLE AND AUXILIARY), WITH LINGUAL CLEAT, 0.022 SLOT ROTH PRESCRIPTION, MANDIBULAR RIGHT FIRST MOLAR, REFILL SIZE 38+ OR EQUIVALENT | DENTAL GENERAL SUPPLIES
6057 | 4215271204800 | PRE-WELDED CONVERTIBLE BAND WITH DOUBLE TUBE (SINGLE AND AUXILIARY), WITH LINGUAL CLEAT, 0.022 SLOT ROTH PRESCRIPTION, MANDIBULAR RIGHT FIRST MOLAR, REFILL SIZE 39 OR EQUIVALENT | DENTAL GENERAL SUPPLIES
6058 | 4215271204900 | PRE-WELDED CONVERTIBLE BAND WITH DOUBLE TUBE (SINGLE AND AUXILIARY), WITH LINGUAL CLEAT, 0.022 SLOT ROTH PRESCRIPTION, MANDIBULAR LEFT FIRST MOLAR, REFILL SIZE 34 OR EQUIVALENT | DENTAL GENERAL SUPPLIES
6059 | 4215271205000 | PRE-WELDED CONVERTIBLE BAND WITH DOUBLE TUBE (SINGLE AND AUXILIARY) WITH LINGUAL CLEAT 0.022 SLOT ROTH PRESCRIPTION MANDIBULAR LEFT FIRST MOLAR REFILL SIZE 34+ OR EQUIVALENT | DENTAL GENERAL SUPPLIES
6060 | 4215271205100 | PRE-WELDED CONVERTIBLE BAND WITH DOUBLE TUBE (SINGLE AND AUXILIARY), WITH LINGUAL CLEAT, 0.022 SLOT ROTH PRESCRIPTION, MANDIBULAR LEFT FIRST MOLAR, REFILL SIZE 35 OR EQUIVALENT | DENTAL GENERAL SUPPLIES
6061 | 4215271205200 | PRE-WELDED CONVERTIBLE BAND WITH DOUBLE TUBE (SINGLE AND AUXILIARY), WITH LINGUAL CLEAT, 0.022 SLOT ROTH PRESCRIPTION, MANDIBULAR LEFT FIRST MOLAR, REFILL SIZE 35+ OR EQUIVALENT | DENTAL GENERAL SUPPLIES
6062 | 4215271205300 | PRE-WELDED CONVERTIBLE BAND WITH DOUBLE TUBE (SINGLE AND AUXILIARY), WITH LINGUAL CLEAT, 0.022 SLOT ROTH PRESCRIPTION, MANDIBULAR LEFT FIRST MOLAR, REFILL SIZE 36 OR EQUIVALENT | DENTAL GENERAL SUPPLIES
6063 | 4215271205400 | PRE-WELDED CONVERTIBLE BAND WITH DOUBLE TUBE (SINGLE AND AUXILIARY), WITH LINGUAL CLEAT, 0.022 SLOT ROTH PRESCRIPTION, MANDIBULAR LEFT FIRST MOLAR, REFILL SIZE 36+ OR EQUIVALENT | DENTAL GENERAL SUPPLIES
6064 | 4215271205500 | PRE-WELDED CONVERTIBLE BAND WITH DOUBLE TUBE (SINGLE AND AUXILIARY), WITH LINGUAL CLEAT, 0.022 SLOT ROTH PRESCRIPTION, MANDIBULAR LEFT FIRST MOLAR, REFILL SIZE 37 OR EQUIVALENT | DENTAL GENERAL SUPPLIES
6065 | 4215271205600 | PRE-WELDED CONVERTIBLE BAND WITH DOUBLE TUBE (SINGLE AND AUXILIARY), WITH LINGUAL CLEAT, 0.022 SLOT ROTH PRESCRIPTION, MANDIBULAR LEFT FIRST MOLAR, REFILL SIZE 37+ OR EQUIVALENT | DENTAL GENERAL SUPPLIES
6066 | 4215271205700 | PRE-WELDED CONVERTIBLE BAND WITH DOUBLE TUBE (SINGLE AND AUXILIARY), WITH LINGUAL CLEAT, 0.022 SLOT ROTH PRESCRIPTION, MANDIBULAR LEFT FIRST MOLAR, REFILL SIZE 38 OR EQUIVALENT | DENTAL GENERAL SUPPLIES
6067 | 4215271205800 | PRE-WELDED CONVERTIBLE BAND WITH DOUBLE TUBE (SINGLE AND AUXILIARY), WITH LINGUAL CLEAT, 0.022 SLOT ROTH PRESCRIPTION, MANDIBULAR LEFT FIRST MOLAR, REFILL SIZE 38+ OR EQUIVALENT | DENTAL GENERAL SUPPLIES
6068 | 4215271205900 | PRE-WELDED CONVERTIBLE BAND WITH DOUBLE TUBE (SINGLE AND AUXILIARY), WITH LINGUAL CLEAT, 0.022 SLOT ROTH PRESCRIPTION, MANDIBULAR LEFT FIRST MOLAR, REFILL SIZE 39 OR EQUIVALENT | DENTAL GENERAL SUPPLIES
6069 | 4215271206000 | PRE-WELDED CONVERTIBLE BAND WITH TRIPLE TUBE, WITH LINGUAL CLEAT, 0.022 SLOT ROTH PRESCRIPTION, MAXILLARY RIGHT FIRST MOLAR, REFILL SIZE 36+ OR EQUIVALENT | DENTAL GENERAL SUPPLIES
6070 | 4215271206100 | PRE-WELDED CONVERTIBLE BAND WITH TRIPLE TUBE, WITH LINGUAL CLEAT, 0.022 SLOT ROTH PRESCRIPTION, MAXILLARY RIGHT FIRST MOLAR, REFILL SIZE 37 OR EQUIVALENT | DENTAL GENERAL SUPPLIES
6071 | 4215271206200 | PRE-WELDED CONVERTIBLE BAND WITH TRIPLE TUBE, WITH LINGUAL CLEAT, 0.022 SLOT ROTH PRESCRIPTION, MAXILLARY RIGHT FIRST MOLAR, REFILL SIZE 38 OR EQUIVALENT | DENTAL GENERAL SUPPLIES
6072 | 4215271206300 | PRE-WELDED CONVERTIBLE BAND WITH TRIPLE TUBE, WITH LINGUAL CLEAT, 0.022 SLOT ROTH PRESCRIPTION, MAXILLARY RIGHT FIRST MOLAR, REFILL SIZE 38+ OR EQUIVALENT | DENTAL GENERAL SUPPLIES
6073 | 4215271206400 | PRE-WELDED CONVERTIBLE BAND WITH TRIPLE TUBE, WITH LINGUAL CLEAT, 0.022 SLOT ROTH PRESCRIPTION, MAXILLARY RIGHT FIRST MOLAR, REFILL SIZE 39 OR EQUIVALENT | DENTAL GENERAL SUPPLIES
6074 | 4215271206500 | PRE-WELDED CONVERTIBLE BAND WITH TRIPLE TUBE, WITH LINGUAL CLEAT, 0.022 SLOT ROTH PRESCRIPTION, MAXILLARY LEFT FIRST MOLAR, REFILL SIZE 34+ OR EQUIVALENT | DENTAL GENERAL SUPPLIES
6075 | 4215271206600 | PRE-WELDED CONVERTIBLE BAND WITH TRIPLE TUBE, WITH LINGUAL CLEAT, 0.022 SLOT ROTH PRESCRIPTION, MAXILLARY LEFT FIRST MOLAR, REFILL SIZE 35 OR EQUIVALENT | DENTAL GENERAL SUPPLIES
6076 | 4215271206700 | PRE-WELDED CONVERTIBLE BAND WITH TRIPLE TUBE, WITH LINGUAL CLEAT, 0.022 SLOT ROTH PRESCRIPTION, MAXILLARY LEFT FIRST MOLAR, REFILL SIZE 35+ OR EQUIVALENT | DENTAL GENERAL SUPPLIES
6077 | 4215271206800 | PRE-WELDED CONVERTIBLE BAND WITH TRIPLE TUBE, WITH LINGUAL CLEAT, 0.022 SLOT ROTH PRESCRIPTION, MAXILLARY LEFT FIRST MOLAR, REFILL SIZE 36 OR EQUIVALENT | DENTAL GENERAL SUPPLIES
6078 | 4215271206900 | PRE-WELDED CONVERTIBLE BAND WITH TRIPLE TUBE, WITH LINGUAL CLEAT, 0.022 SLOT ROTH PRESCRIPTION, MAXILLARY LEFT FIRST MOLAR, REFILL SIZE 36+ OR EQUIVALENT | DENTAL GENERAL SUPPLIES
6079 | 4215271207000 | PRE-WELDED CONVERTIBLE BAND WITH TRIPLE TUBE, WITH LINGUAL CLEAT, 0.022 SLOT ROTH PRESCRIPTION, MAXILLARY LEFT FIRST MOLAR, REFILL SIZE 37 OR EQUIVALENT | DENTAL GENERAL SUPPLIES
6080 | 4215271207100 | PRE-WELDED CONVERTIBLE BAND WITH TRIPLE TUBE, WITH LINGUAL CLEAT, 0.022 SLOT ROTH PRESCRIPTION, MAXILLARY LEFT FIRST MOLAR, REFILL SIZE 37+ OR EQUIVALENT | DENTAL GENERAL SUPPLIES
6081 | 4215271207200 | PRE-WELDED CONVERTIBLE BAND WITH TRIPLE TUBE WITH LINGUAL CLEAT 0.022 SLOT ROTH PRESCRIPTION MAXILLARY LEFT FIRST MOLAR REFILL SIZE 38+ OR EQUIVALENT | DENTAL GENERAL SUPPLIES
6082 | 4215271207300 | PRE-WELDED CONVERTIBLE BAND WITH TRIPLE TUBE, WITH LINGUAL CLEAT, 0.022 SLOT ROTH PRESCRIPTION, MAXILLARY LEFT FIRST MOLAR, REFILL SIZE 39 OR EQUIVALENT | DENTAL GENERAL SUPPLIES
6083 | 4215271207400 | PRE-WELDED CONVERTIBLE BAND WITH SINGLE TUBE, WITH LINGUAL CLEAT, 0.022 SLOT ROTH PRESCRIPTION, MAXILLARY RIGHT SECOND MOLAR, SIZE 31 OR EQUIVALENT | DENTAL GENERAL SUPPLIES
6084 | 4215271207500 | PRE-WELDED CONVERTIBLE BAND WITH SINGLE TUBE, WITH LINGUAL CLEAT, 0.022 SLOT ROTH PRESCRIPTION, MAXILLARY RIGHT SECOND MOLAR, SIZE 31+ OR EQUIVALENT | DENTAL GENERAL SUPPLIES
6085 | 4215271207600 | PRE-WELDED CONVERTIBLE BAND WITH SINGLE TUBE, WITH LINGUAL CLEAT, 0.022 SLOT ROTH PRESCRIPTION, MAXILLARY RIGHT SECOND MOLAR, SIZE 32 OR EQUIVALENT | DENTAL GENERAL SUPPLIES
6086 | 4215271207700 | PRE-WELDED CONVERTIBLE BAND WITH SINGLE TUBE, WITH LINGUAL CLEAT, 0.022 SLOT ROTH PRESCRIPTION, MAXILLARY RIGHT SECOND MOLAR, SIZE 32+ OR EQUIVALENT | DENTAL GENERAL SUPPLIES
6087 | 4215271207800 | PRE-WELDED CONVERTIBLE BAND WITH SINGLE TUBE, WITH LINGUAL CLEAT, 0.022 SLOT ROTH PRESCRIPTION, MAXILLARY RIGHT SECOND MOLAR, SIZE 33 OR EQUIVALENT | DENTAL GENERAL SUPPLIES
6088 | 4215271208000 | PRE-WELDED CONVERTIBLE BAND WITH SINGLE TUBE, WITH LINGUAL CLEAT, 0.022 SLOT ROTH PRESCRIPTION, MAXILLARY RIGHT SECOND MOLAR, SIZE 34 OR EQUIVALENT | DENTAL GENERAL SUPPLIES
6089 | 4215271208200 | PRE-WELDED CONVERTIBLE BAND WITH SINGLE TUBE, WITH LINGUAL CLEAT, 0.022 SLOT ROTH PRESCRIPTION, MAXILLARY RIGHT SECOND MOLAR, SIZE 35 OR EQUIVALENT | DENTAL GENERAL SUPPLIES
6090 | 4215271208300 | PRE-WELDED CONVERTIBLE BAND WITH SINGLE TUBE, WITH LINGUAL CLEAT, 0.022 SLOT ROTH PRESCRIPTION, MAXILLARY RIGHT SECOND MOLAR, SIZE 35+ OR EQUIVALENT | DENTAL GENERAL SUPPLIES
6091 | 4215271208400 | PRE-WELDED CONVERTIBLE BAND WITH SINGLE TUBE, WITH LINGUAL CLEAT, 0.022 SLOT ROTH PRESCRIPTION, MAXILLARY RIGHT SECOND MOLAR, SIZE 36 OR EQUIVALENT | DENTAL GENERAL SUPPLIES
6092 | 4215271208600 | PRE-WELDED CONVERTIBLE BAND WITH SINGLE TUBE, WITH LINGUAL CLEAT, 0.022 SLOT ROTH PRESCRIPTION, MAXILLARY RIGHT SECOND MOLAR, SIZE 37 OR EQUIVALENT | DENTAL GENERAL SUPPLIES
6093 | 4215271208700 | PRE-WELDED CONVERTIBLE BAND WITH SINGLE TUBE, WITH LINGUAL CLEAT, 0.022 SLOT ROTH PRESCRIPTION, MAXILLARY LEFT SECOND MOLAR, SIZE 31 OR EQUIVALENT | DENTAL GENERAL SUPPLIES
6094 | 4215271208800 | PRE-WELDED CONVERTIBLE BAND WITH SINGLE TUBE, WITH LINGUAL CLEAT, 0.022 SLOT ROTH PRESCRIPTION, MAXILLARY LEFT SECOND MOLAR, SIZE 31+ OR EQUIVALENT | DENTAL GENERAL SUPPLIES
6095 | 4215271208900 | PRE-WELDED CONVERTIBLE BAND WITH SINGLE TUBE, WITH LINGUAL CLEAT, 0.022 SLOT ROTH PRESCRIPTION, MAXILLARY LEFT SECOND MOLAR, SIZE 32 OR EQUIVALENT | DENTAL GENERAL SUPPLIES
6096 | 4215271209000 | PRE-WELDED CONVERTIBLE BAND WITH SINGLE TUBE, WITH LINGUAL CLEAT, 0.022 SLOT ROTH PRESCRIPTION, MAXILLARY LEFT SECOND MOLAR, SIZE 32+ OR EQUIVALENT | DENTAL GENERAL SUPPLIES
6097 | 4215271209100 | PRE-WELDED CONVERTIBLE BAND WITH SINGLE TUBE, WITH LINGUAL CLEAT, 0.022 SLOT ROTH PRESCRIPTION, MAXILLARY LEFT SECOND MOLAR, SIZE 33 OR EQUIVALENT | DENTAL GENERAL SUPPLIES
6098 | 4215271209200 | PRE-WELDED CONVERTIBLE BAND WITH SINGLE TUBE, WITH LINGUAL CLEAT, 0.022 SLOT ROTH PRESCRIPTION, MAXILLARY LEFT SECOND MOLAR, SIZE 33+ OR EQUIVALENT | DENTAL GENERAL SUPPLIES
6099 | 4215271209300 | PRE-WELDED CONVERTIBLE BAND WITH SINGLE TUBE, WITH LINGUAL CLEAT, 0.022 SLOT ROTH PRESCRIPTION, MAXILLARY LEFT SECOND MOLAR, SIZE 34 OR EQUIVALENT | DENTAL GENERAL SUPPLIES
6100 | 4215271209500 | PRE-WELDED CONVERTIBLE BAND WITH SINGLE TUBE, WITH LINGUAL CLEAT, 0.022 SLOT ROTH PRESCRIPTION, MAXILLARY LEFT SECOND MOLAR, SIZE 35 OR EQUIVALENT | DENTAL GENERAL SUPPLIES
6101 | 4215271209700 | PRE-WELDED CONVERTIBLE BAND WITH SINGLE TUBE, WITH LINGUAL CLEAT, 0.022 SLOT ROTH PRESCRIPTION, MAXILLARY LEFT SECOND MOLAR, SIZE 36 OR EQUIVALENT | DENTAL GENERAL SUPPLIES
6102 | 4215271209900 | PRE-WELDED CONVERTIBLE BAND WITH SINGLE TUBE, WITH LINGUAL CLEAT, 0.022 SLOT ROTH PRESCRIPTION, MAXILLARY LEFT SECOND MOLAR, SIZE 37 OR EQUIVALENT | DENTAL GENERAL SUPPLIES
6103 | 4215271210000 | PRE-WELDED CONVERTIBLE BAND WITH SINGLE TUBE, WITH LINGUAL CLEAT, 0.022 SLOT ROTH PRESCRIPTION, MANDIBULAR RIGHT SECOND MOLAR, SIZE 31 OR EQUIVALENT | DENTAL GENERAL SUPPLIES
6104 | 4215271210100 | PRE-WELDED CONVERTIBLE BAND WITH SINGLE TUBE, WITH LINGUAL CLEAT, 0.022 SLOT ROTH PRESCRIPTION, MANDIBULAR RIGHT SECOND MOLAR, SIZE 31+ OR EQUIVALENT | DENTAL GENERAL SUPPLIES
6105 | 4215271210200 | PRE-WELDED CONVERTIBLE BAND WITH SINGLE TUBE, WITH LINGUAL CLEAT, 0.022 SLOT ROTH PRESCRIPTION, MANDIBULAR RIGHT SECOND MOLAR, SIZE 32 OR EQUIVALENT | DENTAL GENERAL SUPPLIES
6106 | 4215271210300 | PRE-WELDED CONVERTIBLE BAND WITH SINGLE TUBE, WITH LINGUAL CLEAT, 0.022 SLOT ROTH PRESCRIPTION, MANDIBULAR RIGHT SECOND MOLAR, SIZE 32+ OR EQUIVALENT | DENTAL GENERAL SUPPLIES
6107 | 4215271210400 | PRE-WELDED CONVERTIBLE BAND WITH SINGLE TUBE, WITH LINGUAL CLEAT, 0.022 SLOT ROTH PRESCRIPTION, MANDIBULAR RIGHT SECOND MOLAR, SIZE 33 OR EQUIVALENT | DENTAL GENERAL SUPPLIES
6108 | 4215271210500 | PRE-WELDED CONVERTIBLE BAND WITH SINGLE TUBE, WITH LINGUAL CLEAT, 0.022 SLOT ROTH PRESCRIPTION, MANDIBULAR RIGHT SECOND MOLAR, SIZE 33+ OR EQUIVALENT | DENTAL GENERAL SUPPLIES
6109 | 4215271210600 | PRE-WELDED CONVERTIBLE BAND WITH SINGLE TUBE, WITH LINGUAL CLEAT, 0.022 SLOT ROTH PRESCRIPTION, MANDIBULAR RIGHT SECOND MOLAR, SIZE 34 OR EQUIVALENT | DENTAL GENERAL SUPPLIES
6110 | 4215271210700 | PRE-WELDED CONVERTIBLE BAND WITH SINGLE TUBE, WITH LINGUAL CLEAT, 0.022 SLOT ROTH PRESCRIPTION, MANDIBULAR RIGHT SECOND MOLAR, SIZE 34+ OR EQUIVALENT | DENTAL GENERAL SUPPLIES
6111 | 4215271210800 | PRE-WELDED CONVERTIBLE BAND WITH SINGLE TUBE, WITH LINGUAL CLEAT, 0.022 SLOT ROTH PRESCRIPTION, MANDIBULAR RIGHT SECOND MOLAR, SIZE 35 OR EQUIVALENT | DENTAL GENERAL SUPPLIES
6112 | 4215271211000 | PRE-WELDED CONVERTIBLE BAND WITH SINGLE TUBE, WITH LINGUAL CLEAT, 0.022 SLOT ROTH PRESCRIPTION, MANDIBULAR RIGHT SECOND MOLAR, SIZE 36 OR EQUIVALENT | DENTAL GENERAL SUPPLIES
6113 | 4215271211200 | PRE-WELDED CONVERTIBLE BAND WITH SINGLE TUBE, WITH LINGUAL CLEAT, 0.022 SLOT ROTH PRESCRIPTION, MANDIBULAR RIGHT SECOND MOLAR, SIZE 37 OR EQUIVALENT | DENTAL GENERAL SUPPLIES
6114 | 4215271211300 | PRE-WELDED CONVERTIBLE BAND WITH SINGLE TUBE, WITH LINGUAL CLEAT, 0.022 SLOT ROTH PRESCRIPTION, MANDIBULAR LEFT SECOND MOLAR, SIZE 31 OR EQUIVALENT | DENTAL GENERAL SUPPLIES
6115 | 4215271211400 | PRE-WELDED CONVERTIBLE BAND WITH SINGLE TUBE, WITH LINGUAL CLEAT, 0.022 SLOT ROTH PRESCRIPTION, MANDIBULAR LEFT SECOND MOLAR, SIZE 31+ OR EQUIVALENT | DENTAL GENERAL SUPPLIES
6116 | 4215271211500 | PRE-WELDED CONVERTIBLE BAND WITH SINGLE TUBE, WITH LINGUAL CLEAT, 0.022 SLOT ROTH PRESCRIPTION, MANDIBULAR LEFT SECOND MOLAR, SIZE 32 OR EQUIVALENT | DENTAL GENERAL SUPPLIES
6117 | 4215271211600 | PRE-WELDED CONVERTIBLE BAND WITH SINGLE TUBE, WITH LINGUAL CLEAT, 0.022 SLOT ROTH PRESCRIPTION, MANDIBULAR LEFT SECOND MOLAR, SIZE 32+ OR EQUIVALENT | DENTAL GENERAL SUPPLIES
6118 | 4215271211700 | PRE-WELDED CONVERTIBLE BAND WITH SINGLE TUBE, WITH LINGUAL CLEAT, 0.022 SLOT ROTH PRESCRIPTION, MANDIBULAR LEFT SECOND MOLAR, SIZE 33 OR EQUIVALENT | DENTAL GENERAL SUPPLIES
6119 | 4215271211800 | PRE-WELDED CONVERTIBLE BAND WITH SINGLE TUBE, WITH LINGUAL CLEAT, 0.022 SLOT ROTH PRESCRIPTION, MANDIBULAR LEFT SECOND MOLAR, SIZE 33+ OR EQUIVALENT | DENTAL GENERAL SUPPLIES
6120 | 4215271211900 | PRE-WELDED CONVERTIBLE BAND WITH SINGLE TUBE, WITH LINGUAL CLEAT, 0.022 SLOT ROTH PRESCRIPTION, MANDIBULAR LEFT SECOND MOLAR, SIZE 34 OR EQUIVALENT | DENTAL GENERAL SUPPLIES
6121 | 4215271212000 | PRE-WELDED CONVERTIBLE BAND WITH SINGLE TUBE, WITH LINGUAL CLEAT, 0.022 SLOT ROTH PRESCRIPTION, MANDIBULAR LEFT SECOND MOLAR, SIZE 34+ OR EQUIVALENT | DENTAL GENERAL SUPPLIES
6122 | 4215271212100 | PRE-WELDED CONVERTIBLE BAND WITH SINGLE TUBE, WITH LINGUAL CLEAT, 0.022 SLOT ROTH PRESCRIPTION, MANDIBULAR LEFT SECOND MOLAR, SIZE 35 OR EQUIVALENT | DENTAL GENERAL SUPPLIES
6123 | 4215271212200 | PRE-WELDED CONVERTIBLE BAND WITH SINGLE TUBE, WITH LINGUAL CLEAT, 0.022 SLOT ROTH PRESCRIPTION, MANDIBULAR LEFT SECOND MOLAR, SIZE 35+ OR EQUIVALENT | DENTAL GENERAL SUPPLIES
6124 | 4215271212300 | PRE-WELDED CONVERTIBLE BAND WITH SINGLE TUBE, WITH LINGUAL CLEAT, 0.022 SLOT ROTH PRESCRIPTION, MANDIBULAR LEFT SECOND MOLAR, SIZE 36 OR EQUIVALENT | DENTAL GENERAL SUPPLIES
6125 | 4215271212400 | PRE-WELDED CONVERTIBLE BAND WITH SINGLE TUBE, WITH LINGUAL CLEAT, 0.022 SLOT ROTH PRESCRIPTION, MANDIBULAR LEFT SECOND MOLAR, SIZE 36+ OR EQUIVALENT | DENTAL GENERAL SUPPLIES
6126 | 4215271212500 | PRE-WELDED CONVERTIBLE BAND WITH SINGLE TUBE, WITH LINGUAL CLEAT, 0.022 SLOT ROTH PRESCRIPTION, MANDIBULAR LEFT SECOND MOLAR, SIZE 37 OR EQUIVALENT | DENTAL GENERAL SUPPLIES
6127 | 4215271212600 | PRE-WELDED CONVERTIBLE BAND WITH TRIPLE TUBE, WITH LINGUAL CLEAT, 0.022 SLOT MBT PRESCRIPTION, MAXILLARY RIGHT FIRST MOLAR, REFILL SIZE 31 OR EQUIVALENT | DENTAL GENERAL SUPPLIES
6128 | 4215271212700 | PRE-WELDED CONVERTIBLE BAND WITH TRIPLE TUBE, WITH LINGUAL CLEAT, 0.022 SLOT MBT PRESCRIPTION, MAXILLARY RIGHT FIRST MOLAR, REFILL SIZE 31+ OR EQUIVALENT | DENTAL GENERAL SUPPLIES
6129 | 4215271212800 | PRE-WELDED CONVERTIBLE BAND WITH TRIPLE TUBE, WITH LINGUAL CLEAT, 0.022 SLOT MBT PRESCRIPTION, MAXILLARY RIGHT FIRST MOLAR, REFILL SIZE 32 OR EQUIVALENT | DENTAL GENERAL SUPPLIES
6130 | 4215271212900 | PRE-WELDED CONVERTIBLE BAND WITH TRIPLE TUBE, WITH LINGUAL CLEAT, 0.022 SLOT MBT PRESCRIPTION, MAXILLARY RIGHT FIRST MOLAR, REFILL SIZE 32+ OR EQUIVALENT | DENTAL GENERAL SUPPLIES
6131 | 4215271213000 | PRE-WELDED CONVERTIBLE BAND WITH TRIPLE TUBE, WITH LINGUAL CLEAT, 0.022 SLOT MBT PRESCRIPTION, MAXILLARY RIGHT FIRST MOLAR, REFILL SIZE 33 OR EQUIVALENT | DENTAL GENERAL SUPPLIES
6132 | 4215271213100 | PRE-WELDED CONVERTIBLE BAND WITH TRIPLE TUBE, WITH LINGUAL CLEAT, 0.022 SLOT MBT PRESCRIPTION, MAXILLARY RIGHT FIRST MOLAR, REFILL SIZE 33+ OR EQUIVALENT | DENTAL GENERAL SUPPLIES
6133 | 4215271213200 | PRE-WELDED CONVERTIBLE BAND WITH TRIPLE TUBE, WITH LINGUAL CLEAT, 0.022 SLOT MBT PRESCRIPTION, MAXILLARY RIGHT FIRST MOLAR, REFILL SIZE 34 OR EQUIVALENT | DENTAL GENERAL SUPPLIES
6134 | 4215271213300 | PRE-WELDED CONVERTIBLE BAND WITH TRIPLE TUBE, WITH LINGUAL CLEAT, 0.022 SLOT MBT PRESCRIPTION, MAXILLARY RIGHT FIRST MOLAR, REFILL SIZE 34+ OR EQUIVALENT | DENTAL GENERAL SUPPLIES
6135 | 4215271213400 | PRE-WELDED CONVERTIBLE BAND WITH TRIPLE TUBE, WITH LINGUAL CLEAT, 0.022 SLOT MBT PRESCRIPTION, MAXILLARY RIGHT FIRST MOLAR, REFILL SIZE 35 OR EQUIVALENT | DENTAL GENERAL SUPPLIES
6136 | 4215271213500 | PRE-WELDED CONVERTIBLE BAND WITH TRIPLE TUBE, WITH LINGUAL CLEAT, 0.022 SLOT MBT PRESCRIPTION, MAXILLARY RIGHT FIRST MOLAR, REFILL SIZE 35+ OR EQUIVALENT | DENTAL GENERAL SUPPLIES
6137 | 4215271213600 | PRE-WELDED CONVERTIBLE BAND WITH TRIPLE TUBE, WITH LINGUAL CLEAT, 0.022 SLOT MBT PRESCRIPTION, MAXILLARY RIGHT FIRST MOLAR, REFILL SIZE 36 OR EQUIVALENT | DENTAL GENERAL SUPPLIES
6138 | 4215271213700 | PRE-WELDED CONVERTIBLE BAND WITH TRIPLE TUBE, WITH LINGUAL CLEAT, 0.018 SLOT MBT PRESCRIPTION, MAXILLARY RIGHT FIRST MOLAR, REFILL SIZE 36+ OR EQUIVALENT | DENTAL GENERAL SUPPLIES
6139 | 4215271213800 | PRE-WELDED CONVERTIBLE BAND WITH SINGLE TUBE, WITH LINGUAL CLEAT, 0.018 SLOT MBT PRESCRIPTION, MAXILLARY LEFT SECOND MOLAR, SIZE 36 OR EQUIVALENT | DENTAL GENERAL SUPPLIES
6140 | 4215271213900 | PRE-WELDED CONVERTIBLE BAND WITH SINGLE TUBE, WITH LINGUAL CLEAT, 0.022 SLOT MBT PRESCRIPTION, MAXILLARY LEFT SECOND MOLAR, SIZE 36+ OR EQUIVALENT | DENTAL GENERAL SUPPLIES
6141 | 4215271214000 | PRE-WELDED CONVERTIBLE BAND WITH SINGLE TUBE, WITH LINGUAL CLEAT, 0.018 SLOT MBT PRESCRIPTION, MAXILLARY LEFT SECOND MOLAR, SIZE 37 OR EQUIVALENT | DENTAL GENERAL SUPPLIES
6142 | 4215271214100 | PRE-WELDED CONVERTIBLE BAND WITH SINGLE TUBE, WITH LINGUAL CLEAT, 0.022 SLOT MBT PRESCRIPTION, MAXILLARY LEFT SECOND MOLAR, SIZE 37+ OR EQUIVALENT | DENTAL GENERAL SUPPLIES
6143 | 4215271214200 | PRE-WELDED CONVERTIBLE BAND WITH SINGLE TUBE, WITH LINGUAL CLEAT, 0.022 SLOT MBT PRESCRIPTION, MAXILLARY LEFT SECOND MOLAR, SIZE 38 OR EQUIVALENT | DENTAL GENERAL SUPPLIES
6144 | 4215271214300 | PRE-WELDED CONVERTIBLE BAND WITH DOUBLE TUBE (SINGLE AND AUXILIARY) WITH LINGUAL CLEAT 0.018 SLOT MBT PRESCRIPTION FIRST MOLAR PROFESSIONAL KIT INCLUDING 300 BANDS IN FOUR TRAYS WITH LID COVER (150 PER SIDE) SIZE FROM 31-44 OR EQUIVALENT | DENTAL GENERAL SUPPLIES
6145 | 4215271215500 | STAINLESS STEEL BAND FOR DECIDUOUS MOLAR ASSORTED SIZES (UPPER AND LOWER RIGHT AND LEFT) | DENTAL GENERAL SUPPLIES
6146 | 4215271218500 | BANDS FOR UPPER FIRST AND SECOND PRIMARY MOLARS KIT, ALL SIZES | DENTAL GENERAL SUPPLIES
6147 | 4215271218600 | BANDS FOR LOWER FIRST AND SECOND PRIMARY MOLARS KIT, ALL SIZES | DENTAL GENERAL SUPPLIES
6148 | 4215271220500 | REFILL SECTIONAL MATRIX SYSTEM ANATOMICALLY SHAPED, MATRIX BANDS SIZE 3.5 MM | DENTAL GENERAL SUPPLIES
6149 | 4215271220600 | REFILL SECTIONAL MATRIX SYSTEM ANATOMICALLY SHAPED, MATRIX BANDS SIZE 4.5 MM | DENTAL GENERAL SUPPLIES
6150 | 4215271220700 | REFILL SECTIONAL MATRIX SYSTEM ANATOMICALLY SHAPED, MATRIX BANDS SIZE 5.5 MM | DENTAL GENERAL SUPPLIES
6151 | 4215271220800 | REFILL SECTIONAL MATRIX SYSTEM ANATOMICALLY SHAPED, MATRIX BANDS SIZE 6.5 MM | DENTAL GENERAL SUPPLIES
6152 | 4215271220900 | SECTIONAL MATRIX SYSTEM ANATOMICALLY SHAPED MATRIX BANDS REFILL SIZE 7.5 MM | DENTAL GENERAL SUPPLIES
6153 | 4215271225000 | PRE-WELDED CONVERTIBLE BAND WITH DOUBLE TUBE (SINGLE AND AUXILIARY) WITH LINGUAL CLEAT 0.022 SLOT ROTH PRESCRIPTION FIRST MOLAR PROF ESSIONAL KIT INCLUDING 300 BANDS IN FOUR TRAYS WITH LID COVER (150 PER SIDE) SIZE FROM 31-44 OR EQUIVALENT | DENTAL GENERAL SUPPLIES
6154 | 4215271225100 | PRE-WELDED CONVERTIBLE BAND WITH SINGLE TUBE AND LINGUAL CLEAT 0.022 SLOT ROTH PRESCRIPTION SECOND MOLAR PROFESSIONAL KIT INCLUDING 300 BANDS IN FOUR TRAYS WITH LID COVER (150 PER SIDE) SIZE FROM 28-41 OR EQUIVALENT | DENTAL GENERAL SUPPLIES
6155 | 4215271225200 | PRE-WELDED CONVERTIBLE BAND WITH DOUBLE TUBE AND LINGUAL CLEAT 0.018 SLOT ROTH PRESCRIPTION FIRST MOLAR PROFESSIONAL KIT INCLUDING 3 00 BANDS IN FOUR TRAYS WITH LID COVER (150 PER SIDE) SIZE FROM 31-44 OR EQUIVALENT | DENTAL GENERAL SUPPLIES
6156 | 4215271225300 | PRE-WELDED CONVERTIBLE BAND WITH SINGLE TUBE AND LINGUAL CLEAT 0.018 SLOT MBT PRESCRIPTION SECOND MOLAR PROFESSIONAL KIT INCLUDING 3 00 BANDS IN FOUR TRAYS WITH LID COVER (150 PER SIDE) SIZE FROM 28-41 OR EQUIVALENT | DENTAL GENERAL SUPPLIES
6157 | 4215271225400 | PRE-WELDED CONVERTIBLE BAND WITH SINGLE TUBE AND LINGUAL CLEAT 0.018 SLOT ROTH PRESCRIPTION SECOND MOLAR PROFESSIONAL KIT INCLUDING 300 BANDS IN FOUR TRAYS WITH LID COVER (150 PER SIDE) SIZE FROM 28-41 OR EQUIVALENT | DENTAL GENERAL SUPPLIES
6158 | 4215271225500 | PRE-WELDED CONVERTIBLE BAND WITH SINGLE TUBE WITH LINGUAL CLEAT 0.022 SLOT MBT PRESCRIPTION LOWER LEFT SECOND MOLAR SIZE 34+ | DENTAL GENERAL SUPPLIES
6159 | 4215271225600 | PRE-WELDED CONVERTIBLE BAND WITH SINGLE TUBE WITH LINGUAL CLEAT 0.022 SLOT MBT PRESCRIPTION UPPER LEFT SECOND MOLAR SIZE 35 | DENTAL GENERAL SUPPLIES
6160 | 4215271225700 | PRE-WELDED CONVERTIBLE BAND WITH SINGLE TUBE WITH LINGUAL CLEAT 0.022 SLOT MBT PRESCRIPTION UPPER RIGHT SECOND MOLAR SIZE 38 | DENTAL GENERAL SUPPLIES
6161 | 4215271225800 | PRE-WELDED CONVERTIBLE BAND WITH SINGLE TUBE WITH LINGUAL CLEAT 0.022 SLOT MBT PRESCRIPTION UPPER LEFT SECOND MOLAR SIZE 33 | DENTAL GENERAL SUPPLIES
6162 | 4215271225900 | PRE-WELDED CONVERTIBLE BAND WITH SINGLE TUBE WITH LINGUAL CLEAT 0.022 SLOT MBT PRESCRIPTION LOWER LEFT SECOND MOLAR SIZE 34 | DENTAL GENERAL SUPPLIES
6163 | 4215271226000 | PRE-WELDED CONVERTIBLE BAND WITH TRIPLE TUBE WITH LINGUAL CLEAT 0.022 SLOT MBT PRESCRIPTION UPPER RIGHT FIRST MOLAR SIZE 37 | DENTAL GENERAL SUPPLIES
6164 | 4215271226100 | PRE-WELDED CONVERTIBLE BAND WITH TRIPLE TUBE WITH LINGUAL CLEAT 0.022 SLOT MBT PRESCRIPTION UPPER LEFT FIRST MOLAR SIZE 33 | DENTAL GENERAL SUPPLIES
6165 | 4215271226200 | PRE-WELDED CONVERTIBLE BAND WITH TRIPLE TUBE WITH LINGUAL CLEAT 0.022 SLOT MBT PRESCRIPTION UPPER LEFT FIRST MOLAR SIZE 34 | DENTAL GENERAL SUPPLIES
6166 | 4215271226300 | PRE-WELDED CONVERTIBLE BAND WITH TRIPLE TUBE WITH LINGUAL CLEAT 0.022 SLOT MBT PRESCRIPTION UPPER RIGHT FIRST MOLAR SIZE 38 | DENTAL GENERAL SUPPLIES
6167 | 4215271226400 | PRE-WELDED CONVERTIBLE BAND WITH SINGLE TUBE WITH LINGUAL CLEAT 0.022 SLOT MBT PRESCRIPTION UPPER RIGHT SECOND MOLAR SIZE 36+ | DENTAL GENERAL SUPPLIES
6168 | 4215271226500 | PRE-WELDED CONVERTIBLE BAND WITH SINGLE TUBE WITH LINGUAL CLEAT 0.022 SLOT MBT PRESCRIPTION UPPER RIGHT SECOND MOLAR SIZE 37+ | DENTAL GENERAL SUPPLIES
6169 | 4215271226600 | PRE-WELDED CONVERTIBLE BAND WITH TRIPLE TUBE WITH LINGUAL CLEAT 0.022 SLOT MBT PRESCRIPTION UPPER LEFT FIRST MOLAR SIZE 33+ | DENTAL GENERAL SUPPLIES
6170 | 4215271226700 | PRE-WELDED CONVERTIBLE BAND WITH SINGLE TUBE WITH LINGUAL CLEAT 0.022 SLOT MBT PRESCRIPTION LOWER LEFT SECOND MOLAR SIZE 35+ | DENTAL GENERAL SUPPLIES
6171 | 4215271226800 | PRE-WELDED CONVERTIBLE BAND WITH SINGLE TUBE WITH LINGUAL CLEAT 0.022 SLOT MBT PRESCRIPTION UPPER LEFT SECOND MOLAR SIZE 33+ | DENTAL GENERAL SUPPLIES
6172 | 4215271226900 | PRE-WELDED CONVERTIBLE BAND WITH SINGLE TUBE WITH LINGUAL CLEAT 0.022 SLOT MBT PRESCRIPTION UPPER LEFT SECOND MOLAR SIZE 35+ | DENTAL GENERAL SUPPLIES
6173 | 4215271227000 | PRE-WELDED CONVERTIBLE BAND WITH SINGLE TUBE WITH LINGUAL CLEAT 0.022 SLOT MBT PRESCRIPTION UPPER RIGHT SECOND MOLAR SIZES 36 | DENTAL GENERAL SUPPLIES
6174 | 4215271227100 | PRE-WELDED CONVERTIBLE BAND WITH DOUBLE TUBE WITH LINGUAL CLEAT 0.022 SLOT MBT PRESCRIPTION LOWER RIGHT FIRST MOLAR SIZE 37 | DENTAL GENERAL SUPPLIES
6175 | 4215271300300 | THREE JAW PLIER FOR WIRES UP TO 0.5 MM | DENTAL GENERAL SUPPLIES
6176 | 4215271300600 | ADAMS PLIERS WITH TWO RECTANGULAR SMOOTH BEAKS.. | SUPPLEMENTARY DENTAL SUPPLIES
6177 | 4215271300700 | PIN AND LIGATURE CUTTER FOR SOFT WIRES UP TO 0.015 MM DIAMETER ONE EACH (EA)=ONE (1) PACK | DENTAL GENERAL SUPPLIES
6178 | 4215271300800 | "ORTHODONTIC SPOT WELDER WITH AUXILIARY CABLES FOR SOLDERING SMALL SIZE WITH ACCESSORIES AND SPARES".. | SUPPLEMENTARY DENTAL SUPPLIES
6179 | 4215271301100 | ADAMS PLIER | SUPPLEMENTARY DENTAL SUPPLIES
6180 | 4215271301200 | ARROW CLASP FORMING AND BENDING PLIER | DENTAL GENERAL SUPPLIES
6181 | 4215271301400 | NANCE LOOP BENDING PLIER.. | SUPPLEMENTARY DENTAL SUPPLIES
6182 | 4215271302200 | THREE JAW PLIER FOR WIRE UP TO 1.5 MM.. | SUPPLEMENTARY DENTAL SUPPLIES
6183 | 4215271302300 | TWEED RIBBON ARCH FORMING PLIERS | DENTAL GENERAL SUPPLIES
6184 | 4215271302400 | UNIVERSAL HEADGEAR FACEBOW ADJUSTING PLIER | DENTAL GENERAL SUPPLIES
6185 | 4215271302500 | YOUNG LOOP BENDING PLIER.. | SUPPLEMENTARY DENTAL SUPPLIES
6186 | 4215271302600 | TWEED LOOP FORMING PLIER, SERRATED BEAK OPPOSITE CONCAVE | DENTAL GENERAL SUPPLIES
6187 | 4215271303000 | THREE DIMENSIONAL BOW DIVIDER | DENTAL GENERAL SUPPLIES
6188 | 4215271303100 | UNIVERSAL PIN BENDING PLIER | DENTAL GENERAL SUPPLIES
6189 | 4215271303400 | BAND SEATING AND REMOVING INSTRUMENT (SCALER) DOUBLE ENDED ONE EACH (EA)=ONE (1) PACK | DENTAL GENERAL SUPPLIES
6190 | 4215271303500 | BAND SEATER NYLON STERILIZABLE UP TO MAXIMUM OF 180 DEG CELSIUS WITH HARD METAL TRIANGULAR SERRATED TIP | DENTAL GENERAL SUPPLIES
6191 | 4215271303600 | DISTAL END CUTTER WITH WIRE SAFETY HOLDING DEVICE ONE EACH (EA)=ONE (1) PACK | DENTAL GENERAL SUPPLIES
6192 | 4215271303700 | CUTTING EDGE STANDARD SIDE CUTTERS FOR HARD WIRES UP TO 1.0 MM DIAMETER | DENTAL GENERAL SUPPLIES
6193 | 4215271303800 | BIRD BEAK PLIER (WITH ONE SMALL CONE AND ONE PYRAMID BEAKS) | DENTAL GENERAL SUPPLIES
6194 | 4215271303900 | HOW PLIERS, CURVED | DENTAL GENERAL SUPPLIES
6195 | 4215271304000 | HOW PLIER, STRAIGHT | DENTAL GENERAL SUPPLIES
6196 | 4215271304100 | NITI CINCH BACK PLIER, SIMPLE ONE STEP CINCH BACK OF NICKEL TITANIUM ARCHWIRES FOR USE WITH WIRE UP TO 0.022 INCH X 0.028 INCH | DENTAL GENERAL SUPPLIES
6197 | 4215271304200 | STEP PLIER WITH A DOUBLE SIDED OFFSET BEAK FOR BAYONET - STYLE STEP BEND (STEP - UP OR STEP - DOWN) | DENTAL GENERAL SUPPLIES
6198 | 4215271304300 | TWEED ARCH FORMING PLIER FOR RECTANGULAR WIRES, MAXIMUM WIRE SIZE, 0.021 X 0.025 INCH | DENTAL GENERAL SUPPLIES
6199 | 4215271304400 | BRACKET CLAMPING TWEEZERS WITHOUT LOCK | DENTAL GENERAL SUPPLIES
6200 | 4215271304500 | CAP REMOVAL TOOL KIT WITH REPLACEMENT TIPS FOR CONVERTING BUCCAL TUBES | DENTAL GENERAL SUPPLIES
6201 | 4215271304600 | WEINGART PLIER ACCURATELY CLOSING SERRATED SLIM TIPS | DENTAL GENERAL SUPPLIES
6202 | 4215271304800 | ROSE TORQUING PLIER ONE EACH (EA)=ONE (1) PACK | DENTAL GENERAL SUPPLIES
6203 | 4215271304900 | OLIVER - JONES BAND REMOVER WITH REPLACEMENT TIP | DENTAL GENERAL SUPPLIES
6204 | 4215271305000 | BRACKET REMOVING PLIER, STRAIGHT | DENTAL GENERAL SUPPLIES
6205 | 4215271305100 | V - BEND STOP PLIER, A PRECISION 1 MM STOP IN STAINLESS ARCHWIRES 0.022 MAXIMUM WIRE CAPACITY | DENTAL GENERAL SUPPLIES
6206 | 4215271305200 | STOP LOOP FORMING PLIERS | DENTAL GENERAL SUPPLIES
6207 | 4215271305300 | STANDARD LIGHT WIRE PLIER | DENTAL GENERAL SUPPLIES
6208 | 4215271305400 | SEPARATOR PLIER SPRING BACK ACTION SMALL ACCURATELY CLOSED TIP | DENTAL GENERAL SUPPLIES
6209 | 4215271305500 | POSTERIOR BAND REMOVER PLIER WITH 2 REPLACEMENT PADS | DENTAL GENERAL SUPPLIES
6210 | 4215271305600 | OMEGA LOOP FORMING PLIER.. | SUPPLEMENTARY DENTAL SUPPLIES
6211 | 4215271305700 | CROWN CONTOURING PLIER, STAINLESS STEEL | DENTAL GENERAL SUPPLIES
6212 | 4215271309800 | ADHESIVE ORTHODONTIC REMOVING PLIER. | DENTAL GENERAL SUPPLIES
6213 | 4215271309900 | CLEAR ALIGNER DIMPLE PLIER, STAINLESS STEEL | DENTAL GENERAL SUPPLIES
6214 | 4215271310000 | CLEAR ALIGNER PUNCH PLIER, STAINLESS STEEL | DENTAL GENERAL SUPPLIES
6215 | 4215271310100 | ORTHODONTIC JARABAK PLIER, FOR WIRE FORMING | DENTAL GENERAL SUPPLIES
6216 | 4215271310200 | ORTHODONTIC Z-BEND PLIER, STAINLESS STEEL | DENTAL GENERAL SUPPLIES
6217 | 4215271310300 | REPLACEMENT BLADE, FOR ADHESIVE REMOVING PLIER | DENTAL GENERAL SUPPLIES
6218 | 4215271310400 | REPLACEMENT TIP, FOR ADHESIVE REMOVING PLIER | DENTAL GENERAL SUPPLIES
6219 | 4215271310500 | HOLLOW CHOP ARCH FORMING PLIER | DENTAL GENERAL SUPPLIES
6220 | 4215271310600 | CAP REMOVAL INSTRUMENT WITH REPLACEABLE BLADES, STAINLESS STEEL, AUTOCLAVABLE. ONE (1) SET = ONE HANDLE WITH REPLACEMENT BLADES. | DENTAL GENERAL SUPPLIES
6221 | 4215271400300 | RETAINER CASES, DURABLE, LATCHABLE DIFFERENT COLOR PLASTIC, LARGE SIZE | DENTAL GENERAL SUPPLIES
6222 | 4215271400400 | RETAINER CASES, DURABLE, LATCHABLE, DIFFERENT COLOR, PLASTIC, SIZE MEDIUM/STANDARD | DENTAL GENERAL SUPPLIES
6223 | 4215271400600 | RETAINER CASE LIGHT BLUE 1 ¼ IN DEPTH FITS MOST APPLIANCES ONE EACH (EA)=ONE (1) PACK | DENTAL GENERAL SUPPLIES
6224 | 4215271400700 | NICKEL TITANIUM LINGUAL FIXED RETAINER EASILY ADAPTED TO TEETH LINGUAL SURFACE NO LAB REQUIRED | DENTAL GENERAL SUPPLIES
6225 | 4215271400800 | STAINLESS STEEL LINGUAL FIXED RETAINER EASILY ADAPTED TO TEETH LINGUAL SURFACE NO LAB REQUIRED | DENTAL GENERAL SUPPLIES
6226 | 4215271700600 | SOFT STAINLESS STEEL WIRES 22 GAUGE 0.6MM 30G SPOOL.. | SUPPLEMENTARY DENTAL SUPPLIES
6227 | 4215271700800 | STAINLESS STEEL ROUND WIRE SIZE 0.8 MM HARD 20 M/ROLL.. | SUPPLEMENTARY DENTAL SUPPLIES
6228 | 4215271701300 | PREFORMED LONG LIGATURE WIRES .009 MADE OF HIGH QUALITY 340 STAINLESS STEEL ONE EACH (EA) = ONE (1) PACK | DENTAL GENERAL SUPPLIES
6229 | 4215271701400 | PREFORMED LONG LIGATURE WIRES .010 MADE OF HIGH QUALITY 340 STAINLESS STEEL ONE EACH (EA) = ONE (1) PACK | DENTAL GENERAL SUPPLIES
6230 | 4215271701500 | PREFORMED LONG LIGATURE WIRES .011 MADE OF HIGH QUALITY 340 STAINLESS STEEL ONE EACH (EA) = ONE (1) PACK | DENTAL GENERAL SUPPLIES
6231 | 4215271701600 | PREFORMED LONG LIGATURE WIRES .012 MADE OF HIGH QUALITY 340 STAINLESS STEEL ONE EACH (EA) = ONE (1) PACK | DENTAL GENERAL SUPPLIES
6232 | 4215271701800 | STAINLESS STEEL ROUND WIRE SIZE 0.7 MM SPRING HARD 20 M/ROLL.. | SUPPLEMENTARY DENTAL SUPPLIES
6233 | 4215271701900 | PREFORMED KOBAYASHI LIGATURE WIRE LONG SIZE 0.014 INCH ONE EACH (EA) = ONE (1) PACK | DENTAL GENERAL SUPPLIES
6234 | 4215271702000 | PREFORMED KOBAYASHI LIGATURE WIRE SHORT SIZE 0.010 INCH ONE EACH (EA)=ONE (1) PACK | DENTAL GENERAL SUPPLIES
6235 | 4215271702100 | PREFORMED KOBAYASHI LIGATURE WIRE LONG SIZE 0.010 INCH ONE EACH (EA)=ONE (1) PACK | DENTAL GENERAL SUPPLIES
6236 | 4215271702200 | PREFORMED KOBAYASHI LIGATURE WIRE SHORT SIZE 0.014 INCH ONE EACH (EA)=ONE (1) PACK | DENTAL GENERAL SUPPLIES
6237 | 4215271702300 | SOFT STAINLESS STEEL WIRES 26 GAUGE 0.4MM 30G SPOOL.. | SUPPLEMENTARY DENTAL SUPPLIES
6238 | 4215271706100 | HEAT TREATED NITI WIRE BLUE TRIANGULAR CROSS SECTION WITH ALTERNATIVE CUTTING EDGE AND CONSTANT TAPER. ASSORTED 04% 21MM INCLUDE (1504 + 2504 + 3004) | DENTAL GENERAL SUPPLIES
6239 | 4215271706200 | HEAT TREATED NITI WIRE BLUE TRIANGULAR CROSS SECTION WITH ALTERNATIVE CUTTING EDGE AND CONSTANT TAPER. ASSORTED 04% 25MM INCLUDE (1504 + 2504 + 3004) | DENTAL GENERAL SUPPLIES
6240 | 4215271706300 | HEAT TREATED NITI WIRE BLUE TRIANGULAR CROSS SECTION WITH ALTERNATIVE CUTTING EDGE AND CONSTANT TAPER. ASSORTED 04% 31MM INCLUDE (1504 + 2504 + 3004) | DENTAL GENERAL SUPPLIES
6241 | 4215271706400 | HEAT TREATED NITI WIRE BLUE TRIANGULAR CROSS SECTION WITH ALTERNATIVE CUTTING EDGE AND CONSTANT TAPER. ASSORTED 06% 21MM INCLUDE (1504 + 2504 + 2506) | DENTAL GENERAL SUPPLIES
6242 | 4215271706500 | HEAT TREATED NITI WIRE BLUE TRIANGULAR CROSS SECTION WITH ALTERNATIVE CUTTING EDGE AND CONSTANT TAPER. ASSORTED 06% 25MM INCLUDE (1504 + 2504 + 2506) | DENTAL GENERAL SUPPLIES
6243 | 4215271706600 | HEAT TREATED NITI WIRE BLUE TRIANGULAR CROSS SECTION WITH ALTERNATIVE CUTTING EDGE AND CONSTANT TAPER. ASSORTED 06% 31MM INCLUDE (1504 + 2504 + 2506) | DENTAL GENERAL SUPPLIES
6244 | 4215271706700 | HEAT TREATED NITI WIRE BLUE TRIANGULAR CROSS SECTION WITH ALTERNATIVE CUTTING EDGE AND CONSTANT TAPER. TAPER 04% NO.15 LENGTH 21MM | DENTAL GENERAL SUPPLIES
6245 | 4215271706800 | HEAT TREATED NITI WIRE BLUE TRIANGULAR CROSS SECTION WITH ALTERNATIVE CUTTING EDGE AND CONSTANT TAPER. TAPER 04% NO.15 LENGTH 25MM | DENTAL GENERAL SUPPLIES
6246 | 4215271706900 | HEAT TREATED NITI WIRE BLUE TRIANGULAR CROSS SECTION WITH ALTERNATIVE CUTTING EDGE AND CONSTANT TAPER. TAPER 04% NO.15 LENGTH 31MM | DENTAL GENERAL SUPPLIES
6247 | 4215271707000 | HEAT TREATED NITI WIRE BLUE TRIANGULAR CROSS SECTION WITH ALTERNATIVE CUTTING EDGE AND CONSTANT TAPER. TAPER 04% NO.25 LENGTH 21MM | DENTAL GENERAL SUPPLIES
6248 | 4215271707100 | HEAT TREATED NITI WIRE BLUE TRIANGULAR CROSS SECTION WITH ALTERNATIVE CUTTING EDGE AND CONSTANT TAPER. TAPER 04% NO.25 LENGTH 25MM | DENTAL GENERAL SUPPLIES
6249 | 4215271707200 | HEAT TREATED NITI WIRE BLUE TRIANGULAR CROSS SECTION WITH ALTERNATIVE CUTTING EDGE AND CONSTANT TAPER. TAPER 04% NO.25 LENGTH 31MM | DENTAL GENERAL SUPPLIES
6250 | 4215271707300 | HEAT TREATED NITI WIRE BLUE TRIANGULAR CROSS SECTION WITH ALTERNATIVE CUTTING EDGE AND CONSTANT TAPER. TAPER 04% NO.30 LENGTH 21MM | DENTAL GENERAL SUPPLIES
6251 | 4215271707400 | HEAT TREATED NITI WIRE BLUE TRIANGULAR CROSS SECTION WITH ALTERNATIVE CUTTING EDGE AND CONSTANT TAPER. TAPER 04% NO.30 LENGTH 25MM | DENTAL GENERAL SUPPLIES
6252 | 4215271707500 | HEAT TREATED NITI WIRE BLUE TRIANGULAR CROSS SECTION WITH ALTERNATIVE CUTTING EDGE AND CONSTANT TAPER. TAPER 04% NO.30 LENGTH 31MM | DENTAL GENERAL SUPPLIES
6253 | 4215271707600 | HEAT TREATED NITI WIRE BLUE TRIANGULAR CROSS SECTION WITH ALTERNATIVE CUTTING EDGE AND CONSTANT TAPER. TAPER 06% NO.25 LENGTH 21MM | DENTAL GENERAL SUPPLIES
6254 | 4215271707700 | HEAT TREATED NITI WIRE BLUE TRIANGULAR CROSS SECTION WITH ALTERNATIVE CUTTING EDGE AND CONSTANT TAPER. TAPER 06% NO.25 LENGTH 31MM | DENTAL GENERAL SUPPLIES
6255 | 4215271709100 | SLIM RETAINER CASE, DURABLE, LATCHABLE, PLASTIC, ASSORTED COLORS | DENTAL GENERAL SUPPLIES
6256 | 4215271709200 | PREFORMED KOBAYASHI LIGATURE WIRE LONG SIZE 0.012 INCH ONE EACH (EA) = ONE (1) PACK | DENTAL GENERAL SUPPLIES
6257 | 4215271709300 | PREFORMED KOBAYASHI LIGATURE WIRE SHORT SIZE 0.012 INCH ONE EACH (EA) = ONE (1) PACK | DENTAL GENERAL SUPPLIES
6258 | 4215271709400 | PREFORMED SHORT LIGATURE WIRES. 010 STAINLESS STEEL ONE EACH (EA) = ONE (1) PACK | DENTAL GENERAL SUPPLIES
6259 | 4215271709500 | PREFORMED SHORT LIGATURE WIRES. 009 STAINLESS STEEL ONE EACH (EA) = ONE (1) PACK | DENTAL GENERAL SUPPLIES
6260 | 4215271709600 | PREFORMED SHORT LIGATURE WIRES. 011 STAINLESS STEEL ONE EACH (EA) = ONE (1) PACK | DENTAL GENERAL SUPPLIES
6261 | 4215271709700 | PREFORMED SHORT LIGATURE WIRES. 012 STAINLESS STEEL ONE EACH (EA) = ONE (1) PACK | DENTAL GENERAL SUPPLIES
6262 | 4215271800000 | GOSHGARIAN PALATAL BUR STANDARD LOOP DISTAL LENGTH 37MM. | DENTAL GENERAL SUPPLIES
6263 | 4215271800300 | UPPER NITI SUPER ELASTIC ARCHWIRE 0.016 INCH X 0.022 INCH OVOID SHAPE EACH WIRE IS PACKED SEPARATELY MUST BE SUPPLIED BY THE SAME MANUFACTURER (ARCH COORDINATION) ONE EACH (EA)=ONE (1) PACK | DENTAL GENERAL SUPPLIES
6264 | 4215271800400 | UPPER NITI SUPER ELASTIC ARCHWIRE 0.018 INCH OVOID SHAPE EACH WIRE IS PACKED SEPARATELY MUST BE SUPPLIED BY THE SAME MANUFACTURER (ARCH COORDINATION) ONE EACH (EA)=ONE (1) PACK | DENTAL GENERAL SUPPLIES
6265 | 4215271800700 | UPPER TMA ARCHWIRE 0.019 INCH X 0.025 INCH OVOID SHAPE EACH WIRE IS PACKED SEPARATELY MUST BE SUPPLIED BY THE SAME MANUFACTURER (ARCH COORDINATION) ONE EACH (EA) = ONE (1) PACK | DENTAL GENERAL SUPPLIES
6266 | 4215271801100 | SOFT STAINLESS STEEL WIRES 20 GAUGE 30G SPOOL.. | SUPPLEMENTARY DENTAL SUPPLIES
6267 | 4215271801200 | SOFT STAINLESS STEEL WIRES 28 GAUGE 30G SPOOL.. | SUPPLEMENTARY DENTAL SUPPLIES
6268 | 4215271802100 | LOWER STAINLESS STEEL ARCHWIRE 0.014 INCH OVOID SHAPE EACH WIRE IS PACKED SEPARATELY MUST BE SUPPLIED BY THE SAME MANUFACTURER (ARCH COORDINATION) ONE EACH (EA)=ONE (1) PACK | DENTAL GENERAL SUPPLIES
6269 | 4215271802200 | LOWER STAINLESS STEEL ARCHWIRE 0.016 INCH OVOID SHAPE EACH WIRE IS PACKED SEPARATELY MUST BE SUPPLIED BY THE SAME MANUFACTURER (ARCH COORDINATION) ONE EACH (EA)=ONE (1) PACK | DENTAL GENERAL SUPPLIES
6270 | 4215271802300 | LOWER STAINLESS STEEL ARCHWIRE 0.016 INCH X 0.022 INCH OVOID SHAPE EACH WIRE IS PACKED SEPARATELY MUST BE SUPPLIED BY THE SAME MANUFACTURER (ARCH COORDINATION) ONE EACH (EA)ONE (1) PACK | DENTAL GENERAL SUPPLIES
6271 | 4215271802400 | LOWER STAINLESS STEEL ARCHWIRE 0.017 INCH X 0.025 INCH OVOID SHAPE EACH WIRE IS PACKED SEPARATELY MUST BE SUPPLIED BY THE SAME MANUFACTURER (ARCH COORDINATION) ONE EACH (EA)ONE (1) PACK | DENTAL GENERAL SUPPLIES
6272 | 4215271802500 | LOWER STAINLESS STEEL ARCHWIRE 0.018 INCH OVOID SHAPE EACH WIRE IS PACKED SEPARATELY MUST BE SUPPLIED BY THE SAME MANUFACTURER (ARCH COORDINATION) ONE EACH (EA)=ONE (1) PACK | DENTAL GENERAL SUPPLIES
6273 | 4215271802600 | LOWER STAINLESS STEEL ARCHWIRE 0.019 INCH X 0.025 INCH OVOID SHAPE EACH WIRE IS PACKED SEPARATELY MUST BE SUPPLIED BY THE SAME MANUFACTURER (ARCH COORDINATION) ONE EACH (EA)ONE (1) PACK | DENTAL GENERAL SUPPLIES
6274 | 4215271803700 | UPPER NITI SUPER ELASTIC ARCHWIRE 0.016 INCH OVOID SHAPE EACH WIRE IS PACKED SEPARATELY MUST BE SUPPLIED BY THE SAME MANUFACTURER (ARCH COORDINATION) ONE EACH (EA)=ONE (1) PACK | DENTAL GENERAL SUPPLIES
6275 | 4215271805000 | ARCHWIRE SLEEVE 0.018 INCH GREY SPOOL OF 3 M | DENTAL GENERAL SUPPLIES
6276 | 4215271805300 | TWIST FLEX MULTI - STRAND, STAINLESS STEEL WIRE, 0.0175 INCH OVOID SHAPE | DENTAL GENERAL SUPPLIES
6277 | 4215271805700 | ERICH ARCH BAR COIL FOR INTERMAXILLARY FIXATION.. | SUPPLEMENTARY DENTAL SUPPLIES
6278 | 4215271805800 | THERMALLY ACTIVE LOWER CUNITI 0.019 X 0.025 ARCHWIRE OVOID SHAPE ONE EACH (EA) = ONE (1) PACK | DENTAL GENERAL SUPPLIES
6279 | 4215271805900 | THERMALLY ACTIVE UPPER CUNITI 0.019 X 0.025 ARCHWIRE OVOID SHAPE ONE EACH (EA) = ONE (1) PACK | DENTAL GENERAL SUPPLIES
6280 | 4215271806000 | UPPER TMA ARCHWIRE 0.016 X 0.022 INCH OVOID SHAPE EACH WIRE IS PACKED SEPARATELY MUST BE SUPPLIED BY THE SAME MANUFACTURER (ARCH COORDINATION) ONE EACH (EA)=ONE (1) PACK | DENTAL GENERAL SUPPLIES
6281 | 4215271806700 | LOWER STAINLESS STEEL ARCHWIRE 0.021 INCH X 0.025 INCH OVOID SHAPE EACH WIRE IS PACKED SEPARATELY MUST BE SUPPLIED BY THE SAME MANUFACTURER (ARCH COORDINATION) ONE EACH (EA)ONE (1) PACK | DENTAL GENERAL SUPPLIES
6282 | 4215271806800 | LOWER TMA ARCH WIRE 0.017 INCH X 0.025 INCH OVOID SHAPE EACH WIRE IS PACKED SEPARATELY MUST BE SUPPLIED BY THE SAME MANUFACTURER (ARCH COORDINATION) ONE EACH (EA)=ONE (1) PACK | DENTAL GENERAL SUPPLIES
6283 | 4215271807600 | ARCHWIRE NITI OVOID LOWER. 019 X.025 INCH | DENTAL GENERAL SUPPLIES
6284 | 4215271808100 | ARCHWIRE NITI OVOID UPPER. 019 X.025 INCH | DENTAL GENERAL SUPPLIES
6285 | 4215271808200 | SELF LIGATING SYSTEM CUNITI WITH STOPS 0.018 ARCHWIRE ONE EACH (EA)=ONE (1) PACK | DENTAL GENERAL SUPPLIES
6286 | 4215271808300 | SELF LIGATING SYSTEM CUNITI WITH STOPS 0.014 X 0.025 ARCHWIRE ONE EACH (EA)=ONE (1) PACK | DENTAL GENERAL SUPPLIES
6287 | 4215271808400 | SELF LIGATING SYSTEM CUNITI WITH STOPS 0.016 X 0.025 ARCHWIRE ONE EACH (EA)=ONE (1) PACK | DENTAL GENERAL SUPPLIES
6288 | 4215271808500 | ARCHWIRE NITI OVOID UPPER . 021 X.025 INCH | DENTAL GENERAL SUPPLIES
6289 | 4215271808900 | ARCHWIRE SLEEVE 0.027 INCH GREY SPOOL OF 3 M | DENTAL GENERAL SUPPLIES
6290 | 4215271809000 | LOWER TMA ARCHWIRE 0.016 X 0.016 INCH OVOID SHAPE EACH WIRE IS PACKED SEPARATELY MUST BE SUPPLIED BY THE SAME MANUFACTURER (ARCH COORDINATION) ONE EACH (EA)=ONE (1) PACK | DENTAL GENERAL SUPPLIES
6291 | 4215271809100 | UPPER TMA ARCHWIRE 0.016 X 0.016 INCH OVOID SHAPE EACH WIRE IS PACKED SEPARATELY MUST BE SUPPLIED BY THE SAME MANUFACTURER (ARCH COORDINATION) ONE EACH (EA)=ONE (1) PACK | DENTAL GENERAL SUPPLIES
6292 | 4215271809200 | UPPER STAINLESS STEEL ARCHWIRE 0.021 INCH X 0.025 INCH OVOID SHAPE EACH WIRE IS PACKED SEPARATELY MUST BE SUPPLIED BY THE SAME MANUFACTURER (ARCH COORDINATION) ONE EACH (EA)ONE (1) PACK | DENTAL GENERAL SUPPLIES
6293 | 4215271809300 | UPPER STAINLESS STEEL ARCHWIRE 0.019 INCH X 0.025 INCH OVOID SHAPE EACH WIRE IS PACKED SEPARATELY MUST BE SUPPLIED BY THE SAME MANUFACTURER (ARCH COORDINATION) ONE EACH (EA)ONE (1) PACK | DENTAL GENERAL SUPPLIES
6294 | 4215271809400 | UPPER STAINLESS STEEL ARCHWIRE 0.018 INCH OVOID SHAPE EACH WIRE IS PACKED SEPARATELY MUST BE SUPPLIED BY THE SAME MANUFACTURER (ARCH COORDINATION) ONE EACH (EA)=ONE (1) PACK | DENTAL GENERAL SUPPLIES
6295 | 4215271809500 | UPPER STAINLESS STEEL ARCHWIRE 0.016 INCH X 0.022 INCH OVOID SHAPE EACH WIRE IS PACKED SEPARATELY MUST BE SUPPLIED BY THE SAME MANUFACTURER (ARCH COORDINATION) ONE EACH (EA)=ONE (1) PACK | DENTAL GENERAL SUPPLIES
6296 | 4215271809600 | UPPER STAINLESS STEEL ARCHWIRE 0.016 INCH OVOID SHAPE EACH WIRE IS PACKED SEPARATELY MUST BE SUPPLIED BY THE SAME MANUFACTURER (ARCH COORDINATION) ONE EACH (EA)=ONE (1) PACK | DENTAL GENERAL SUPPLIES
6297 | 4215271809700 | UPPER STAINLESS STEEL ARCHWIRE 0.014 INCH OVOID SHAPE EACH WIRE IS PACKED SEPARATELY MUST BE SUPPLIED BY THE SAME MANUFACTURER (ARCH COORDINATION) ONE EACH (EA)=ONE (1) PACK | DENTAL GENERAL SUPPLIES
6298 | 4215271809800 | UPPER NITI SUPER ELASTIC ARCHWIRE 0.012 INCH OVOID SHAPE EACH WIRE IS PACKED SEPARATELY MUST BE SUPPLIED BY THE SAME MANUFACTURER (ARCH COORDINATION) ONE EACH (EA)=ONE (1) PACK | DENTAL GENERAL SUPPLIES
6299 | 4215271809900 | UPPER NITI SUPER ELASTIC ARCHWIRE 0.019 INCH X 0.025 INCH OVOID SHAPE EACH WIRE IS PACKED SEPARATELY MUST BE SUPPLIED BY THE SAME MANUFACTURER (ARCH COORDINATION) ONE EACH (EA)=ONE (1) PACK | DENTAL GENERAL SUPPLIES
6300 | 4215271810000 | LOWER NITI SUPER ELASTIC ARCHWIRE 0.017 X 0.025 INCH OVOID SHAPE EACH WIRE IS PREFERRED TO PACKED SEPARATELY MUST BE SUPPLIED BY THE SAME MANUFACTURER (ARCH COORDINATION) ONE EACH (EA)=ONE (1) PACK | DENTAL GENERAL SUPPLIES
6301 | 4215271810100 | REVERSE CURVE UPPER NITI ARCH WIRE 0.017 INCH X 0.025 INCH ONE EACH (EA)=ONE (1) PACK | DENTAL GENERAL SUPPLIES
6302 | 4215271810200 | REVERSE CURVE UPPER NITI ARCH WIRE 0.016 INCH X 0.022 INCH ONE EACH (EA)=ONE (1) PACK | DENTAL GENERAL SUPPLIES
6303 | 4215271810300 | REVERSE CURVE UPPER NITI ARCH WIRE 0.016 INCH ONE EACH (EA)=ONE (1) PACK | DENTAL GENERAL SUPPLIES
6304 | 4215271810400 | REVERSE CURVE LOWER NITI ARCH WIRE 0.017 INCH X 0.025 ONE EACH (EA)=ONE (1) PACK | DENTAL GENERAL SUPPLIES
6305 | 4215271810500 | REVERSE CURVE LOWER NITI ARCH WIRE 0.016 INCH X 0.022 INCH ONE EACH (EA)=ONE (1) PACK | DENTAL GENERAL SUPPLIES
6306 | 4215271810600 | REVERSE CURVE LOWER NITI ARCH WIRE 0.016 INCH ONE EACH (EA)=ONE (1) PACK | DENTAL GENERAL SUPPLIES
6307 | 4215271810700 | ARCHWIRE NITI OVOID LOWER . 021 X.025 INCH | DENTAL GENERAL SUPPLIES
6308 | 4215271810800 | LOWER NITI SUPER ELASTIC ARCHWIRE 0.012 INCH OVOID SHAPE EACH WIRE IS PACKED SEPARATELY MUST BE SUPPLIED BY THE SAME MANUFACTURER (ARCH COORDINATION) ONE EACH (EA)=ONE (1) PACK | DENTAL GENERAL SUPPLIES
6309 | 4215271810900 | LOWER NITI SUPER ELASTIC ARCHWIRE 0.019 X 0.025 INCH OVOID SHAPE EACH WIRE IS PACKED SEPARATELY MUST BE SUPPLIED BY THE SAME MANUFACTURER (ARC H COORDINATION) ONE EACH (EA)=ONE (1) PACK | DENTAL GENERAL SUPPLIES
6310 | 4215271811000 | LOWER NITI SUPER ELASTIC ARCHWIRE 0.018 INCH OVOID SHAPE EACH WIRE IS PACKED SEPARATELY MUST BE SUPPLIED BY THE SAME MANUFACTURER (ARCH COORDINATION) ONE EACH (EA)=ONE (1) PACK | DENTAL GENERAL SUPPLIES
6311 | 4215271811100 | LOWER NITI SUPER ELASTIC ARCHWIRE 0.016 X 0.022 INCH OVOID SHAPE EACH WIRE IS PREFERRED TO PACKED SEPARATELY MUST BE SUPPLIED BY THE SAME MANUFACTURER (ARCH COORDINATION) ONE EACH (EA)=ONE (1) PACK | DENTAL GENERAL SUPPLIES
6312 | 4215271811200 | LOWER NITI SUPER ELASTIC ARCHWIRE 0.016 INCH OVOID SHAPE EACH WIRE IS PACKED SEPARATELY MUST BE SUPPLIED BY THE SAME MANUFACTURER (ARCH COORDINATION) ONE EACH (EA)=ONE (1) PACK | DENTAL GENERAL SUPPLIES
6313 | 4215271811300 | UPPER NITI SUPER ELASTIC ARCHWIRE 0.017 INCH X 0.025 INCH OVOID SHAPE EACH WIRE IS PACKED SEPARATELY MUST BE SUPPLIED BY THE SAME MANUFACTURER (ARCH COORDINATION) ONE EACH (EA)=ONE (1) PACK | DENTAL GENERAL SUPPLIES
6314 | 4215271811400 | LOWER NITI SUPER ELASTIC ARCHWIRE 0.014 INCH OVOID SHAPE EACH WIRE IS PACKED SEPARATELY MUST BE SUPPLIED BY THE SAME MANUFACTURER (ARCH COORDINATION) ONE EACH (EA)=ONE (1) PACK | DENTAL GENERAL SUPPLIES
6315 | 4215271811500 | SOFT STAINLESS STEEL WIRES 24 GAUGE 0.5MM 30G SPOOL.. | SUPPLEMENTARY DENTAL SUPPLIES
6316 | 4215271811600 | UPPER TMA ARCHWIRE 0.017 INCH X 0.025 INCH OVOID SHAPE EACH WIRE IS PACKED SEPARATELY MUST BE SUPPLIED BY THE SAME MANUFACTURER (ARCH COORDINATION) ONE EACH (EA)=ONE (1) PACK | DENTAL GENERAL SUPPLIES
6317 | 4215271811700 | UPPER STAINLESS STEEL ARCHWIRE 0.017 INCH X 0.025 INCH OVOID SHAPE EACH WIRE IS PACKED SEPARATELY MUST BE SUPPLIED BY THE SAME MANUFACTURER (ARCH COORDINATION) ONE EACH (EA)ONE (1) PACK | DENTAL GENERAL SUPPLIES
6318 | 4215271811800 | UPPER NITI SUPER ELASTIC ARCHWIRE 0.014 INCH OVOID SHAPE EACH WIRE IS PACKED SEPARATELY MUST BE SUPPLIED BY THE SAME MANUFACTURER (ARCH COORDINATION) ONE EACH (EA)=ONE (1) PACK | DENTAL GENERAL SUPPLIES
6319 | 4215271811900 | LOWER TMA ARCHWIRE 0.016 X 0.022 INCH OVOID SHAPE EACH WIRE IS PACKED SEPARATELY MUST BE SUPPLIED BY THE SAME MANUFACTURER (ARCH COORDINATION) ONE EACH (EA)=ONE (1) PACK | DENTAL GENERAL SUPPLIES
6320 | 4215271819600 | LOWER 0.018 X 0.025INCH ARCHWIRE OVOIDE SHAPE PACKED SEPARATELY (ARCH COORDINATED) | DENTAL GENERAL SUPPLIES
6321 | 4215271819700 | UPPER 0.018 X 0.025INCH ARCHWIRE OVOIDE SHAPE PACKED SEPARATELY (ARCH COORDINATED) | DENTAL GENERAL SUPPLIES
6322 | 4215271820400 | LOWER 0.016 X 0.022 TMA REVERSE CURVE ARCHWIRE | DENTAL GENERAL SUPPLIES
6323 | 4215271820500 | ARCHWIRE, ORTHODONTIC, .017X.025, REVERSE CURVE, LOWER, TMA | DENTAL GENERAL SUPPLIES
6324 | 4215271820700 | ARCHWIRE, ORTHODONTIC, .016X.022, REVERSE CURVE, UPPER, TMA | DENTAL GENERAL SUPPLIES
6325 | 4215271820800 | ARCHWIRE, ORTHODONTIC, .017X.025, REVERSE CURVE, UPPER, TMA | DENTAL GENERAL SUPPLIES
6326 | 4215271824100 | NITI ORTHO FORM UPPER .016 X .016 ARCHWIRE | DENTAL GENERAL SUPPLIES
6327 | 4215271824200 | NITI ORTHO FORM LOWER .016 X .016 ARCHWIRE | DENTAL GENERAL SUPPLIES
6328 | 4215271824300 | NITI ORTHO FORM UPPER .018 X .025 ARCHWIRE | DENTAL GENERAL SUPPLIES
6329 | 4215271824400 | NITI ORTHO FORM LOWER .018 X .025 ARCHWIRE | DENTAL GENERAL SUPPLIES
6330 | 4215271824600 | ORTHODONTIC CRIMBABLE ARCH-WIRE HOOK, ASSORTED BY SITE | DENTAL GENERAL SUPPLIES
6331 | 4215272200000 | BAND PUSHER MERSHON, 5 - SIDED, ANGLED SERRATED TIP, REDUCED RISK OF SLIPPAGE, LIGHT WEIGHT WITH HOLLOW HANDLE, HEAT STERILIZABLE UP TO 370 DEGREES FAHRENHEIT | DENTAL GENERAL SUPPLIES
6332 | 4215272200200 | BAND SEATER STAINLESS STEEL STERILIZABLE TO MAXIMUM OF 180 DEG CELSIUS WITH HARD METAL TRIANGULAR SERRATED TIP | DENTAL GENERAL SUPPLIES
6333 | 4215280000700 | ARTICULATED PERIO MODEL WITH CALCULUS ON ANATOMIC ROOTED TEETH. | SUPPLEMENTARY DENTAL SUPPLIES
6334 | 4215280001000 | HIGH SPEED HANDPIECE STANDARD HEAD AIR TURBINE NON-OPTIC TYPE SPEED RANGE MORE THAN 325 000 RPM POWER APPROX. 20 WATT FG PUSH BUTTON AUTOCHUCK CERAMIC BALL BEARING INTERNAL AIR/WATER COOLANT SYSTEM WATER ANTI-RETRACTION VALVE 4-HOLE MIDWEST CONNECTION COMPATIBLE WITH EXISTING COUPLING SYSTEM OF EACH HOSPITAL. | DENTAL GENERAL SUPPLIES
6335 | 4215280100900 | KIRKLAND CHISEL | DENTAL GENERAL SUPPLIES
6336 | 4215280700100 | PERIODONTAL-DRESSING KIT FOR PERIODONTAL SURGERY | DENTAL GENERAL SUPPLIES
6337 | 4215280800000 | GRACEY RIGID CURETTE SIZE 3/4 ROUND STAINLESS STEEL DOUBLE ENDED | DENTAL GENERAL SUPPLIES
6338 | 4215280800400 | GOLDMAN-FOX CURETTE SIZE 2 ROUND STAINLESS STEEL DOUBLE ENDED | DENTAL GENERAL SUPPLIES
6339 | 4215280801200 | GRACEY RIGID CURETTE SIZE 7/8 ROUND STAINLESS STEEL DOUBLE ENDED | DENTAL GENERAL SUPPLIES
6340 | 4215280802500 | GRACEY EXTRA RIGID AFTER FIVE CURETTE SIZE 13/14 ROUND STAINLESS STEEL DOUBLE ENDED | DENTAL GENERAL SUPPLIES
6341 | 4215280802600 | GRACEY EXTRA RIGID AFTER FIVE CURETTE SIZE 5/6 ROUND STAINLESS STEEL DOUBLE ENDED | DENTAL GENERAL SUPPLIES
6342 | 4215280802700 | GRACEY EXTRA RIGID AFTER FIVE CURETTE SIZE 7/8 ROUND STAINLESS STEEL DOUBLE ENDED | DENTAL GENERAL SUPPLIES
6343 | 4215280802800 | GRACEY EXTRA RIGID AFTER FIVE CURETTE SIZE 11/12 ROUND STAINLESS STEEL DOUBLE ENDED | DENTAL GENERAL SUPPLIES
6344 | 4215280802900 | GRACEY RIGID AFTER FIVE CURETTE SIZE 11/12 ROUND STAINLESS STEEL DOUBLE ENDED | DENTAL GENERAL SUPPLIES
6345 | 4215280803000 | GRACEY RIGID AFTER FIVE CURETTE SIZE 1/2 ROUND STAINLESS STEEL DOUBLE ENDED | DENTAL GENERAL SUPPLIES
6346 | 4215280803100 | GRACEY RIGID AFTER FIVE CURETTE SIZE 13/14 ROUND STAINLESS STEEL DOUBLE ENDED | DENTAL GENERAL SUPPLIES
6347 | 4215280803200 | GRACEY RIGID AFTER FIVE CURETTE SIZE 3/4 ROUND STAINLESS STEEL DOUBLE ENDED | DENTAL GENERAL SUPPLIES
6348 | 4215280803300 | GRACEY RIGID AFTER FIVE CURETTE SIZE 5/6 ROUND STAINLESS STEEL DOUBLE ENDED | DENTAL GENERAL SUPPLIES
6349 | 4215280803400 | GRACEY RIGID AFTER FIVE CURETTE SIZE 7/8 ROUND STAINLESS STEEL DOUBLE ENDED | DENTAL GENERAL SUPPLIES
6350 | 4215280803500 | GRACEY RIGID AFTER FIVE CURETTE SIZE 9/10 ROUND STAINLESS STEEL DOUBLE ENDED | DENTAL GENERAL SUPPLIES
6351 | 4215280803600 | GRACEY RIGID CURETTE SIZE 1/2 ROUND STAINLESS STEEL DOUBLE ENDED | DENTAL GENERAL SUPPLIES
6352 | 4215280803800 | GRACEY RIGID CURETTE SIZE 5/6 ROUND STAINLESS STEEL DOUBLE ENDED | DENTAL GENERAL SUPPLIES
6353 | 4215280804000 | COLOMBIA PERIODONTAL CURETTE SIZE 2 L/ 2 R ROUND STAINLESS STEEL | DENTAL GENERAL SUPPLIES
6354 | 4215280804100 | MCCALL PERIODONTAL CURETTE SIZE 13 /14 ROUND STAINLESS STEEL | DENTAL GENERAL SUPPLIES
6355 | 4215280804200 | COLOMBIA PERIODONTAL CURETTE SIZE 4 L/ 4 R ROUND STAINLESS STEEL | DENTAL GENERAL SUPPLIES
6356 | 4215280804300 | GRACEY RIGID PERIODONTAL FINISHING CURETTE SIZE 9 /10 ROUND STAINLESS STEEL | DENTAL GENERAL SUPPLIES
6357 | 4215280804400 | GRACEY RIGID PERIODONTAL FINISHING CURETTE SIZE 13 /14 ROUND STAINLESS STEEL | DENTAL GENERAL SUPPLIES
6358 | 4215280804600 | GRACEY RIGID PERIODONTAL FINISHING CURETTE SIZE 11 /12 ROUND STAINLESS STEEL | DENTAL GENERAL SUPPLIES
6359 | 4215280808500 | CURETTE FOX SIZE 3MM, REUSABLE | SURGICAL INSTRUMENT TENDER
6360 | 4215280808700 | CURETTE FOX SIZE 5MM, REUSABLE | SURGICAL INSTRUMENT TENDER
6361 | 4215280810100 | LANGER CURETTE SIZE 17/18 ROUND STAINLESS STEEL | DENTAL GENERAL SUPPLIES
6362 | 4215281000000 | COLLAGEN SOCKET REPAIR MEMBRANE FOR SOCKET PRESERVATION, TO MENTION THE SOURCE | DENTAL GENERAL SUPPLIES
6363 | 4215281000100 | PTFE OR EQUIVALENT NON - ABSORBABLE MEMBRANE REINFORCED WITH TITANIUM FOR GUIDE BONE REGENERATION ANTERIOR NARROW | DENTAL GENERAL SUPPLIES
6364 | 4215281000200 | PTFE OR EQUIVALENT NON- ABSORBABLE MEMBRANE REINFORCED WITH TITANIUM FOR GUIDE BONE REGENERATION ANTERIOR SINGLE | DENTAL GENERAL SUPPLIES
6365 | 4215281000300 | PTFE OR EQUIVALENT NON - ABSORBABLE MEMBRANE REINFORCED WITH TITANIUM FOR GUIDE BONE REGENERATION POSTERIOR LARGE | DENTAL GENERAL SUPPLIES
6366 | 4215281000400 | PTFE OR EQUIVALENT NON - ABSORBABLE MEMBRANE REINFORCED WITH TITANIUM FOR GUIDE BONE REGENERATION POSTERIOR SINGLE | DENTAL GENERAL SUPPLIES
6367 | 4215290000200 | ENDODONTIC FINGER SPREADERS STAINLESS STEEL WITH PLASTIC HANDLE SIZE 15 25 MM (6/BOX) ONE EACH (EA)=ONE (1) PACK | DENTAL GENERAL SUPPLIES
6368 | 4215290000300 | ENDODONTIC FINGER SPREADERS STAINLESS STEEL WITH PLASTIC HANDLE SIZE 20 25 MM (6/BOX) ONE EACH (EA)=ONE (1) PACK | DENTAL GENERAL SUPPLIES
6369 | 4215290000400 | ENDODONTIC FINGER SPREADERS STAINLESS STEEL WITH PLASTIC HANDLE SIZE 25 25 MM (6/BOX) ONE EACH (EA)=ONE (1) PACK | DENTAL GENERAL SUPPLIES
6370 | 4215290000500 | ENDODONTIC ROOT CANAL FINGER PLUGGER, L25 MM, SIZE 15 - 40, PACK OF 6 | DENTAL GENERAL SUPPLIES
6371 | 4215290000600 | ENDODONTIC ROOT CANAL HAND PLUGGER, TAPERED, STAINLESS STEEL, DOUBLE ENDED, 1/3 | DENTAL GENERAL SUPPLIES
6372 | 4215290000700 | ENDODONTIC AMALGAM PLUGGER, DOUBLE - ENDED 0/1 | DENTAL GENERAL SUPPLIES
6373 | 4215290000800 | ENDODONTIC AMALGAM PLUGGER, DOUBLE - ENDED 1/2 | DENTAL GENERAL SUPPLIES
6374 | 4215290000900 | ENDODONTIC AMALGAM PLUGGER, DOUBLE - ENDED 3/4 | DENTAL GENERAL SUPPLIES
6375 | 4215290001000 | ENDODONTIC AMALGAM PLUGGER, DOUBLE - ENDED 5/7 | DENTAL GENERAL SUPPLIES
6376 | 4215290001100 | ENDODONTIC AMALGAM PLUGGER, DOUBLE - ENDED 9/11 | DENTAL GENERAL SUPPLIES
6377 | 4215290001200 | ENDODONTIC AMALGAM PLUGGER, DOUBLE - ENDED 11/12 | DENTAL GENERAL SUPPLIES
6378 | 4215290001300 | ENDODONTIC KIT, CASSETTES DIMENSION 290 X 184 X 34 MM FOR 18 INSTRUMENTS UNIQUELY SOPHISTICATED ERGONOMIC DESIGN WITH REVOLUTIONARY NEWHOLE PATTERN FOR OPTIMAL USE IN THERMODISINFECTOR. IMS INFINITY SERIES CASSETTES ARE MADE OF LONG LASTING LOW MAINTENANCE STAINLESSSTEEL, DURABLE, COLORED SILICONE RAILS SECURELY HOLD INSTRUMENTS THROUGHOUT PROCESSING CYCLE. ERGONOMIC LATCH WITH POSITIVE LOCKING MECHANISM IS SAFE AND EASY - TO - US E, ALLOWS ONE - HANDED OPENING AND VISUAL CONFIRMATION IF THE CASSETTE IS LOCKED/UNLOCKED. REVOLUTIONARY NEW HOLE PATTERN DESIGN CREATES 30% ADDITIONAL OPEN AREA FOR MORE ACCESS DURING CLEANING AND STERILIZATION, AND IS COMPATIBLE WITH CURRENT CLEANING EQUIPMENT, INCLUDING AUTOMATED WASHERS. INNOVATIVE COLOR - CODED SILICONE RAIL SYSTEM, AVAILABLE IN 11 COLOR OPTIONS, SIGNIFICANTLY REDUCES INSTRUMENT CONTACT BY UP TO 59%, ALLO WING FOR MORE WATER FLOW WHILE PROTECTING THE INSTRUMENTS DURING REPRO CESSING.HIGH QUALITY, ELECTRO POLISHED STAINLESS STEEL PROTECT | DENTAL GENERAL SUPPLIES
6379 | 4215290001400 | ENDODONTIC SURGICAL EXPLORER INSTRUMENT # 1 | DENTAL GENERAL SUPPLIES
6380 | 4215290001500 | ENDODONTIC SURGICAL EXPLORER INSTRUMENT # 2 | DENTAL GENERAL SUPPLIES
6381 | 4215290001600 | ENDODONTIC ABOU - RASS EXPLORER INSTRUMENT #1 | DENTAL GENERAL SUPPLIES
6382 | 4215290001700 | ENDODONTIC DG16 EXPLORER INSTRUMENT # 2 | DENTAL GENERAL SUPPLIES
6383 | 4215290001800 | ENDODONTIC ABOU - RASS APICAL BURNISHER INSTRUMENT, ANGLED, 0.5 MM LONG SHANK | DENTAL GENERAL SUPPLIES
6384 | 4215290001900 | ENDODONTIC ABOU - RASS APICAL BURNISHER INSTRUMENT, ANGLED, 1 MM LONG SHANK | DENTAL GENERAL SUPPLIES
6385 | 4215290002000 | ENDODONTIC ABOU - RASS APICAL BURNISHER INSTRUMENT, ANGLED, 1.25 MM LONG SHANK | DENTAL GENERAL SUPPLIES
6386 | 4215290002100 | ENDODONTIC ABOU - RASS APICAL BURNISHER INSTRUMENT, ANGLED, 1.5 MM LONG SHANK | DENTAL GENERAL SUPPLIES
6387 | 4215290002200 | ENDODONTIC ABOU - RASS APICAL BURNISHER INSTRUMENT, ANGLED, 2 MM LONG SHANK | DENTAL GENERAL SUPPLIES
6388 | 4215290002300 | ENDODONTIC ABOU - RASS APICAL BURNISHER INSTRUMENT, STRAIGHT, 1.5 MM LONG SHANK | DENTAL GENERAL SUPPLIES
6389 | 4215290002400 | ENDODONTIC ABOU - RASS APICAL BURNISHER INSTRUMENT, STRAIGHT, 1.75 MM LONG SHANK | DENTAL GENERAL SUPPLIES
6390 | 4215290002500 | ENDODONTIC ABOU - RASS APICAL BURNISHER INSTRUMENT, STRAIGHT, 2 MM LONG SHANK | DENTAL GENERAL SUPPLIES
6391 | 4215290002600 | ENDODONTIC ABOU - RASS APICAL BURNISHER INSTRUMENT, STRAIGHT, 2.5 MM LONG SHANK | DENTAL GENERAL SUPPLIES
6392 | 4215290002700 | ENDODONTIC MICROSURGICAL PLUGGER #1 | DENTAL GENERAL SUPPLIES
6393 | 4215290002800 | ENDODONTIC MICROSURGICAL PLUGGER #2 | DENTAL GENERAL SUPPLIES
6394 | 4215290002900 | ENDODONTIC MICROSURGICAL PLUGGER #3 | DENTAL GENERAL SUPPLIES
6395 | 4215290003000 | INSTRUMENT DENTAL CALCIUM HYDROXIDE PLACEMENT INSTRUMENT #6 SATIN STEEL HANDLE | DENTAL GENERAL SUPPLIES
6396 | 4215290003100 | ENDODONTIC MICROSURGICAL ELEVATOR # 1 | DENTAL GENERAL SUPPLIES
6397 | 4215290003200 | ENDODONTIC MICROSURGICAL ELEVATOR # 2 | DENTAL GENERAL SUPPLIES
6398 | 4215290003300 | ENDODONTIC MICROSURGICAL ELEVATOR # 3 | DENTAL GENERAL SUPPLIES
6399 | 4215290003400 | ENDODONTIC MICROSURGICAL CURETTE # 1 | DENTAL GENERAL SUPPLIES
6400 | 4215290003500 | ENDODONTIC MICROSURGICAL CURETTE # 2 | DENTAL GENERAL SUPPLIES
6401 | 4215290003600 | ENDODONTIC MICROSURGICAL CURETTE # 3 | DENTAL GENERAL SUPPLIES
6402 | 4215290003700 | SCHILDER PLUGGER ANTERIOR 0.4 MM | DENTAL GENERAL SUPPLIES
6403 | 4215290003800 | SCHILDER PLUGGER ANTERIOR 0.5 MM | DENTAL GENERAL SUPPLIES
6404 | 4215290003900 | SCHILDER PLUGGER ANTERIOR 0.6 MM | DENTAL GENERAL SUPPLIES
6405 | 4215290004000 | SCHILDER PLUGGER ANTERIOR 0.7 MM | DENTAL GENERAL SUPPLIES
6406 | 4215290004100 | SCHILDER PLUGGER ANTERIOR 0.8 MM | DENTAL GENERAL SUPPLIES
6407 | 4215290004200 | SCHILDER PLUGGER ANTERIOR 0.9 MM | DENTAL GENERAL SUPPLIES
6408 | 4215290004300 | SCHILDER PLUGGER ANTERIOR 1.0 MM | DENTAL GENERAL SUPPLIES
6409 | 4215290004400 | SCHILDER PLUGGER ANTERIOR 1.3 MM | DENTAL GENERAL SUPPLIES
6410 | 4215290004500 | SCHILDER PLUGGER ANTERIOR 1.5 MM | DENTAL GENERAL SUPPLIES
6411 | 4215290004700 | CERAMIC FIRING TRAY WITH PIN.. | SUPPLEMENTARY DENTAL SUPPLIES
6412 | 4215290005300 | GUN APPLICATOR FOR STERILIZATION LOAD LABEL DURABLE LIGHTWEIGHT CLEAR HIGH QUALITY PRINTOUT ON THE LABEL 3- LINE MINIMUM 10 DIGITS MINIMUM IN EACH LINE ENGLISH LETTERS AND GEORGIAN DATE MUST BE COMPATIBLE WITH THE LABELING ROLLS.. | STERILIZATION SUPPLIES (CSSD) CONSUMABLE
6413 | 4215290006000 | PIEZOTOME ULTRASONIC DIAMOND-COATED BALL FOR LATERAL SINUS LIFT | DENTAL GENERAL SUPPLIES
6414 | 4215290006100 | PIEZOTOME ULTRASONIC DIAMOND-COATED STRAIGHT TIP FOR LATERAL SINUS LIFT | DENTAL GENERAL SUPPLIES
6415 | 4215290006200 | PIEZOTOME ULTRASONIC PERIOTOME TIPS FOR TOOTH EXTRACTION KIT: 5-6 PERIOTOME AND SAW AUTOCLAVABLE UNIVERSAL WRENCH PACKED IN AUTOCLAVABLE METAL SUPPORT | DENTAL GENERAL SUPPLIES
6416 | 4215290006300 | PIEZOTOME ULTRASONIC PLATEAU 5MM FOR LATERAL SINUS LIFT | DENTAL GENERAL SUPPLIES
6417 | 4215290006400 | PIEZOTOME ULTRASONIC ROUNDED SAW TIP FOR BONE SURGERY 280 DEGREE ACTIVE CUT | DENTAL GENERAL SUPPLIES
6418 | 4215290006500 | PIEZOTOME ULTRASONIC STRAIGHT SAW LONG DEPTH 15MM TIP FOR BONE SURGERY | DENTAL GENERAL SUPPLIES
6419 | 4215290006600 | PIEZOTOME ULTRASONIC STRAIGHT SAW LONG DEPTH 9MM TIP FOR BONE SURGERY | DENTAL GENERAL SUPPLIES
6420 | 4215290006700 | PIEZOTOME ULTRASONIC TIPS FOR BONE SURGERY KIT: 5 – 6 SAWS (STRAIGHT DEPTH 9MM RIGHT ANGLED LEFT ANGLED ROUNDED) CIRCULAR SCALPEL 1-2 SCRAPER AUTOCLAVABLE UNIVERSAL WRENCH PACKED IN AUTOCLAVABLE METAL SUPPORT | DENTAL GENERAL SUPPLIES
6421 | 4215290006800 | PIEZOTOME ULTRASONIC TIPS FOR CROWN LENGTHENING KIT: 4-5 CURVED SCALPEL 2-3 DIAMOND-COATED SPHERICAL AND CYLINDRICAL TIP AUTOCLAVABLE UNIVERSAL WRENCH PACKED IN AUTOCLAVABLE METAL SUPPORT | DENTAL GENERAL SUPPLIES
6422 | 4215290006900 | PIEZOTOME ULTRASONIC TIPS FOR LATERAL SINUS LIFT KIT: 5-6 TIPS DIAMOND-COATED STRAIGHT TIP AND BALL PLATEAU 5MM NON-CUTTING TIP 90 D EGREE SPATULA ± 135 DEGREE SPATULA AUTOCLAVABLE UNIVERSAL WRENCH PACKED IN AUTOCLAVABLE METAL SUPPORT | DENTAL GENERAL SUPPLIES
6423 | 4215290007000 | PIEZOTOME ULTRASONIC TIPS FOR VERTICAL SINUS LIFT KIT: 5 – 6 CONICAL AND CYLINDRICAL TIPS DIFFERENT DIAMETERS NON-CUTTING TRUMPET TIP FOR SINUS MEMBRANE ELEVATION AUTOCLAVABLE UNIVERSAL WRENCH PACKED IN AUTOCLAVABLE METAL SUPPORT | DENTAL GENERAL SUPPLIES
6424 | 4215290200900 | MATRIX BAND, T - BAND CURVED, NARROW | DENTAL GENERAL SUPPLIES
6425 | 4215290201200 | MATRIX BAND, T - BAND STRAIGHT, WIDE | DENTAL GENERAL SUPPLIES
6426 | 4215290201400 | AUTOMATRIX TIGHTENING DEVICE KIT NOT SHARP TO PROTECT SOFT TISSUE AND AUTOCLAVABLE TOOLS | DENTAL GENERAL SUPPLIES
6427 | 4215290201500 | AUTOMATRIX BAND REFILL SIZE MEDIUM THIN 70 PCS OR MORE/PACK ONE EACH (EA)=ONE (1) PACK | DENTAL GENERAL SUPPLIES
6428 | 4215290201600 | MATRIX BAND, T - BAND CURVED, WIDE (12/PAK) | DENTAL GENERAL SUPPLIES
6429 | 4215290202000 | MATRIX BAND TOFFLEMIRE STAINLESS STEEL SIZE 1 GAUGE. 0015 | DENTAL GENERAL SUPPLIES
6430 | 4215290202100 | MATRIX BAND, TOFFLEMIRE, STAINLESS STEEL SIZE, 3, GAUGE. 0015 | DENTAL GENERAL SUPPLIES
6431 | 4215290202200 | MATRIX BAND TOFFLEMIRE STAINLESS STEEL SIZE 13 GAUGE. 0015 | DENTAL GENERAL SUPPLIES
6432 | 4215290202300 | SECTIONAL MATRIX SYSTEM WITH NICKEL - TITANIUM RINGS, ANATOMICALLY SHAPED MATRIX BANDS AND ADAPTIVE SELF - GUIDING WEDGES | DENTAL GENERAL SUPPLIES
6433 | 4215290202400 | MATRIX BAND, TOFFLEMIRE, STAINLESS STEEL SIZE, 2, GAUGE. 0015 | DENTAL GENERAL SUPPLIES
6434 | 4215290202500 | AUTOMATRIX BAND REFILL SIZE NARROW REGULAR 70 PCS OR MORE/PACK ONE EACH (EA)=ONE (1) PACK | DENTAL GENERAL SUPPLIES
6435 | 4215290202600 | RETAINER TOFFLEMIRE MATRIX, STRAIGHT, UNIVERSAL, STAINLESS STEEL | DENTAL GENERAL SUPPLIES
6436 | 4215290202700 | AUTOMATRIX BAND REFILL SIZE WIDE REGULAR MORE THAN 70 ONE EACH (EA)=ONE (1) PACK | DENTAL GENERAL SUPPLIES
6437 | 4215290202900 | AUTOMATRIX BAND REFILL SIZE MEDIUM REGULAR 70 PCS OR MORE/PACK ONE EACH (EA)=ONE (1) PACK | DENTAL GENERAL SUPPLIES
6438 | 4215290204500 | RETAINER TOFFLEMIRE MATRIX, STRAIGHT, CONTRA-ANGLE 45 DEGREE, STAINLESS STEEL | DENTAL GENERAL SUPPLIES
6439 | 4215290204600 | SECTIONAL MATRIX SYSTEM NICKEL TITANIUM STANDARD RING REFILL | DENTAL GENERAL SUPPLIES
6440 | 4215290204700 | SECTIONAL MATRIX SYSTEM NICKEL TITANIUM NARROW RING REFILL | DENTAL GENERAL SUPPLIES
6441 | 4215290204800 | SECTIONAL MATRIX SYSTEM ADAPTIVE SELF - GUIDING WEDGE SIZE SMALL REFILL | DENTAL GENERAL SUPPLIES
6442 | 4215290204900 | SECTIONAL MATRIX SYSTEM ADAPTIVE SELF - GUIDING WEDGE SIZE MEDIUM REFILL | DENTAL GENERAL SUPPLIES
6443 | 4215290205000 | SECTIONAL MATRIX SYSTEM ADAPTIVE SELF - GUIDING WEDGE SIZE LARGE REFILL | DENTAL GENERAL SUPPLIES
6444 | 4215290205100 | SECTIONAL MATRIX SYSTEM PIN TWEEZERS | DENTAL GENERAL SUPPLIES
6445 | 4215290205200 | SECTIONAL MATRIX SYSTEM ADAPTIVE SELF - GUIDING WEDGE GUARD SIZE SMALL REFILL | DENTAL GENERAL SUPPLIES
6446 | 4215290205300 | SECTIONAL MATRIX SYSTEM ADAPTIVE SELF - GUIDING WEDGE GUARD SIZE LARGE REFILL | DENTAL GENERAL SUPPLIES
6447 | 4215290700000 | ZIRCONIUM DISC/MULTI-LAYER CLASSIC SHADE 98 DIAMETER SIZE 25 SHADE D2... | SUPPLEMENTARY DENTAL SUPPLIES
6448 | 4215290700100 | ZIRCONIUM DISC/MULTI-LAYER CLASSIC SHADE 98 DIAMETER SIZE 25 SHADE C2.. | SUPPLEMENTARY DENTAL SUPPLIES
6449 | 4215290700200 | ZIRCONIUM DISC/MULTI-LAYER CLASSIC SHADE 98 DIAMETER SIZE 25 SHADE C1... | SUPPLEMENTARY DENTAL SUPPLIES
6450 | 4215290700300 | ZIRCONIUM DISC/MULTI-LAYER CLASSIC SHADE 98 DIAMETER SIZE 25 SHADE B3.. | SUPPLEMENTARY DENTAL SUPPLIES
6451 | 4215290700400 | ZIRCONIUM DISC/MULTI-LAYER CLASSIC SHADE 98 DIAMETER SIZE 25 SHADE B2... | SUPPLEMENTARY DENTAL SUPPLIES
6452 | 4215290700500 | ZIRCONIUM DISC/MULTI-LAYER CLASSIC SHADE 98 DIAMETER SIZE 25 SHADE B1.. | SUPPLEMENTARY DENTAL SUPPLIES
6453 | 4215290700600 | ZIRCONIUM DISC/MULTI-LAYER CLASSIC SHADE 98 DIAMETER SIZE 25 SHADE A3... | SUPPLEMENTARY DENTAL SUPPLIES
6454 | 4215290700700 | ZIRCONIUM DISC/MULTI-LAYER CLASSIC SHADE 98 DIAMETER SIZE 25 SHADE A2.. | SUPPLEMENTARY DENTAL SUPPLIES
6455 | 4215290700800 | ZIRCONIUM DISC/MULTI-LAYER CLASSIC SHADE 98 DIAMETER SIZE 25 SHADE A1... | SUPPLEMENTARY DENTAL SUPPLIES
6456 | 4215290801400 | SCREW SELF-DRILLING FOR INTERMAXILLARY FIXATION TITANIUM ASSORTED SIZES.. | SUPPLEMENTARY DENTAL SUPPLIES
6457 | 4215290801500 | SCREW SELF-DRILLING FOR INTERMAXILLARY FIXATION STAINLESS STEEL ASSORTED SIZES.. | SUPPLEMENTARY DENTAL SUPPLIES
6458 | 4215290801600 | SCREW FOR TITANIUM MANDIBULAR RECONSTRUCTION THICKNESS FROM (2.3MM-2.7MM) TITANIUM ASSORTED LENGTHS.. | SUPPLEMENTARY DENTAL SUPPLIES
6459 | 4215290801700 | SCREW FOR MAXILLOFACIAL BONE PLATING THICKNESS FROM (0.6MM-1.0MM) TITANIUM ASSORTED LENGTHS.. | SUPPLEMENTARY DENTAL SUPPLIES
6460 | 4215290801800 | SCREW FOR MAXILLOFACIAL BONE PLATING THICKNESS FROM (1.7MM-2.0MM) TITANIUM ASSORTED LENGTHS.. | SUPPLEMENTARY DENTAL SUPPLIES
6461 | 4215290801900 | SCREW FOR MAXILLOFACIAL BONE PLATING THICKNESS FROM (1.3MM-1.6MM) TITANIUM ASSORTED LENGTHS.. | SUPPLEMENTARY DENTAL SUPPLIES
6462 | 4215290802000 | SCREW DRIVER FOR TITANIUM INTERMAXILLARY FIXATION WITH 2 SCREW DRIVER TIPS AND COMPATIBLE CASE AND LID FOR STERILIZATION... | SUPPLEMENTARY DENTAL SUPPLIES
6463 | 4215290802100 | SCREW DRIVER FOR STAINLESS STEEL INTERMAXILLARY FIXATION WITH 2 SCREW DRIVER TIPS AND COMPATIBLE CASE AND LID FOR STERILIZATION... | SUPPLEMENTARY DENTAL SUPPLIES
6464 | 4215290802200 | PLATE FOR MAXILLOFACIAL TITANIUM THICKNESS FROM (1.3MM-1.6MM) DIFFERENT SHAPES AND HOLES.. | SUPPLEMENTARY DENTAL SUPPLIES
6465 | 4215290802300 | PLATE FOR MAXILLOFACIAL TITANIUM THICKNESS FROM (1.7MM-2.0MM) DIFFERENT SHAPES AND HOLES.. | SUPPLEMENTARY DENTAL SUPPLIES
6466 | 4215290802400 | PLATE FOR MAXILLOFACIAL TITANIUM (THICKNESS FROM (0.6MM-1.0MM) DIFFERENT SHAPES AND HOLES... | SUPPLEMENTARY DENTAL SUPPLIES
6467 | 4215290802500 | PLATE FOR MANDIBULAR RECONSTRUCTION TITANIUM THICKNESS FROM (2.3MM-2.7MM) DIFFERENT SHAPES AND HOLES.. | SUPPLEMENTARY DENTAL SUPPLIES
6468 | 4215290802600 | ORBITAL MESH DIFFERENT SHAPE ASSORTED SIZE.. | SUPPLEMENTARY DENTAL SUPPLIES
6469 | 4215290802700 | INSTRUMENTATION COMPLETE SET INCLUDING TWO SCREWDRIVER TIPS FOR TITANIUM MAXILLOFACIAL PLATING THICKNESS FROM (1.7MM-2.0MM) WITH COMPATIBLE CASE AND LID FOR STERILIZATION.. | SUPPLEMENTARY DENTAL SUPPLIES
6470 | 4215290802800 | INSTRUMENTATION COMPLETE SET INCLUDING TWO SCREWDRIVER TIPS FOR TITANIUM MANDIBULAR RECONSTRUCTION THICKNESS FROM (2.3MM-2.7MM) WITH COMPATIBLE CASE AND LID FOR STERILIZATION.. | SUPPLEMENTARY DENTAL SUPPLIES
6471 | 4215290802900 | INSTRUMENTATION COMPLETE SET INCLUDING TWO SCREWDRIVER TIPS FOR MAXILLOFACIAL PLATING THICKNESS FROM (0.6MM-1.0MM) TITANIUM WITH COM PATIBLE CASE AND LID FOR STERILIZATION.. | SUPPLEMENTARY DENTAL SUPPLIES
6472 | 4215290803000 | INSTRUMENTATION COMPLETE SET FOR TRANSBUCCAL SYSTEM WITH COMPATIBLE CASE AND LID FOR STERILIZATION.. | SUPPLEMENTARY DENTAL SUPPLIES
6473 | 4215290803100 | INSTRUMENTATION COMPLETE SET INCLUDING TWO SCREWDRIVER TIPS FOR MAXILLOFACIAL PLATING THICKNESS FROM (1.3MM-1.6MM) TITANIUM WITH COM PATIBLE CASE AND LID FOR STERILIZATION.. | SUPPLEMENTARY DENTAL SUPPLIES
6474 | 4215290803200 | EMERGENCY SCREW FOR MAXILLOFACIAL BONE PLATING THICKNESS FROM (2.3MM-2.7MM) TITANIUM ASSORTED LENGTHS.. | SUPPLEMENTARY DENTAL SUPPLIES
6475 | 4215290803300 | EMERGENCY SCREW FOR MAXILLOFACIAL BONE PLATING THICKNESS FROM (1.7MM-2.0MM) TITANIUM ASSORTED LENGTHS.. | SUPPLEMENTARY DENTAL SUPPLIES
6476 | 4215290803400 | EMERGENCY SCREW FOR MAXILLOFACIAL BONE PLATING THICKNESS FROM (0.6MM-1.0MM) TITANIUM ASSORTED LENGTHS... | SUPPLEMENTARY DENTAL SUPPLIES
6477 | 4215290803500 | EMERGENCY SCREW FOR MAXILLOFACIAL BONE PLATING THICKNESS FROM (1.3MM-1.6MM) TITANIUM ASSORTED LENGTHS.. | SUPPLEMENTARY DENTAL SUPPLIES
6478 | 4215290803600 | DRILL BIT/ OR TWIST DRILL BIT FOR TITANIUM MAXILLOFACIAL BONE PLATING THICKNESS FROM (0.6 MM-1.0MM) ASSORTED LENGTHS.. | SUPPLEMENTARY DENTAL SUPPLIES
6479 | 4215290803700 | DRILL BIT/ OR TWIST DRILL BIT FOR MAXILLOFACIAL BONE PLATING THICKNESS FROM (1.7MM-2.0MM) ASSORTED LENGTHS.. | SUPPLEMENTARY DENTAL SUPPLIES
6480 | 4215290803800 | DRILL BIT/ OR TWIST DRILL BIT FOR MAXILLOFACIAL BONE PLATING THICKNESS FROM (1.3MM-1.6MM) ASSORTED LENGTHS.. | SUPPLEMENTARY DENTAL SUPPLIES
6481 | 4215290803900 | DRILL BIT/ OR TWIST DRILL BIT FOR MANDIBULAR RECONSTRUCTION PLATING THICKNESS FROM (2.3MM-2.7MM) ASSORTED LENGTHS.. | SUPPLEMENTARY DENTAL SUPPLIES
6482 | 4215290804100 | CHIN PLATE FOR ORTHOGNATHIC TITANIUM ASSORTED SIZE AND SHAPE.. | SUPPLEMENTARY DENTAL SUPPLIES
6483 | 4215290900000 | ENDODONTIC FINGER SAFETY HOLDER FOR ENDODONTIC INSTRUMENT | DENTAL GENERAL SUPPLIES
6484 | 4215291000000 | COVER SHEET, DISPOSABLE FOR AIR WATER SYRINGE LIGHT AND X-RAY HANDLE AND HEAD REST (6 ROLLS + DISPENSER) ROLL NOT LESS THAN 800 SHEETS/ROLL, SELF ADHESIVE SURFACE ANTI-STATIC BARRIER SIZE 6 X 9 INCH COUNTERWEIGHTED DISPENSER FOR TABLETOP STABILITY, PREVENTS CROSS- CONTAMINATION | DENTAL GENERAL SUPPLIES
6485 | 4215291000200 | HANDPIECE COUPLING FOR USE WITH ALL STANDARDIZED TURBINE TUBING, QUICK CONNECT AND DISCONNECT, LED ILLUMINATION 4500-6500 K, COMPATIBLE WITH ALL TURBINES, AIR MOTORS AND SCALERS WITH 360 DEGREES INSTRUMENT ROTATION, STERILIZABLE WITH WATER FLOW REGULATOR TO FIT MID - WEST 4-6 HOLES | DENTAL GENERAL SUPPLIES
6486 | 4215291001900 | OPEN-END SILICONE HOSE FOR 6-HOLE HIGH-SPEED HANDPIECE WITH FIBER OPTIC SUPPORT INCLUDES DRIVE AIR EXHAUST AIR WATER SPRAY AIR ELECTRIC WIRES AND FIBER OPTIC LINE COMPATIBLE WITH UNIVERSAL COUPLINGS NON-AUTOCLAVABLE CLEANABLE WITH STANDARD SURFACE DISINFECTANTS OUTER SHEATH DIAMETER ≤ 11MM COLOR-CODED INTERNAL LINES FOR EASY INSTALLATION | DENTAL GENERAL SUPPLIES
6487 | 4215291002000 | SILICONE HOSE FOR 3-WAY DENTAL SYRINGE CONNECTION (AIR/WATER) TWO-LINE DESIGN WITH COLOR-CODED INTERNAL TUBING FOR SEPARATE AIR AND WATER FLOW MADE OF MEDICAL-GRADE FLEXIBLE SILICONE NON-AUTOCLAVABLE OUTER DIAMETER ≤ 11MM COMPATIBLE WITH SYRINGE UNITS IN STANDARD DENTAL CHAIRS | DENTAL GENERAL SUPPLIES
6488 | 4215291002100 | SILICONE HOSE FOR ULTRASONIC SCALER UNIT CONNECTION DESIGNED FOR WATER LINE AND OPTIONAL POWER CABLE OR CONTROL WIRE FLEXIBLE MEDICAL-GRADE SILICONE CONSTRUCTION SURFACE CLEANABLE DIAMETER NOT EXCEEDING 10MM COMPATIBLE WITH BUILT-IN SCALER UNITS IN DENTAL CHAIRS OR STANDALONE UNITS | DENTAL GENERAL SUPPLIES
6489 | 4215291100200 | COMPOSITE CAPSULE DISPENSING GUN, REUSABLE, AUTOCLAVABLE | DENTAL GENERAL SUPPLIES
6490 | 4215291400200 | DISPOSABLE PRE BENT NEEDLE, FOR ETCHANT (25G) | DENTAL GENERAL SUPPLIES
6491 | 4215291400300 | DISPOSABLE PRE BENT NEEDLE, FOR FLOWABLE COMPOSITE, (20G) | DENTAL GENERAL SUPPLIES
6492 | 4215291700300 | HIGH VOLUME SUCTION, PLASTIC, ROUND TIP, 16 MM ROUND TIP | DENTAL GENERAL SUPPLIES
6493 | 4215291700400 | HIGH VOLUME SUCTION TIPS, PLASTIC, S SHAPE WITH RETRACTOR, FIT IN 11 MM SUCTION HOLDER | DENTAL GENERAL SUPPLIES
6494 | 4215291700600 | 2PCS/SET DENTAL EXTRAORAL SUCTION UNIT HEPA HIGH PRECISION FILTER FILTERING EFFICIENCY IS AS HIGH AS 99.9% HEPA GRADE IS(H) VENDOR CAN SPECIFY COMPATIBLE WITH EACH HOSPITAL MACHINE.. | SUPPLEMENTARY DENTAL SUPPLIES
6495 | 4215291700700 | 2PCS/SET DENTAL EXTRAORAL SUCTION UNIT HEPA HIGH PRECISION FILTER FILTERING EFFICIENCY IS AS HIGH AS 99.9% PRE FINE FILTER GRADE IS(H) VENDOR CAN SPECIFY COMPATIBLE WITH EACH HOSPITAL MACHINE.. | SUPPLEMENTARY DENTAL SUPPLIES
6496 | 4215291800200 | NON - SURGICAL ROOT CANAL ULTRASONIC TIPS, SET OF 1 - 5, COATED WITH DIAMOND OR ZIRCONIUM NITRIDE, FITTING IN PIEZO ULTRASONIC AND 6 - 8 TITANIUM | DENTAL GENERAL SUPPLIES
6497 | 4215291800300 | MICROSURGICAL ULTRASONIC TIPS SET OF 1 - 6 IRRIGATION PORTS DIAMOND OR ZIRCONIUM NITRIDE COATING SHAFT AND TIP ANGLES MULTI - ANGLE TIPS 3 MM CUTTING SURFACE FITTING IN PIEZO ULTRASONIC MACHINE ONE EACH (EA)=ONE (1) PACK | DENTAL GENERAL SUPPLIES
6498 | 4215291800400 | SURGICAL ULTRASONIC ENDODONTIC TIPS COATED WITH DIAMOND OR ZIRCONIUM NITRIDE TO HARDEN THE TIPS AND PROVIDE SURFACE ABRASION FOR CUTTING EFFICIENCY. SURG TIPS SIZE 3. FITTING IN PIEZO ULTRASONIC MACHINE | DENTAL GENERAL SUPPLIES
6499 | 4215291800500 | DENTAL CHAIR ULTRASONIC PERIODONTAL TIPS COMPATIBLE EXISTING DENTAL CHAIR UNIT IN EACH HOSPITAL | DENTAL GENERAL SUPPLIES
6500 | 4215292300400 | MESSING ROOT CANAL GUN WITH 3 STRAIGHT AND CURVED NEEDLES KIT | DENTAL GENERAL SUPPLIES
6501 | 4215292400100 | ENDO FILE SILICONE STOPPERS HEAT AND CHEMICAL RESISTANT SILICONE WITH POSITION INDICATOR EITHER NOTCH OR COLOR LINE PRE-PUNCHED CONVENIENT SINGLE DISPENSING UNIT CLEAR COVER FOR VISIBILITY WITH 200-250 STOPS/DISPENSER ONE EACH (EA)=ONE (1) PACK | DENTAL GENERAL SUPPLIES
6502 | 4215292400200 | ENDODONTIC MEASURING BLOCK, AUTOCLAVABLE, CONTAINS 30 - 40 DEPTH GUIDES INCLUDING HALF SIZES | DENTAL GENERAL SUPPLIES
6503 | 4215293000200 | KIT, ENDO POST REMOVAL SYSTEM, CONTAINS, 1. EXTRACTING PLIERS 2. DOMER BUR 3. FIVE TREPHINES OF VARYING INTERNAL DIAMETER S 4. FIVE CORRESPONDING TUBULAR TAPS WITH INTERNAL DIAMETER S RANGING FROM 0.6 - 1.60 MM 5. TORQUE BAR 6. RUBBER BUMPERS 7. EXTRACTING FORCES 8. BOX | DENTAL GENERAL SUPPLIES
6504 | 4215293000300 | ENDODONTIC MICRO APICAL PLACEMENT SYSTEM, ENDO AND RETRO KIT S PROVIDE A UNIQUE AND EFFICIENT METHOD FOR PLACING ROOT CANAL REPAIR MATERIALS BY RETROGRADE OBTURATION. NICKEL TITANIUM MEMORY SHAPE TIPS CAN BE MANUALLY SHAPED TO ANY REQUIRED CURVATURE. SYSTEMS AND PARTS INCLUDE, ONE LAR GE STERILIZABLE ALUMINUM, ONE STAINLESS SYRINGE, TWO YELLOW TRIPLE - ANGLE NEEDLES (ONE LEFT AND ONE RIGHT), TWO YELLOW TRIPLE - ANGLE RETRO NEEDLES (ONE LEFT AND ONE RIGHT), SIX YELLOW SPARE PEEK PLUNGERS, TWO RED TRIPLE - ANGLE NEEDLE (ONE LEFT ANDONE RIGHT), SIX RED SPARE PEEK PLUNGERS, ONE STAINLESS STEEL MIXING WELL, ONE YELLOW CLEANING DEVICE, ONE RED CLEANING DEVICE | DENTAL GENERAL SUPPLIES
6505 | 4215293000400 | ENDODONTIC MICRO - SURGICAL INSTRUMENT KIT PROVIDED WITH PREFABRICATED METAL CASSETTE WITH SELF - LOCK (AUTOCLAVABLE) CONTAIN THE FOLLOWING ITEMS 20 KIS DE DOUBLE ENDED HANDLE 1 KIS SE SINGLE ENDED HANDLE 1 KISSCAL SCAPEL HANDLE 1 KISSTAR STAR COLLET HANDLE 2 K WRENCH KIS INSTRUMENTS 2 KB 1 BURNISHER. 052 INCH 1.3 MM BALL 1 KB 2 BURNISHER. 056 INCH 1.4 MM BALL 1 KC 1 COLUMBIA CURETTE LEFT 1 KC 2 COLUMBIA CURETTE RIGHT 1 KC 3 EXT GRACEY CURETTE 13 LEFT 1 KC 4 EXT GRACEY CURETTE 14 RT 1 KC 5 SMALL ENDO E XC LEFT 1 KC 6 SMALL ENDO EXC RIGHT 1 KC 7 LARGE ENDO EXC LEFT 1 KC 8 LARGE ENDO EXC RIGHT 1 KC 9 MOLT 2 CURETTE 1 KC 10 MOLT 4 CURETTE 1 KC 11 MOLT CURETTE OFFSET L 1 KC 12 MOLT CURETTE OFFSET R 1 KC 13 CURRETTE SCALER 2.0 LEFT 1 KC 14 CURR ETTE SCALER 2.0 RIGHT 1 KC 15 SURG CURETTE OFFSET 1.5 L 1 KC 16 SURG CURETTE OFFSET 1.5 R 1 KE 1 PRICHA. | DENTAL GENERAL SUPPLIES
6506 | 4215293000500 | DRILL FOR TAPERED FIBER POST SIZE 0 OR EQUIVELANT DIAMETER (1.1 MM) +/- 0.2 MM | DENTAL GENERAL SUPPLIES
6507 | 4215293000600 | DRILL FOR TAPERED FIBER POST SIZE 1 OR EQUIVELANT DIAMETER (1.3 MM) +/- 0.2 MM | DENTAL GENERAL SUPPLIES
6508 | 4215293000700 | DRILL FOR TAPERED FIBER POST SIZE 2 OR EQUIVELANT DIAMETER (1.6 MM) +/- 0.2 MM | DENTAL GENERAL SUPPLIES
6509 | 4215293000800 | DRILL FOR TAPERED FIBER POST SIZE 3 OR EQUIVELANT DIAMETER (1.9 MM) +/- 0.2 MM | DENTAL GENERAL SUPPLIES
6510 | 4215293000900 | TAPERED FIBER POST KIT, ASSORTED POST SIZES, WITH MATCHING PREPARATION DRILLS | DENTAL GENERAL SUPPLIES
6511 | 4215293001000 | ROOT CANAL TAPERED FIBER POST SIZE 0 OR EQUIVELANT DIAMETER (1.1 MM) +/- 0.2 MM | DENTAL GENERAL SUPPLIES
6512 | 4215293001100 | ROOT CANAL TAPERED FIBER POST SIZE 1 OR EQUIVELANT DIAMETER (1.3 MM) +/- 0.2 MM | DENTAL GENERAL SUPPLIES
6513 | 4215293001200 | ROOT CANAL TAPERED FIBER POST SIZE 2 OR EQUIVELANT DIAMETER (1.6 MM) +/- 0.2 MM | DENTAL GENERAL SUPPLIES
6514 | 4215293001300 | ROOT CANAL TAPERED FIBER POST SIZE 3 OR EQUIVELANT DIAMETER (1.9 MM) +/- 0.2 MM | DENTAL GENERAL SUPPLIES
6515 | 4215300000000 | ENDO SURGICAL KIT CASSETTE DIMENSION 290 X 184 X 34 MM FOR 20 INSTRUMENTS UNIQUELY SOPHISTICATED ERGONOMIC DESIGN WITH REVOLUTIONARY NEWHOLE PATTERN FOR OPTIMAL USE IN THERMODISINFECTOR. IMS INFINITY SERIES CASSETTES ARE MADE OF LONG LASTING LOW MAINTENANCE STAINLESS STEEL. DURABLE, COLORED SILICONE RAILS SECURELY HOLD INSTRUMENTS THROUGHOUT PROCESSING CYCLE. ERGONOMIC LATCH WITH POSITIVE LOCKING MECHANISM IS SAFE AND EASY - TO - USE, ALLOWS ONE - HANDED OPENING AND VISUAL CONFIRMATION IF THE CASSETTE IS LOCKED/UNLOCKED.REVOLUTIONARY NEW HOLE PATTERN DESIGN CREATES 30% A DDITIONAL OPEN AREA FOR MORE ACCESS DURING CLEANING AND STERILIZATION, AND IS COMPATIBLE WITH CURRENT CLEANING EQUIPMENT, INCLUDING AUTOMATED WASHERS.INNOVATIVE COLOR - CODED SILICONE RAIL SYSTEM, AVAILABLE IN 11 COLOR OPTIONS, SIGNIFICANTLY REDUCES INSTRUMENT CONTACT BY UP TO 59%, ALLOWING FOR MORE WATER FLOW WHILE PROTECTING THE INSTRUMENTS DURING REPROCESSING.HIGH QUALITY, ELECTRO POLISHED STAINLESS STEEL PROTECT | DENTAL GENERAL SUPPLIES
6516 | 4215300000100 | PERIODONTAL MICROSURGICAL SET, METAL CASSETTE FOR 12 INSTRUMENTS MADE OF HIGHLY CORROSION RESISTANT RIGID STAINLESS STEEL WITH SOFT COLORED SILICONE RAILS AND SECURED LOCKING SYSTEM, WASHABLE AND AUTOCLAVABLE CONTAIN, 1 - MICRO SURGICAL SCALPEL HANDLE 2 - SCALPEL HANDLE 3 - KNIFE GINGIVECTOMY ALLEN NO. 1/2 HDL NO. 6 THIN 4 - PROBE UNC #UNC 155 - PERIOSTEAL LABANCA # 3 HDL. # 66 - PERIOSTEAL ALLEN HDL # 6 ANTERIOR 7 - PROBE NABERS # 2 N BIFURCATION 8 - NEEDLE HOLDER MICRO SURGICAL VELVART STRAIGHT DIAMETER 18 CM 6 - 0 - 8 - 0 NDL. 9 - MICRO SURGICAL SCISSORS HDL #SINUS LINE 18 CM 10 - T ISSUE PLIERS MICRO HDL #SINUS LINE STRAIGHT 18 CM 11 - SCISSORS IRIS # 18 FINE CURVED 11, 5 CM 12 - SCALPEL BLADE REMOVER | DENTAL GENERAL SUPPLIES
6517 | 4215300000200 | PERIODONTAL NON - SURGICAL SET # 1, METAL CASSETTE FOR INSTRUMENTS MADE OF HIGHLY CORROSION RESISTANT RIGID STAINLESS STEEL, WITH SOFT COLORED SI LICONE RAILS AND SECURED LOCKING SYSTEM, WASHABLE AND AUTO - CLAVABLE CONTAIN: - 1. PROBE STAINLESS STEEL, 15 UNC COLOR - CODED PROBE 2. PROBE STA INLESS STEEL, COLOR - CODED NABERS PROBE FOR ROOT FURCATION INVOLVEMENT DIAGNOSIS 3. SCALER, GOLDMAN FOX UNIVERSAL SCALER SIZE GF - 1 - LARGE SIZE DIAMETER AND SPECIAL ROUND STAINLESS STEEL HOLLOW HANDLE PROVIDE A STRESS - FREE GRIP, - GRADE 440 SERIES STAINLESS STEEL (HIGH CARBON CONTENT AND A CERTAIN PERCENTAGE OF CHROMIUM) TRIPLE TEMPERED FOR GREATER RIGIDITY. SATIN FINISHEDLIGHT WEIGHT HANDLE 4. PERIO JACQUETTE SCALAR - LARG E SIZE DIAMETER AND SPECIAL ROUND STAINLESS STEEL HOLLOW HANDLE PROVIDE A STRESS FREE GRIP, GRADE 440 SERIES STAINLESS STEEL (HIGH CARBON CONTE NT AND A CERTAIN PERCENTAGE OF CHROMIUM) TRIPLE TEMPERED FOR GREATER RIGIDITY. SATIN FINISHED LIGHT WEIGHT HANDLE/SCALER SMALL - EN | DENTAL GENERAL SUPPLIES
6518 | 4215300000300 | PERIODONTAL NON - SURGICAL SET #2, METAL CASSETTE FOR INSTRUMENTS MADE OF HIGHLY CORROSION RESISTANT RIGID STAINLESS STEEL WITH SOFT COLORED SILICONE RAILS AND SECURED LOCKING SYSTEM, WASHABLE AND AUTOCLAVABLE, CONTAIN, CURETTE, GRACEY EXTRA RIGID AFTER FIVE PERIODONTAL FINISHING CURETTE SIZE 13 - 14 CURETTE, GRACEY EXTRA RIGID AFTER FIVE PERIODONTAL FINISHING CURETTE SIZE 5 - 6 CURETTE, GRACEY EXTRA RIGID AFTER FIVE PERIODONTAL FINISHING CURETTE SIZE 7 - 8 CURETTE, GRACEY EXTRA RIGID AFTER FIVE PERIODONTAL FINISHING CURETTES SIZE 11 - 12 CURETTE, GRACEY RIGID AFTER FIVE PERIODONTAL FINISHING CURETTE SIZE 11 - 12 CURETTE, GRACEY RIGID AFTER FIVE PERIODONTAL FINISHING CURETTE SIZE 1 - 2 CURETTE, GRACEY RIGID AFTER FIVE PERIODONTAL FINISHING CURETTE SIZE 13 - 14 CURETTE, GRACEY RIGID AFTER FIVE PERIODONTAL FINISHING CURETTE SIZE 3 - 4 CURETTE, GRACEY RIGID AFTER FIVE PERIODONTAL FINISHING CURETTE SIZE 5 - 6 CURETTE, GRACEY RIGID AFTER FIVE PERIODONTAL FINISHING CURETTE SIZE 7 - 8 CURETTE | DENTAL GENERAL SUPPLIES
6519 | 4215300000400 | PERIODONTAL SET, METAL CASSETTE FOR INSTRUMENTS MADE OF HIGHLY CORROSION RESISTANT RIGID STAINLESS STEEL WITH SOFT COLORED SILICONE RAILS AND SECURED LOCKING SYSTEM, WASHABLE AND AUTOCLAVABLE, CONTAIN, 1. (1 PC) SCALPEL HANDLE # 7 K MADE OF HIGHLY CORROSION RESISTANT RIGID STAINLESS STEEL DESIGNED FOR PRECISION CONTROL DURING INCISIONS 2. (1 PC) SCALPEL HANDLE BARD PARKER STYLE WITH METRIC RULER MADE OF HIGHLY CORROSION RESISTANT STAINLESS STEEL 3. (1 PC) ORBAN 1/2 DOUBLE ENDED PERIODONTAL KNIFE WITH ANGLED BLADE AND CONTRA - ANGLED SHANK MADE OF HIGHLY CORROSION RESIST ANT RIGID STAINLESS STEEL 4. (1 PC) PRICHARD PERIOSTEAL ELEVATOR MADE OF HIGHLY CORROSION RESISTANT RIGID STAINLESS STEEL, SHORTENED VERSION TO FIT THE CASSETTE WITH A HOLE TO HOLD TISSUE WHILE SUTURING 5. (1 PC) WOODSON 1 INSTRUMENT MADE OF HIGHLY CORROSION RESISTANT RIGID STAINLESS S TEEL FOR REFLECTION OF SMALL SIZE D FLAPS 6. (1 PC) KRAMER - NEVINS # 1 PERIOSTEAL ELEVATOR MADE OF HIGHLY CORROSION RESISTANT RIGID STA | DENTAL GENERAL SUPPLIES
6520 | 4215300100100 | ANESTHETIC GEL 20% BENZOCAINE ASSORTED FLAVOR | DENTAL GENERAL SUPPLIES
6521 | 4215300500500 | RESTORATIVE KIT FOR AMALGAM, CASSETTE DIMENSION 290 X 184 X 34 MM FOR 20 INSTRUMENTS. UNIQUELY SOPHISTICATED ERGONOMIC DESIGN WITH REVOLUTIONARY NEW HOLE PATTERN FOR OPTIMAL USE IN THERMO DISINFECTOR.IMS INFINITY SERIES CASSETTES ARE MADE OF LONG LASTING LOW MAINTENANCE STAINLESS STEEL. DURABLE, COLORED SILICONE RAILS SECURELY HOLD INSTRUMENTS THROUGHOUT PROCESSING CYCLE. ERGONOMIC LATCH WITH POSITIVE LOCKING MECHANISM IS SAFE AND EASY - TO - USE, ALLOWS ONE - HANDED OPENING AND VISUAL CONFIRMATION IF THE CASSETTE IS LOCKED/UNLOCKED. REVOLUTIONARY NEW HOLE PATTERN DESIGN CREATES 30% ADDITIONAL OPEN AREA FOR MORE ACCESS DURING CLEANING AND STERILIZATION, AND IS COMPATIBLE WITH CURRENT CLEANING EQUIPMENT, INCLUDING AUTOMATED WASHERS. INNOVATIVE COLOR - CODED SILICONE RAIL SYSTEM, AVAIL ABLE IN 11 COLOR OPTIONS, SIGNIFICANTLY REDUCES INSTRUMENT CONTACT BY UP TO 59%, ALLOWING FOR MORE WATER FLOW WHILE PROTECTING THE INSTRUMENTS DURING REPROCESSING. HIGH QUALITY, ELECTRO POLISHED STAINLESS | DENTAL GENERAL SUPPLIES
6522 | 4215300500600 | RESTORATIVE KIT FOR COMPOSITE, CASSETTE DIMENSIONS 152 X 184 X 34 MM FOR 8 INSTRUMENTS WITH AN ACCESSORY AREA. UNIQUELY SOPHISTICATED ERGONOMIC DESIGN WITH REVOLUTIONARY NEW HOLE PATTERN FOR OPTIMAL USE IN THERMODISINFECTOR. IMS INFINITY SERIES CASSETTES ARE MADE OF LONG LASTING LOW MAINTENANCE STAINLESS STEEL, DURABLE, COLORED SILICONE RAILS SECURELY HOLD INSTRUMENTS THROUGHOUT PROCESSING CYCLE. ERGONOMIC LATCH WITH POSITIVE LOCKING MECHANISM IS SAFE AND EASY - TO - USE, ALLOWS ONE - HANDED OPENING AND VISUAL CONFIRMATION IF THE CASSETTE IS LOCKED/UNLOCKED. REVOLUTIONARY NEW HOLE PATTERN DESIGN CREATES 30% ADDITIONAL OPEN AREA FOR MORE ACCESS DURING CLEANING AND STERILIZATION, AND IS COMPATIBLE WITH CURRENT CLEANING EQUIPMENT, INCLUDING AUTOMATED WASHERS. INNOVATIVE COLOR - CODED SILICONE RAIL SYSTEM IS AVAILABLE IN 11 COLOR OPTIONS, SIGNIFICANTLY REDUCES INSTRUMENT CONTACT BY UP TO 59%, ALLOWING FOR MORE WATER FLOW WHILE PROTECTING THE INSTRUMENTS DURING REPROCESSING. HIGH QUALITY EL | DENTAL GENERAL SUPPLIES
6523 | 4215300501000 | MOIST INSENSITIVE PRIMER BONDING AGENT | DENTAL GENERAL SUPPLIES
6524 | 4215300501800 | "NANO CERAMIC HYBRID BIOCOMPATIBLE DENTAL PHOTO RESIN WITH CURING WAVELENGTH 365-405NM FOR DENTAL APPLICATIONS WITH DIFFERENT SHADES 1-2 LITER - COMPATIBLE WITH HOSPITAL MACHINE".. | SUPPLEMENTARY DENTAL SUPPLIES
6525 | 4215300600100 | WOODEN WEDGES, SMALL SIZE | DENTAL GENERAL SUPPLIES
6526 | 4215300600200 | ELASTIC ROTATION WEDGES GRAY | DENTAL GENERAL SUPPLIES
6527 | 4215300600500 | KIT WOODEN WEDGES, ASSORTED SIZE | DENTAL GENERAL SUPPLIES
6528 | 4215300600600 | WOODEN WEDGES, MEDIUM SIZE | DENTAL GENERAL SUPPLIES
6529 | 4216150200000 | BAG WARMER (USED FOR WARM SOLUTION) CAPD | RENAL SUPPLEMENTARY
6530 | 4216150300800 | EFFLUENT SAMPLING BAG FOR PERITONEAL SOLUTION, 2L | RENAL SUPPLEMENTARY
6531 | 4216150301000 | CATHETER, HEMODIALYSIS KIT, 11-12 FR X 15-16 CM, SHORT TERM, STRAIGHT | RENAL SUPPLEMENTARY
6532 | 4216150301100 | CATHETER PERITONEAL DIALYSIS ADULT SILICONE DOUBLE CUFF SWAN NECK COILED 58 - 63 CM | RENAL SUPPLEMENTARY
6533 | 4216150401800 | ADAPTER, LUER-LOCK, (APD) TO CONNECT ICODEXTRIN (POLYGLUCOSE BAGS) | RENAL SUPPLEMENTARY
6534 | 4216150401900 | SET, CAPD, LUER LOCK, TO CONNECT ICODEXTRIN (POLYGLUCOSE BAGS). | RENAL SUPPLEMENTARY
6535 | 4216150402200 | ORGANIZER, FOR EASE OF USE DURING APD AND CAPD (ONLY FOR FRESENIUS OR EQUIVALENT) | RENAL SUPPLEMENTARY
6536 | 4216150402300 | ORGANIZER HOLDER, FOR EASE OF USE DURING APD AND CAPD (ONLY FOR FRESENIUS OR EQUIVALENT) | RENAL SUPPLEMENTARY
6537 | 4216150402400 | ORGANIZER CLIP, FOR EASE OF USE DURING APD AND CAPD (ONLY FOR FRESENIUS OR EQUIVALENT) | RENAL SUPPLEMENTARY
6538 | 4216150402700 | A NEEDLE FREE CONNECTOR DEVICE WITH ANTIMICROBIAL FOR CENTRAL VENOUS CATHETERS OF CHRONIC HEMODIALYSIS WITH MALE LUER LOCK THAT CAN BE EASILY ATTACHED TO THE VASCULAR ACCESS AND FEMALE LUER LOCK WITH SILICONE SEAL TO CONNECT SAFELY THE DEVICE TO THE BLOOD TUBING STRAIGHT WITH FLUID PATH MORE THAN 350 ML /MIN THE CONNECTOR REMAINS IN PLACE DURING AND AFTER THE HEMODIALYSIS TREATMENT UP TO 7 DAYS ON A SINGLE STERILE PACKAGE | RENAL DIALYSIS SUPPLEMENTARY
6539 | 4216150402800 | DISINFECTANT CAP, WITH POVIDONE IODINE SOLUTION, USED TO LOCK PERITONEAL DIALYSIS CATHETER, AFTER PERITONEAL DIALYSIS PROCESS | RENAL SUPPLEMENTARY
6540 | 4216150402900 | STERICHEK OR EQUIVALENT, STRIPS FOR WATER TREATMENT PLANT, TO CHECK ON RESIDUAL PEROXIDE AND CONFIRM DIALYSIS WATER IS CLEAR FROM CHEMICALS USED FOR DISINFECTION | RENAL DIALYSIS SUPPLEMENTARY
6541 | 4216150403400 | CATHETER, PERITONEAL DIALYSIS, PEDIATRIC, SILICONE, DOUBLE CUFF, SWAN NECK, COILED 38 - 39 CM | RENAL DIALYSIS SUPPLEMENTARY
6542 | 4216150500600 | APD DRAINAGE SET, CYCLER, NON-PYROGENIC FLUID PATH, 15 LITERS, DISPOSABLE, STERILE | RENAL SUPPLEMENTARY
6543 | 4216150600300 | CATHETER PERITONEAL DIALYSIS NEONATAL SIZE PYROGEN FREE CURVED EXTRA PERITONEAL PART WITH COILED END INTRAPERITONEAL PART RADIO - OPAQUE MEDICAL GRADE SILICONE RUBBER CATHETER WITH TWO DACRON FELT CUFFS AND CONNECTOR WITH INSIDE DIAMETER 2.6 MM OUTSIDE DIAMETER 4.9 MM TOTAL LENGTH= 31 CM INTRAPERITONEAL PART 6 - 7 CM LONG DISPOSABLE STERILE | RENAL SUPPLEMENTARY
6544 | 4216150600700 | CATHETER, PERITONEAL DIALYSIS, ADULT, SILICONE, DOUBLE CUFF, SWAN NECK, STRAIGHT, 43 - 48 CM | RENAL SUPPLEMENTARY
6545 | 4216150600800 | CATHETER, PERITONEAL DIALYSIS, ADULT, SILICONE, DOUBLE CUFF, SWAN NECK, STRAIGHT, 58 - 63 CM | RENAL SUPPLEMENTARY
6546 | 4216150600900 | CATHETER, PERITONEAL DIALYSIS, ADULT, SILICONE, DOUBLE CUFF, SWAN NECK, STRAIGHT, 50-55 CM | RENAL SUPPLEMENTARY
6547 | 4216150601000 | CATHETER, PERITONEAL DIALYSIS, ADULT, SILICONE, DOUBLE CUFF, COILED, 57-63 CM | RENAL SUPPLEMENTARY
6548 | 4216150601100 | CATHETER, PERITONEAL DIALYSIS, PEDIATRIC, SILICONE, DOUBLE CUFF, SWAN NECK, STRAIGHT, 36 CM | RENAL SUPPLEMENTARY
6549 | 4216150601200 | CATHETER, PERITONEAL DIALYSIS, PEDIATRIC, SILICONE, DOUBLE CUFF, SWAN NECK, STRAIGHT, 37-45CM | RENAL SUPPLEMENTARY
6550 | 4216150601300 | CATHETER, PERITONEAL DIALYSIS, PEDIATRIC, SILICONE, DOUBLE CUFF, STRAIGHT, 31-33 CM | RENAL SUPPLEMENTARY
6551 | 4216150601400 | CATHETER, PERITONEAL DIALYSIS, PEDIATRIC, SILICONE, DOUBLE CUFF, COILED, 40-42 CM | RENAL SUPPLEMENTARY
6552 | 4216150601700 | CATHETER, HEMODIALYSIS , DUAL LUMEN, CATHETER KIT, STRAIGHT, SHORT TERM 11-12 FR X 12-14 CM, STERILE | RENAL SUPPLEMENTARY
6553 | 4216150601800 | CATHETER, KIT, DUAL LUMEN, SHORT TERM, CURVED 8 FR X 12 CM, STERILE, DISPOSABLE | RENAL SUPPLEMENTARY
6554 | 4216150601900 | CATHETER, LONG TERM, JUGULAR VEIN, FOR CHILDREN, CONSISTING OF: DUAL LUMEN SILICONE RUBBER CATHETER, AND CLEAR SILICONE EXTENSION TUBES TERMINATING WITH END CAPES,13 CM FROM TIP TO CUFF 12.5 FR X 18 CM, GUIDEWIRE, SHEATH DILATOR, TUNNELING STYLET, INTRODUCER NEEDLE AND 10 CC LUER LOCK SYRINGE, SCALPEL, DISPOSABLE, STERILE | RENAL SUPPLEMENTARY
6555 | 4216150602000 | CATHETER, LONG TERM, JUGULAR VEIN, FOR CHILDREN, CONSISTING OF: DUAL LUMEN SILICONE RUBBER CATHETER, AND CLEAR SILICONE EXTENSION TUBES TERMINATING WITH END CAPES,10 CM FROM TIP TO CUFF 12.5 FR X 15 CM, GUIDEWIRE, SHEATH DILATOR, TUNNELING STYLET, INTRODUCER NEEDLE AND 10 CC LUER LOCK SYRINGE, SCALPEL, DISPOSABLE, STERILE | RENAL SUPPLEMENTARY
6556 | 4216150602100 | CATHETER, LONG TERM, PERMANENT JUGULAR VEIN, FOR CHILDREN, CONSISTING OF: DUAL LUMEN SILICONE RUBBER CATHETER, AND CLEAR SILICONE EXTENSION TUBES TERMINATING WITH END CAPES, 11 CM FROM TIP TO CUFF 10 FR X 15 CM, GUIDEWIRE, SHEATH DILATOR, TUNNELING STYLET, INTRODUCER NEEDLE AND 10 CC LUER LOCK SYRINGE, SCALPEL, DISPOSABLE, STERILE | RENAL SUPPLEMENTARY
6557 | 4216150602200 | CATHETER, LONG TERM, JUGULAR VEIN, FOR CHILDREN, CONSISTING OF: DUAL LUMEN SILICONE RUBBER CATHETER, AND CLEAR SILICONE EXTENSION TUBES TERMINATING WITH END CAPES, 14 CM FROM TIP TO CUFF 10 FR X 18 CM, GUIDEWIRE, SHEATH DILATOR, TUNNELING STYLET, INTRODUCER NEEDLE AND 10 CC LUER LOCK SYRINGE, SCALPEL, DISPOSABLE, STERILE | RENAL SUPPLEMENTARY
6558 | 4216150602300 | CATHETER, LONG TERM, JUGULAR VEIN, FOR CHILDREN, CONSISTING OF: DUAL LUMEN SILICONE RUBBER CATHETER, AND CLEAR SILICONE EXTENSION TUBES TERMINATING WITH END CAPES, 15 CM FROM TIP TO CUFF 8 FR X 18 CM, GUIDEWIRE, SHEATH DILATOR, TUNNELING STYLET, INTRODUCER NEEDLE AND 10 CC LUER LOCK SYRINGE, SCALPEL, DISPOSABLE, STERILE | RENAL SUPPLEMENTARY
6559 | 4216150602400 | CATHETER, FOR PERITONEAL DIALYSIS, 34 CM, PEDIATRIC, COILED, 2 CUFFS | RENAL SUPPLEMENTARY
6560 | 4216150602700 | CATHETER STRAIGHT, FOR PERITONEAL DIALYSIS, 38-39 CM, PEDIATRIC,COILED TIP, 2 CUFFS | RENAL SUPPLEMENTARY
6561 | 4216150602800 | CATHETER STRAIGHT, FOR PERITONEAL DIALYSIS, 42 CM, COILED TIP, 2 CUFFS, PEDIATRIC | RENAL SUPPLEMENTARY
6562 | 4216150602900 | CATHETER, FOR PERITONEAL DIALYSIS, 43 CM, PEDIATRIC, COILED, 2 CUFFS | RENAL SUPPLEMENTARY
6563 | 4216150603000 | CATHETER, FOR PERITONEAL DIALYSIS, 57-59 CM, ADULT, COILED, 2 CUFFS | RENAL SUPPLEMENTARY
6564 | 4216150603100 | CATHETER, FOR PERITONEAL DIALYSIS, 57 CM, ADULT, COILED, 3 CUFFS | RENAL SUPPLEMENTARY
6565 | 4216150603200 | CATHETER, PERITONEAL DIALYSIS, 31 - 32 CM, PEDIATRIC, STRAIGHT, 2 CUFFS | RENAL SUPPLEMENTARY
6566 | 4216150603400 | CATHETER, PERITONEAL DIALYSIS, 34-35 CM, PEDIATRIC, STRAIGHT, 2 CUFFS | RENAL SUPPLEMENTARY
6567 | 4216150603500 | CATHETER, PERITONEAL DIALYSIS, 36-40 CM, PEDIATRIC, STRAIGHT, 2 CUFFS | RENAL SUPPLEMENTARY
6568 | 4216150603600 | CATHETER, PERITONEAL DIALYSIS, 41 - 45CM, PEDIATRIC, STRAIGHT, 2 CUFFS | RENAL SUPPLEMENTARY
6569 | 4216150603700 | CATHETER, PERITONEAL DIALYSIS, 56 - 60 CM, ADULT, STRAIGHT, 2 CUFFS | RENAL SUPPLEMENTARY
6570 | 4216150603800 | CATHETER, PERITONEAL DIALYSIS, 61 - 65 CM, ADULT, STRAIGHT, 2 CUFFS | RENAL SUPPLEMENTARY
6571 | 4216150604300 | CATHETER, PERITONEAL DIALYSIS, 46 - 50 CM, ADULT, STRAIGHT, 2 CUFF | RENAL SUPPLEMENTARY
6572 | 4216150604500 | CATHETER PERITONEAL DIALYSIS PEDIATRIC SILICONE DOUBLE CUFF SWAN NECK COILED TIP 40-42CM | RENAL SUPPLEMENTARY
6573 | 4216150604600 | HEMOFILTRATION SET FOR MULTIFILTRATE KIT PEDIATRIC CVVH COMBATIBLE WITH FRESENIUS MULTIFILTRATE PRO KIT PEAD 400 MACHINE OR EQUIVALENT EACH SET ALLOWS ANY OF FOLLOWING RENAL REPLACEMENT THERAPIES TO BE PERFORMED AT TIME: (SCUF) SLOW CONTINUOUS ULTRAFILTRATION (CVVH) CONTINUOUS VENOVENOUS HEMOFILTRATION (CVVHD) CONTINUOUS VENOVENOUS HEMODIALYSIS (CVVHDF) CONTINUOUS VENOVENOUS HEMODIAFILTRATION. THE SET IS COMPOSED OF: A FILTER MADE OF POLYSULFONE AV400S ULTRAFLUX MEMBRANE SURFACE AREA 0.7 M2 MULIBIC SOLUTION 4.5 LITER FOR EVERY KIT 1 TO PROVIDE 4 BAGS OF MULTIBIC PRIMING COLLECTION BAG CONNECTED TO THE END OF ACCESS LINE FILTRATE BAG 10 LITERS WITH DRAINAGE PORT DIALYSATE INLET LINE EFFLUENT OUTLET LINE ARTERIAL LINE TO FIT MULTIFILTRATE MACHINE VENOUS LINE TO FIT MULTIFILTRATE MACHINE SUBSTITUTE SYSTEM MULTIFILTRATE. | RENAL DIALYSIS SUPPLEMENTARY
6574 | 4216150700400 | SOLUTION PERITONEAL DIALYSIS TWIN BAG WITH 2.27 - 2.5% GLUCOSE 2000 ML FOR CAPD PATIENT VALIDATED ASYMMETRIC Y - SET CONNECTOLOGY WITH TITANIUM ADAPTER TECHNOLOGY THE COLOR CODED PULL RINGS ARE A STERILITY BARRIER AND CONTAIN RAISED DOTS ESPECIALLY DESIGNED FOR VISUALLY IMPAIRED PATIENTS THE TWIN BAG CONNECTOR IS RECESSED AND COMPLETELY PROTECTED BY AN EXTERNAL SURFACE THEREFORE MINIMIZING TOUCH CONTAMINATION THE TWIN BAG INJECTION SITE IS EASY TO DISINFECT AND TO MANIPULATE THE PATIENT TRANSFER SET CONTAMINATION AREA IS OUTSIDE THE FLUID PATH. COMPATIBLE WITH THE CURRENT APD SYSTEM HOME CHOICE PRO ALLOWING EASE OF SWITCH FROM CAPD TO APD HOME CHOICE PRO AND VICE VERSA | RENAL SUPPLEMENTARY
6575 | 4216150700700 | RENAL DIALYSIS (RD), (PERITONEAL DIALYSIS SET FOR HOME CHOICE MACHINE), CYCLE MACHINE, HOME CHOICE, CASSETTE LINE, 4 PRONGS, LUER LOCK, MINICAP, WITH POVIDONE, TITANIUM ADAPTER, TRANSFER SET, WITH TWIST CLAMP, THE DIALYSATE BAG, CONTAINS 1.36 - 1.5% DEXTROSE, 3000 ML, LOW CALCIUM | RENAL SUPPLEMENTARY
6576 | 4216150701100 | SOLUTION, DEXTROSE, FORMULATION, LACTATE, FOR CAPD 2000 ML, 3.86 - 4.25 %, WITH CALCIUM 1.75 | RENAL SUPPLEMENTARY
6577 | 4216150701200 | SOLUTION, DEXTROSE, FORMULATION, LACTATE, FOR CAPD 2000 ML, 1.36 - 1.5 %, WITH CALCIUM 1.75 | RENAL SUPPLEMENTARY
6578 | 4216150701300 | SOLUTION, DEXTROSE, FORMULATION, LACTATE, FOR CAPD 2000 ML, 2.27 - 2.5 %, WITH CALCIUM 1.75 | RENAL SUPPLEMENTARY
6579 | 4216150701700 | ICODEXTRIN, 7.5%, 2 LITERS, SINGLE BAG, FOR A.P.D | RENAL SUPPLEMENTARY
6580 | 4216150703600 | RENAL DIALYSIS (RD), (PERITONEAL DIALYSIS SET FOR HOME CHOICE MACHINE), CYCLE MACHINE, HOME CHOICE, CASSETTE LINE, 4 PRONGS, LUER LOCK, MINICAP, WITH POVIDONE, TITANIUM ADAPTER, TRANSFER SET, WITH TWIST CLAMP, THE DIALYSATE BAG, CONTAINS 3.86 - 4.25% DEXTROSE, 5000 ML, LOW CALCIUM | RENAL SUPPLEMENTARY
6581 | 4216150703800 | RENAL DIALYSIS (RD), (PERITONEAL DIALYSIS SET FOR HOME CHOICE MACHINE), CYCLE MACHINE, HOME CHOICE, CASSETTE LINE, 4 PRONGS, LUER LOCK, MINICAP, WITH POVIDONE, TITANIUM ADAPTER, TRANSFER SET, WITH TWIST CLAMP, THE DIALYSATE BAG, CONTAINS 2.27 - 2.5% DEXTROSE, 5000 ML, LOW CALCIUM | RENAL SUPPLEMENTARY
6582 | 4216150703900 | HEMODIALYSIS FLUID WARMER BAG WITH LINE ACCESSORY COMPATIBLE WITH NXSTAGE MACHINE OR EQUIVALENT, DISPOSABLE | RENAL SUPPLEMENTARY
6583 | 4216150704000 | RENAL DIALYSIS (RD), (PERITONEAL DIALYSIS SET FOR HOME CHOICE MACHINE), CYCLE MACHINE, HOME CHOICE, CASSETTE LINE, 4 PRONGS, LUER LOCK, MINICAP, WITH POVIDONE, TITANIUM ADAPTER, TRANSFER SET, WITH TWIST CLAMP, THE DIALYSATE BAG, CONTAINS 1.36 - 1.5% DEXTROSE, 5000 ML, LOW CALCIUM | RENAL SUPPLEMENTARY
6584 | 4216150704100 | RENAL DIALYSIS (RD), (PERITONEAL DIALYSIS SET FOR HOME CHOICE MACHINE), CYCLE MACHINE, HOME CHOICE, CASSETTE LINE, 4 PRONGS, LUER LOCK, MINICAP, WITH POVIDONE, TITANIUM ADAPTER, TRANSFER SET, WITH TWIST CLAMP, THE DIALYSATE BAG, CONTAINS 3.86 - 4.25% DEXTROSE, 3000 ML, LOW CALCIUM | RENAL SUPPLEMENTARY
6585 | 4216150704600 | RENAL DIALYSIS (RD), (PERITONEAL DIALYSIS SET FOR HOME CHOICE MACHINE), CYCLE MACHINE, HOME CHOICE, CASSETTE LINE, 4 PRONGS, LUER LOCK, MINICAP, WITH POVIDONE, TITANIUM ADAPTER, TRANSFER SET, WITH TWIST CLAMP, THE DIALYSATE BAG, CONTAINS 2.27 - 1.5% DEXTROSE, 3000 ML, LOW CALCIUM | RENAL SUPPLEMENTARY
6586 | 4216150704900 | SOLUTION, DEXTROSE, FORMULATION, DIANEAL OR EQUIVALENT, 2000 ML, TWIN BAG, 1.36 - 1.5%, WITH CALCIUM 1.25 | RENAL SUPPLEMENTARY
6587 | 4216150705100 | SOLUTION, DEXTROSE, FORMULATION, LACTATE, FOR CAPD, DOUBLE BAG, 2000 ML 2.27 - 2.5 % WITH CALCIUM 1.25 | RENAL SUPPLEMENTARY
6588 | 4216150705300 | SOLUTION, DEXTROSE, FORMULATION, LACTATE, FOR CAPD, DOUBLE BAG, 2000 ML 3.86 - 4.25 % WITH CALCIUM 1.25 | RENAL SUPPLEMENTARY
6589 | 4216150706700 | SOLUTION, PERITONEAL DIALYSIS, LACTATE, DEXTROSE, FORMULATION, 3000 ML, 1.36-1.5 %, WITH CALCIUM 1.25 | RENAL SUPPLEMENTARY
6590 | 4216150706900 | SOLUTION, PERITONEAL DIALYSIS, LACTATE, DEXTROSE, FORMULATION, 3000 ML, 2.27- 2.5 %, WITH CALCIUM 1.25 | RENAL SUPPLEMENTARY
6591 | 4216150707100 | SOLUTION, PERITONEAL DIALYSIS, LACTATE, DEXTROSE, FORMULATION, 3.86-4.25 %, 3000 ML, WITH CALCIUM 1.25 | RENAL SUPPLEMENTARY
6592 | 4216150707300 | SOLUTION, PERITONEAL DIALYSIS, LACTATE, DEXTROSE, FORMULATION, 5000 ML, 1.36- 1.5 %, WITH CALCIUM 1.25 | RENAL SUPPLEMENTARY
6593 | 4216150707400 | SOLUTION, PERITONEAL DIALYSIS, LACTATE, DEXTROSE, FORMULATION, 5000 ML, 1.36- 1.5 %, WITH CALCIUM 1.75 | RENAL SUPPLEMENTARY
6594 | 4216150707500 | SOLUTION, PERITONEAL DIALYSIS, LACTATE, DEXTROSE, FORMULATION, 5000 ML, 2.27- 2.5 %, WITH CALCIUM 1.25 | RENAL SUPPLEMENTARY
6595 | 4216150707600 | SOLUTION, PERITONEAL DIALYSIS, LACTATE, DEXTROSE, FORMULATION, 5000 ML, 2.27- 2.5 %, WITH CALCIUM 1.75 | RENAL SUPPLEMENTARY
6596 | 4216150707700 | SOLUTION, PERITONEAL DIALYSIS, LACTATE, DEXTROSE, FORMULATION, 3.8-4.25 %, 5000 ML, WITH CALCIUM 1.25 | RENAL SUPPLEMENTARY
6597 | 4216150707800 | SOLUTION, PERITONEAL DIALYSIS, LACTATE, DEXTROSE, FORMULATION, 3.8-4.25 %, 5000 ML, WITH CALCIUM 1.75 | RENAL SUPPLEMENTARY
6598 | 4216150707900 | ICODEXTRIN, 7.5%, 2 LITERS/BAG, FOR C.A.P.D | RENAL SUPPLEMENTARY
6599 | 4216150708000 | SOLUTION, BICARBONATE WITHOUT LACTATE, 1.36-1.5 %, PH 7.4, 2 LITERS FOR CAPD, WITH CALCIUM 1.25 | RENAL SUPPLEMENTARY
6600 | 4216150708100 | SOLUTION BICARBONATE WITHOUT LACTATE CAPD, 1.36-1.5%, CA 1.75, 2L | RENAL SUPPLEMENTARY
6601 | 4216150708200 | SOLUTION, BICARBONATE AND LACTATE, 2.27-2.5 %, PH 7.4, 2 LITERS FOR CAPD, WITH CALCIUM 1.25 | RENAL SUPPLEMENTARY
6602 | 4216150708300 | SOLUTION BICARBONATE WITHOUT LACTATE CAPD, 2.27-2.5%, CA 1.75, 2L | RENAL SUPPLEMENTARY
6603 | 4216150708400 | SOLUTION, BICARBONATE AND LACTATE, 3.86-4.25%, PH 7.4, 2 LITERS FOR CAPD, WITH CALCIUM 1.25 | RENAL SUPPLEMENTARY
6604 | 4216150708500 | SOLUTION BICARBONATE WITHOUT LACTATE CAPD, 3.8-4.25%, CA 1.75, 2L | RENAL SUPPLEMENTARY
6605 | 4216150708600 | SOLUTION, BICARBONATE AND LACTATE, 1.36-1.5 %, 2.5 LITERS, WITH CALCIUM 1.25 | RENAL SUPPLEMENTARY
6606 | 4216150708700 | SOLUTION, BICARBONATE WITHOUT LACTATE, 1.36-1.5 %, 5 LITERS, WITH CALCIUM 1.75 | RENAL SUPPLEMENTARY
6607 | 4216150708800 | SOLUTION, BICARBONATE AND LACTATE, 2.27-2.5 %, 2.5 LITERS FOR APD, WITH CALCIUM 1.25 | RENAL SUPPLEMENTARY
6608 | 4216150708900 | SOLUTION, BICARBONATE WITHOUT LACTATE, 2.27-2.5 %, 5 LITERS, WITH CALCIUM 1.75 | RENAL SUPPLEMENTARY
6609 | 4216150709000 | SOLUTION, BICARBONATE AND LACTATE, 3.86-4.25 %, 2.5 LITERS FOR APD, WITH CALCIUM 1.25 | RENAL SUPPLEMENTARY
6610 | 4216150709100 | SOLUTION, BICARBONATE WITHOUT LACTATE, 3.86-4.25 %, 5 LITERS FOR APD, WITH CALCIUM 1.75 | RENAL SUPPLEMENTARY
6611 | 4216150709200 | SOLUTION, BICARBONATE WITHOUT LACTATE, 1.36-1.5 %, 5 LITERS, WITH CALCIUM 1.25 | GENERAL MEDICAL CONSUMABLES
6612 | 4216150709400 | SOLUTION, BICARBONATE WITHOUT LACTATE, 2.27-2.5 %, 5 LITERS, WITH CALCIUM 1.25 | RENAL SUPPLEMENTARY
6613 | 4216150709600 | SOLUTION, BICARBONATE WITHOUT LACTATE, 3.86-4.25 %, 5 LITERS FOR APD, WITH CALCIUM 1.25 | RENAL SUPPLEMENTARY
6614 | 4216150709800 | SOLUTION, BICARBONATE AND LACTATE, 1.36-1.5 %, 5 LITERS, WITH CALCIUM 1.25 | RENAL SUPPLEMENTARY
6615 | 4216150710500 | SODIUM CITRATE 4% LOCKING SOLUTION FOR CENTRAL VENOUS DIALYSIS CATHETERS | RENAL SUPPLEMENTARY
6616 | 4216150710600 | RENAL DIALYSIS (RD), WITH ADAPTER, PERITONEAL DIALYSIS FLUID, WITH 1.36 - 1.5%, DEXTROSE 2000 ML, FOR CAPD, CONTAINING THE FOLLOWING, NA 131 - 135 MMOL, CA 1.25 - 1.75 MMOL, MG 0.75 MMOL, CL 102 MMOL, LACTATE 35 - 38 MMOL /LITER, 2000 ML/PLASTIC BAG, BAGS ARE CONNECTED WITH STAY SAFE SYSTEM, WHICH SHOULD INCLUDE DISINFECTION CAP, STAY SAFE DISC ORGANIZER, AND ORGANIZER HOLDER FOR EACH PATIENT, TITANIUM, OR BIOFINE ADAPTER, CATHETER EXTENSION FOR EACH 450 BAGS FOR ADULT, AND FOR EACH 200 BAGS FOR PEDIATRICS, NOTE WHEN THE PRICE IS EQUAL, BIOFINE IS PREFERRED OVER PLASTIC, AS THE CONTENT OF THE BAGS, TUBES, AND BICARBONATE 25 - 40 MMOL/LITER IS PREFERRED OVER LACTATE | RENAL SUPPLEMENTARY
6617 | 4216150711200 | RENAL DIALYSIS (RD), WITH ADAPTER, PERITONEAL DIALYSIS FLUID, WITH 2.3-2.5 %, DEXTROSE 2000 ML, FOR CAPD, CONTAINING THE FOLLOWING, NA 131-135 MMOL, CA 1.25-1.75 MMOL, MG 0.75 MMOL, CL 102 MMOL, LACTATE 35-38 MMOL /LITER, 2000 ML/PLASTIC BAG, BAGS ARE CONNECTED WITH STAY SAFE SYSTEM, WHICH SHOULD INCLUDE DISINFECTION CAP, STAY SAFE DISC ORGANIZER, AND ORGANIZER HOLDER FOR EACH PATIENT, TITANIUM, OR BIOFINE ADAPTER, CATHETER EXTENSION FOR EACH 450 BAGS FOR ADULT, AND FOR EACH 200 BAGS FOR PEDIATRICS, NOTE WHEN THE PRICE IS EQUAL, BIOFINE IS PREFERRED OVER PLASTIC, AS THE CONTENT OF THE BAGS, TUBES, AND BICARBONATE 25-40 MMOL/LITER IS PREFERRED OVER LACTATE | RENAL SUPPLEMENTARY
6618 | 4216150711400 | RENAL DIALYSIS (RD), WITH ADAPTER, PERITONEAL DIALYSIS FLUID, WITH 3.86 - 4.25%, DEXTROSE 2000 ML, FOR CAPD, CONTAINING THE FOLLOWING, NA 131 - 135 MMOL, CA 1.25 - 1.75 MMOL, MG 0.75 MMOL, CL 102 MMOL, LACTATE 35 - 38 MMOL /LITER, 2000 ML/PLASTIC BAG, BAGS ARE CONNECTED WITH STAY SAFE SYSTEM, WHICH SHOULD INCLUDE DISINFECTION CAP, STAY SAFE DISC ORGANIZER, AND ORGANIZER HOLDER FOR EACH PATIENT, TITANIUM, OR BIOFINE ADAPTER, CATHETER EXTENSION FOR EACH 450 BAGS FOR ADULT, AND FOR EACH 200 BAGS FOR PEDIATRICS, NOTE WHEN THE PRICE IS EQUAL, BIOFINE IS PREFERRED OVER PLASTIC, AS THE CONTENT OF THE BAGS, TUBES, AND BICARBONATE 25 - 40 MMOL/LITER IS PREFERRED OVER LACTATE | RENAL SUPPLEMENTARY
6619 | 4216150711700 | PERITONEAL DIALYSIS SET FOR SLEEP SAFE MACHINE+ DEXTROSE 1.36 - 1.5 % 5000 ML (RENAL DIALYSIS BICARBONATE BASED SOLUTION 5000 ML WITH DEXTROSE 1.36 - 1.5% FOR SLEEP SAFE CYCLER MACHINE) SHOULD INCLUDE APD SET ORGANIZER ORGANIZER HOLDER ORGANIZER CLIP PER PATIENT TITANIUM OR BIOFINE ADAPTER AND CATHETER EXTENSION PER 450 BAG FOR ADULT AND PER 200 FOR PEDIATRIC ONE SLEEP SAFE SET (LINES CASSETTE) APD. DRAINAGE BAG DISINFECTION CAP FOR ADULT PER 3 BAGS; AND FOR PEDIATRICS PER 2 BAGS NOTE WHEN THE PRICE IS EQUAL BIOFINE IS COVER PLASTIC AS THE CONTENT OF THE BAGS AND TUBES ) | RENAL SUPPLEMENTARY
6620 | 4216150711800 | PERITONEAL DIALYSIS SET FOR SLEEP SAFE MACHINE+ DEXTROSE 1.36 - 1.5 % 5000 ML (RENAL DIALYSIS LACTATE BASED SOLUTION 5000 ML WITH DEXTROSE 1.5% FOR SLEEP SAFE CYCLER MACHINE SHOULD INCLUDE APD SET ORGANIZER ORGANIZER HOLDER ORGANIZER CLIP PER PATIENT TITANIUM OR BIOFINE ADAPTER AND CATHETER EXTENSION PER 450 BAG FOR ADULT AND PER 200 FOR PEDIATRIC ONE SLEEP SAFE SET (LINES CASSETTE) APD. DRAINAGE BAG DISINFECTION CAP FOR ADULT PER 3 BAGS AND FOR PEDIATRICS PER 2 BAGS NOTE: WHEN THE PRICE IS EQUAL BIOFINE IS PREFERRED OVER PLASTIC AS THE CONTENT OF THE BAGS AND TUBES ) | RENAL SUPPLEMENTARY
6621 | 4216150711900 | PERITONEAL DIALYSIS SET FOR SLEEP SAFE MACHINE+ DEXTROSE 2.27 - 2.5 % 5000 ML (RENAL DIALYSIS BICARBONATE BASED SOLUTION 5000 ML WITH DEXTROSE 2.27 - 2.5% FOR SLEEP SAFE CYCLER MACHINE SHOULD INCLUDE APD SET ORGANIZER ORGANIZER HOLDER ORGANIZER CLIP PER PATIENT TITANIUM OR BIOFINE ADAPTER AND CATHETER EXTENSION PER 450 BAG FOR ADULT AND PER 200 FOR PEDIATRIC ONE SLEEP SAFE SET (LINES CASSETTE) APD. DRAINAGE BAG DISINFECTION CAP FOR ADULT PER 3 BAGS AND FOR PEDIATRICS PER 2 BAGS NOTE WHEN THE PRICE IS EQUAL BIOFINE IS PREFERRED OVER PLASTIC AS THE CONTENT OF THE BAGS AND TUBES ) | RENAL SUPPLEMENTARY
6622 | 4216150712000 | PERITONEAL DIALYSIS SET FOR SLEEP SAFE MACHINE+ DEXTROSE 2.27 - 2.5% 5000 ML (RENAL DIALYSIS LACTATE BASED SOLUTION 5000 ML WITH DEXTROSE 2.3% FOR SLEEP SAFE CYCLER MACHINE SHOULD INCLUDE APD SET ORGANIZER ORGANIZER HOLDER ORGANIZER CLIP PER PATIENT TITANIUM OR BIOFINE ADAPTER AND CATHETER EXTENSION PER 450 BAG FOR ADULT AND PER 200 FOR PEDIATRIC ONE SLEEP SAFE SET (LINES CASSETTE) APD. DRAINAGE BAG DISINFECTION CAP FOR ADULT PER 3 BAGS AND FOR PEDIATRICS PER 2 BAGS NOTE WHEN THE PRICE IS EQUAL BIOFINE IS PREFERRED OVER PLASTIC AS THE CONTENT OF THE BAGS AND TUBES ) | RENAL SUPPLEMENTARY
6623 | 4216150712100 | PERITONEAL DIALYSIS SET FOR SLEEP SAFE MACHINE+ DEXTROSE 4.25 % 5000 ML (RENAL DIALYSIS BICARBONATE BASED SOLUTION 5000 ML WITH DEXTROSE 4.25% FOR SLEEP SAFE CYCLER MACHINE SHOULD INCLUDE APD SET ORGANIZER ORGANIZER HOLDER ORGANIZER CLIP PER PATIENT TITANIUM OR BIOFINE ADAPTER AND CATHETER EXTENSION PER 450 BAG FOR ADULT AND PER 200 FOR PEDIATRIC ONE SLEEP SAFE SET (LINES CASSETTE) APD. DRAINAGE BAG DISINFECTION CAP FOR ADULT PER 3 BAGS AND FOR PEDIATRICS PER 2 BAGS NOTE WHEN THE PRICE IS EQUAL BIOFINE IS PREFERRED OVER PLASTIC AS THE CONTENT OF THE BAGS AND TUBES ) | RENAL SUPPLEMENTARY
6624 | 4216150712200 | PERITONEAL DIALYSIS SET FOR SLEEP SAFE MACHINE+ DEXTROSE 3.86 - 4.25 % 5000 ML (RENAL DIALYSIS LACTATE BASED SOLUTION 5000 ML WITH DEXTROSE 4.25% FOR SLEEP SAFE CYCLER MACHINE SHOULD INCLUDE APD SET ORGANIZER ORGANIZER HOLDER ORGANIZER CLIP PER PATIENT TITANIUM OR BIOFINE ADAPTER AND CATHETER EXTENSION PER 450 BAG FOR ADULT AND PER 200 FOR PEDIATRIC ONE SLEEP SAFE SET (LINES CASSETTE) APD. DRAINAGE BAG DISINFECTION CAP FOR ADULT PER 3 BAGS AND FOR PEDIATRICS PER 2 BAGS NOTE WHEN THE PRICE IS EQUAL BIOFINE IS PREFERRED OVER PLASTIC AS THE CONTENT OF THE BAGS AND TUBES ) | RENAL SUPPLEMENTARY
6625 | 4216150712300 | SOLUTION PERITONEAL DIALYSIS TWIN BAG WITH 1.36 - 1.5% GLUCOSE 2000 ML FOR CAPD PATIENT INTEGRATED DISCONNECT SYSTEM VALIDATED ASYMMETRIC Y - SET CONNECTOLOGY WITH TITANIUM ADAPTER TECHNOLOGY THE COLOR CODED PULL RINGS ARE A STERILITY BARRIER AND CONTAIN RAISED DOTS ESPECIALLY DESIGNED FOR VISUALLY IMPAIRED PATIENTS THE TWIN BAG CONNECTOR IS RECESSED AND COMPLETELY PROTECTED BY AN EXTERNAL SURFACE THEREFORE MINIMIZING TOUCH CONTAMINATION THE TWIN BAG INJECTION SITE IS EASY TO DISINFECT AND TO MANIPULATE THE PATIENT TRANSFER SET CONTAMINATION AREA IS OUTSIDE THE FLUID PATH. COMPATIBLE WITH THE CURRENT APD SYSTEM HOMECHOICE PRO ALLOWING EASE OF SWITCH FROM CAPD TO APD HOMECHOICE PRO AND VICE VERSA | RENAL SUPPLEMENTARY
6626 | 4216150712400 | SOLUTION PERITONEAL DIALYSIS TWIN BAG WITH 3.86 - 4.25% GLUCOSE 2000 ML FOR CAPD PATIENT VALIDATED ASYMMETRIC Y - SET CONNECTOLOGY WITH TITANIUM ADAPTER TECHNOLOGY THE COLOR CODED PULL RINGS ARE A STERILITY BARRIER AND CONTAIN RAISED DOTS ESPECIALLY DESIGNED FOR VISUALLY IMPAIRED PATIENTS THE TWIN BAG CONNECTOR IS RECESSED AND COMPLETELY PROTECTED BY AN EXTERNAL SURFACE THEREFORE MINIMIZING TOUCH CONTAMINATION. THE TWIN BAG INJECTION SITE IS EASY TO DISINFECT AND TO MANIPULATE. THE PATIENT TRANSFER SET CONTAMINATION AREA IS OUTSIDE THE FLUID PATH COMPATIBLE WITH THE CURRENT APD SYSTEM HOME CHOICE PRO ALLOWING EASE OF SWITCH FROM CAPD TO APD HOME CHOICE PRO AND VICE VERSA | RENAL SUPPLEMENTARY
6627 | 4216150712500 | RENAL DIALYSIS (RD), CONTAINS PERACETIC SOLUTION 3%, HYDROGEN PEROXIDE, ACETIC ACID, ADJUVANTS, AND WATER, 5 LITERS | RENAL SUPPLEMENTARY
6628 | 4216150712600 | MEDIUM CUT OFF MEMBRANE, 1.7 M2, COMBINING A UNIQUE ASYMMETRIC 3-LAYER STRUCTURE, WITH AN INCREASED NOMINAL PORE SIZE, ALONG THE MEMBRANE’S INNER LAYER, COMPATIBLE WITH STANDARD HD MACHINES WITHOUT THE NEED OF ULTRAPURE FLUIDS, STERILIZATION BY STEAM OR GAMMA RADIATION | RENAL SUPPLEMENTARY
6629 | 4216150712700 | MEDIUM CUT, OFF MEMBRANE, 2.0 M2, COMBINING A UNIQUE ASYMMETRIC 3-LAYER STRUCTURE, WITH AN INCREASED NOMINAL PORE SIZE, ALONG THE MEMBRANE’S INNER LAYER, COMPATIBLE WITH STANDARD HD MACHINES WITHOUT THE NEED OF ULTRAPURE FLUIDS, STERILIZATION BY STEAM OR GAMMA RADIATION | RENAL SUPPLEMENTARY
6630 | 4216150712900 | CASSETTE, AUTOMATED PERITONEAL DIALYSIS, 4 PRONGS, STERILE | RENAL SUPPLEMENTARY
6631 | 4216150713000 | SOLUTION, POTASSIUM 0, WITH CALCIUM 1.25-1.5 MMOL, BICARBONATE BASED FOR MOBILE HEMODIALYSIS AND CRRT, INTRAVENOUS USE ONLY, 5000 ML | RENAL SUPPLEMENTARY
6632 | 4216150713100 | SOLUTION, POTASSIUM 3, WITH CALCIUM 1.25-1.5 MMOL, BICARBONATE BASED FOR MOBILE HEMODIALYSIS AND CRRT, INTRAVENOUS USE ONLY, 5000 ML | RENAL SUPPLEMENTARY
6633 | 4216150713300 | SOLUTION, POTASSIUM 4, WITH CALCIUM 1.25-1.5MMOL, BICARBONATE BASED FOR MOBILE HEMODIALYSIS AND CRRT, INTRAVENOUS USE ONLY, 5000 ML | RENAL SUPPLEMENTARY
6634 | 4216150713400 | SOLUTION, POTASSIUM 2, WITH CALCIUM 1.25-1.5 MMOL, BICARBONATE BASED FOR MOBILE HEMODIALYSIS AND CRRT, INTRAVENOUS USE ONLY, 5000 ML | RENAL SUPPLEMENTARY
6635 | 4216150713600 | RD HEMODIALYSIS, ACID CONCENTRATE, K 3.0 MMOL, CA 1.5 MMOL, MG 0.5 MMOL, DEXTROSE 1.0 GM/L, 5 LITERS/PLASTIC CONTAINER | RENAL SUPPLEMENTARY
6636 | 4216150713700 | RD HEMODIALYSIS, ACID CONCENTRATE, K 0 MMOL, CA 1.75 MMOL, MG 0.5 MMOL, DEXTROSE 1.0 GM/L, 5 LITERS/PLASTIC CONTAINER | RENAL SUPPLEMENTARY
6637 | 4216150713900 | PLASMA EXCHANGE KITS, CONSISTING OF BLOOD LINE AND BLOOD FILTER, PEDIATRIC | RENAL SUPPLEMENTARY
6638 | 4216150715600 | WEIGHING SCALE, FOR CAPD FLUID | RENAL SUPPLEMENTARY
6639 | 4216150715700 | PERITONEAL DIALYSIS, PEDIATRIC SYSTEM, SAFE LOCK SYSTEM (INCLUDING DRAINAGE SET), BALANCING IN 5 ML INCREMENTS | RENAL SUPPLEMENTARY
6640 | 4216150715800 | CONNECTION SHIELD FOR PERITONEAL DIALYSIS | RENAL SUPPLEMENTARY
6641 | 4216150715900 | HEMODIALYSIS SESSION INCLUDING DIALYZER OF HIGH FLUX WITH AVAILABILITY OF DIFFERENT SIZE STARTING FROM (0.2M² 0.3M² 0.5M² 0.6M² 0.8M² 0.9M² 1.1M² 1.2M² 1.3M² 1.5M² 1.7M² 1.9M² 2.1M² 2.3M² 2.5M²) THE SIZE WILL BE ON DEMAND AND DIALYSIS BLOOD LINE ADULT OR PEDIATRIC ON DEMAND AS ORDERED FROM SECTOR (SHOULD BE COMPATIBLE WITH EACH HOSPITAL STANDARD MACHINE AND BICARBONATE CARTRIDGE (SHOULD BE COMPATIBLE WITH EACH HOSPITAL STANDARD MACHINE) AND DIALYSIS SOLUTIONS WITH AVAILABILITY OF DIFFERENT CONCENTRATIONS K 0 1 2 3 4 WILL BE ON DEMAND WITH DIFFERENT CA CONCENTRATIONS 1.25% 1.5 % 1.75 % WILL BE ON DEMAND WITH GLUCOSE BASED OR GLUCOSE FREE WILL BE ON DEMAND AND AV FISTULA NEEDLE WITH AVAILABILITY OF DIFFERENT SIZE G14 G15 G16 G17 WILL BE ON DEMAND. (1 EACH IS EQUIVALENT TO PK) | RENAL SUPPLEMENTARY
6642 | 4216150716000 | HEMODIALYSIS SESSION, INCLUDING, DIALYZER OF LOW FLUX WITH AVAILABILITY OF DIFFERENT SIZE STARTING FROM (0.2M², 0.3M², 0.5M², 0.6M², 0.8M², 0.9M², 1.1M², 1.2M², 1.3M², 1.5M², 1.7M², 1.9M², 2.1M², 2.3M², 2.5M²) THE SIZE WILL BE ON DEMAND, AND DIALYSIS BLOOD LINE ADULT OR PEDIATRIC ON DEMAND AS ORDERED FROM SECTOR SHOULD BE COMPATIBLE WITH EACH HOSPITAL STANDARD MACHINE AND BICARBONATE CARTRIDGE (SHOULD BE COMPATIBLE WITH EACH HOSPITAL STANDARD MACHINE), AND DIALYSIS SOLUTIONS WITH AVAILABILITY OF DIFFERENT CONCENTRATIONS K 0, 1, 2, 3, 4 WILL BE ON DEMAND, WITH DIFFERENT CA CONCENTRATIONS 1.25%, 1.5 %, 1.75 % WILL BE ON DEMAND WITH GLUCOSE BASED OR GLUCOSE FREE WILL BE ON DEMAND, AND AV FISTULA NEEDLE WITH AVAILABILITY OF DIFFERENT SIZE G14, G15, G16, G17 WILL BE ON DEMAND. (1 EACH IS EQUIVALENT TO PK) | RENAL SUPPLEMENTARY
6643 | 4216150718400 | RD HEMODIALYSIS, ACID CONCENTRATE, K 0 MMOL, CA 1.5 MMOL, MG 0.5 MMOL, DEXTROSE 1.0 GM/L, 5 LITERS/PLASTIC CONTAINER | RENAL SUPPLEMENTARY
6644 | 4216150718600 | HOME HEMODIALYSIS SESSION, INCLUDING DIALYZER OF HIGH FLUX WITH AVAILABILITY OF DIFFERENT SIZE STARTING FROM (0.2M², 0.3M² 0.7M², 1.3M², 1.6M²), THE SIZE WILL BE ON DEMAND AND DIALYSIS BLOOD LINE ADULT OR PEDIATRIC ON DEMAND, AS ORDERED FROM SECTOR (SHOULD BE COMPATIBLE WITH HOME DIALYSIS MACHINE AND DIALYSATE SOLUTIONS WITH AVAILABILITY OF DIFFERENT CONCENTRATIONS K 0 MMOL/L, 1 MMOL/L, 2 MMOL/L, 3 MMOL/L, 4 MMOL/L WILL BE ON DEMAND, WITH DIFFERENT CA CONCENTRATIONS 1.25 MMOL/L, 1.5 MMOL/L, 1.75 MMOL/L WILL BE ON DEMAND, WITH GLUCOSE BASED OR GLUCOSE FREE WILL BE ON DEMAND, AND AV FISTULA NEEDLE WITH AVAILABILITY OF DIFFERENT SIZE G15, G16 WILL BE ON DEMAND, ON AND OFF DRESSING PACK, WARMER BAG WITH LINE ACCESSORY, DRAIN LINE EXTENSION, THE SESSION NOT LESS THAN 45 OF DIALYSATE SOLUTION ON DEMAND.(( THE COMPANY PROVIDING SESSION AT HOME MUST HAVE REGISTRATION WITH MINISTRY OF COMMERCE )) (1 EACH IS EQUIVALENT TO PK) | RENAL SUPPLEMENTARY
6645 | 4216150718700 | MOBILE HEMODIALYSIS SESSION, INCLUDING DIALYZER OF HIGH FLUX WITH AVAILABILITY OF DIFFERENT SIZE STARTING FROM (0.2M², 0.3M² 0.7M², 1.3M², 1.6M²), THE SIZE WILL BE ON DEMAND AND DIALYSIS BLOOD LINE ADULT OR PEDIATRIC ON DEMAND, AS ORDERED FROM SECTOR (SHOULD BE COMPATIBLE WITH EACH HOSPITAL STANDARD MACHINE AND DIALYSIS SOLUTIONS WITH AVAILABILITY OF DIFFERENT CONCENTRATIONS K 0 MMOL/L, 1 MMOL/L, 2 MMOL/L, 3 MMOL/L, 4 MMOL/L WILL BE ON DEMAND, WITH DIFFERENT CA CONCENTRATIONS 1.25 MMOL/L, 1.5 MMOL/L, 1.75 MMOL/L WILL BE ON DEMAND, WITH GLUCOSE BASED OR GLUCOSE FREE WILL BE ON DEMAND, AND AV FISTULA NEEDLE WITH AVAILABILITY OF DIFFERENT SIZE G15, G16 WILL BE ON DEMAND, ON AND OFF DRESSING PACK, WARMER BAG WITH LINE ACCESSORY, DRAIN LINE EXTENSION, THE SESSION NOT LESS THAN 44L OF DIALYSATE SOLUTION ON DEMAND. (1 EACH IS EQUIVALENT TO PK) | RENAL SUPPLEMENTARY
6646 | 4216150718800 | RD HEMODIALYSIS, ACID CONCENTRATE, K 0 MMOL, CA 1.25 MMOL, MG 0.5 MMOL, DEXTROSE 1.0 GM/L, 5 LITERS/PLASTIC CONTAINER | RENAL SUPPLEMENTARY
6647 | 4216150718900 | RD HEMODIALYSIS, ACID CONCENTRATE, K 1.0 MMOL, CA 1.25 MMOL, MG 0.5 MMOL, DEXTROSE 1.0 GM/L, 5 LITERS/PLASTIC CONTAINER | RENAL SUPPLEMENTARY
6648 | 4216150719000 | RD HEMODIALYSIS, ACID CONCENTRATE, K 3.0 MMOL, CA 1.25 MMOL, MG 0.5 MMOL, DEXTROSE 1.0 GM/L, 5 LITERS/PLASTIC CONTAINER | RENAL SUPPLEMENTARY
6649 | 4216150719200 | SOLUTION BICARBONATE WITHOUT LACTATE CAPD, 2.27-2.5%, CA 1.25, 2L | RENAL SUPPLEMENTARY
6650 | 4216150719300 | SOLUTION BICARBONATE WITHOUT LACTATE CAPD, 3.8-4.25%, CA 1.25, 2L | RENAL SUPPLEMENTARY
6651 | 4216150719400 | SOLUTION BICARBONATE AND LACTATE 2.27-2.5 % 5 LITERS WITH CALCIUM 1.25 | RENAL SUPPLEMENTARY
6652 | 4216150719500 | SOLUTION BICARBONATE AND LACTATE 3.86-4.25 % 5 LITERS FOR APD WITH CALCIUM 1.25 | RENAL SUPPLEMENTARY
6653 | 4216150719600 | SOLUTION BICARBONATE WITH LACTATE 1.36-1.5 % PH 7.4 2 LITERS FOR CAPD WITH CALCIUM 1.25 | RENAL SUPPLEMENTARY
6654 | 4216150719700 | SOLUTION, BICARBONATE WITHOUT LACTATE, 1.36-1.5 %, 3 LITERS, WITH CALCIUM 1.25 | RENAL SUPPLEMENTARY
6655 | 4216151300000 | SOLUTION POTASSIUM 2 PHOSPHATE 1 MMOL/L CALCIUM 1.5 MMOL/L FOR MOBILE HEMODIALYSIS AND CRRT INTRAVENOUS USE ONLY 5000 ML. | RENAL DIALYSIS SUPPLEMENTARY
6656 | 4216151300100 | SOLUTION PERITONEAL DIALYSIS TWIN BAG 2000 ML CONTAINS DEXTROSE CONCENTRATIONS 1.36% - 1.5% - 2.27% - 2.5% - 3.86% - 4.25% WILL BE ON DEMAND, SINGLE EXCHANGE, FOR CAPD PATIENT INTEGRATED DISCONNECT SYSTEM VALIDATED, ASYMMETRIC Y - SET CONNECTOLOGY WITH TITANIUM ADAPTER TECHNOLOGY THE COLOR CODED PULL RINGS ARE A STERILITY BARRIER AND CONTAIN RAISED DOTS ESPECIALLY DESIGNED FOR VISUALLY IMPAIRED PATIENTS THE TWIN BAG CONNECTOR IS RECESSED AND COMPLETELY PROTECTED BY AN EXTERNAL SURFACE THEREFORE MINIMIZING TOUCH CONTAMINATION THE TWIN BAG INJECTION SITE IS EASY TO DISINFECT AND TO MANIPULATE THE PATIENT TRANSFER SET CONTAMINATION AREA IS OUTSIDE THE FLUID PATH. COMPATIBLE WITH THE CURRENT APD SYSTEM HOMECHOICE PRO ALLOWING EASE OF SWITCH FROM CAPD TO APD HOMECHOICE PRO AND VICE VERSA | RENAL DIALYSIS SUPPLEMENTARY
6657 | 4216151500000 | ADAPTER, TITANIUM, LOCKING, TO CONNECT BETWEEN THE INNER AND OUTER CATHETER, REMAIN PERMANENT | RENAL SUPPLEMENTARY
6658 | 4216151500100 | PERITONEAL DIALYSIS SET FOR SLEEP SAFE CYCLER MACHINE WITH RENAL DIALYSIS SOLUTION 10 L WITH DEXTROSE CONCENTRATIONS 1.36% - 1.5% - 2.27% - 2.5% - 3.86% - 4.25% WILL BE ON DEMAND, SHOULD INCLUDE APD SET ORGANIZER, ORGANIZER HOLDER, ORGANIZER CLIP, PER PATIENT TITANIUM OR BIOFINE ADAPTER AND CATHETER EXTENSION PER 450 BAG FOR ADULT AND PER 200 FOR PEDIATRIC ONE SLEEP SAFE SET (LINES CASSETTE ON DEMAND) APD. DRAINAGE BAG DISINFECTION CAP FOR ADULT PER 3 BAGS AND FOR PEDIATRICS PER 2 BAGS NOTE: WHEN THE PRICE IS EQUAL BICARBONATE 25 - 40 M MOL\LITRE IS PREFERRED OVER LACTATE) | RENAL DIALYSIS SUPPLEMENTARY
6659 | 4216151500200 | PERITONEAL DIALYSIS SET FOR SLEEP SAFE CYCLER MACHINE WITH RENAL DIALYSIS SOLUTION 15 L WITH DEXTROSE CONCENTRATIONS 1.36% - 1.5% - 2.27% - 2.5% - 3.86% - 4.25% WILL BE ON DEMAND, SHOULD INCLUDE APD SET ORGANIZER, ORGANIZER HOLDER, ORGANIZER CLIP, PER PATIENT TITANIUM OR BIOFINE ADAPTER AND CATHETER EXTENSION PER 450 BAG FOR ADULT AND PER 200 FOR PEDIATRIC ONE SLEEP SAFE SET (LINES CASSETTE ON DEMAND) APD. DRAINAGE BAG DISINFECTION CAP FOR ADULT PER 3 BAGS AND FOR PEDIATRICS PER 2 BAGS NOTE: WHEN THE PRICE IS EQUAL BICARBONATE 25 - 40 M MOL\LITRE IS PREFERRED OVER LACTATE) | RENAL DIALYSIS SUPPLEMENTARY
6660 | 4216151500300 | RENAL DIALYSIS (RD) (PERITONEAL DIALYSIS SET FOR HOME CHOICE MACHINE) CYCLE MACHINE HOME CHOICE "CASSETTE LINE PRONGS WILL BE ON DEMAND ( ADULT \ PEDIATRIC )ON DEMAND " LUER LOCK MINICAP WITH POVIDONE TITANIUM ADAPTER TRANSFER SET WITH TWIST CLAMP THE DIALYSATE BAG 10 L CONTAINS DEXTROSE CONCENTRATIONS 1.36% - 1.5% - 2.27% - 2.5% - 3.86% - 4.25% WILL BE ON DEMAND, LOW CALCIUM NOTE: WHEN THE PRICE IS EQUAL BICARBONATE 25 \ 15 MMOL\LITRE IS PREFERRED OVER LACTATE) | RENAL DIALYSIS SUPPLEMENTARY
6661 | 4216151500400 | RENAL DIALYSIS (RD) (PERITONEAL DIALYSIS SET FOR HOME CHOICE MACHINE) CYCLE MACHINE HOME CHOICE "CASSETTE LINE PRONGS WILL BE ON DEMAND ( ADULT \ PEDIATRIC )ON DEMAND " LUER LOCK MINICAP WITH POVIDONE TITANIUM ADAPTER TRANSFER SET WITH TWIST CLAMP THE DIALYSATE BAG 15 L CONTAINS DEXTROSE CONCENTRATIONS 1.36% - 1.5% - 2.27% - 2.5% - 3.86% - 4.25% WILL BE ON DEMAND, LOW CALCIUM, NOTE: WHEN THE PRICE IS EQUAL (BICARBONATE 25 \ 15) MMOL PER LITRE IS PREFERRED OVER LACTATE | RENAL DIALYSIS SUPPLEMENTARY
6662 | 4216151500500 | RENAL DIALYSIS (RD), WITH ADAPTER, PERITONEAL DIALYSIS FLUID, 2000 ML ,CONTAINS DEXTROSE CONCENTRATIONS 1.36% - 1.5% - 2.27% - 2.5% - 3.86% - 4.25% WILL BE ON DEMAND, FOR CAPD SINGLE EXCHANGE, CONTAINING THE FOLLOWING, NA 131 - 135 MMOL, CA 1.25 - 1.75 MMOL, MG 0 .75 MMOL, CL 102 MMOL, LACTATE 35 - 38 MMOL /LITER, 2000 ML/PLASTIC BAG, BAGS ARE CONNECTED WITH STAY SAFE SYSTEM, WHICH SHOULD INCLUDE DISINFECTION CAP, STAY SAFE DISC ORGANIZER, AND ORGANIZER HOLDER FOR EACH PATIENT, TITANIUM, OR BIOFINE ADAPTER, CATHETER EXTENSION FOR EACH 450 BAGS FOR ADULT, AND FOR EACH 200 BAGS FOR PEDIATRICS, NOTE WHEN THE PRICE IS EQUAL, BIOFINE IS PREFERRED OVER PLASTIC, AS THE CONTENT OF THE BAGS, TUBES, AND BICARBONATE 25 - 40 MMOL/LITER IS PREFERRED OVER LACTATE | RENAL DIALYSIS SUPPLEMENTARY
6663 | 4216151700500 | WARMER BAG FOR PRISMAX MACHINE DURING CRRT SESSIONS. | RENAL DIALYSIS SUPPLEMENTARY
6664 | 4216152000100 | PLASMA EXCHANGE SESSION KIT COMPATIBLE WITH FRESENIUS MULTIFILTRATE PRO OR EQUIVALENT THE KIT INCLUDES: PLASMA FILTER STEAM-STERILIZED 0.6 M2 OR 0.3 M2 SURFACE AREA COMPATIBLE WITH FRESENIUS POLYSULFONE MEMBRANE OR EQUIVALENT PREASSEMBLED MULTIFILTRATE CASSETTE WITH ARTERIAL VENOUS AND FILTRATE SYSTEM SUBSTITUTE SYSTEM FOR MULTIFILTRATE WITH TWO INTEGRATED HEATER BAGS FILTRATE COLLECTION BAG WITH DRAINING 10 L COCK MALE LUER-LOCK CONNECTOR CONNECTION OF BAGS WITH SEPTUM TO HF TUBING SYSTEM DRESSING PACK NORMAL SALINE 0.09% SODIUM CHLORIDE 2 L. (1 EACH IS EQUIVALENT TO KIT). | RENAL DIALYSIS SUPPLEMENTARY
6665 | 4216160000000 | EXTRACORPOREAL MEMBRANE OXYGENATION (ECMO) SET, ADULT, APPROVED TO BE USED FOR NOT MORE THAN 16 DAYS CONSISTS OF: CENTRIFUGAL PUMP HEAD AND OXYGENATOR AND TUBING LINES, COATED COMPATIBLE WITH THE EXISTING ECMO MACHINE FOR THE REQUESTED HOSPITAL, , DISPOSABLE, STERILE | CARDIOVASCULAR SURGERY CONSUMABLES
6666 | 4216160000600 | EXTRACORPOREAL MEMBRANE OXYGENATION (ECMO) CUSTOM PACK, PEDIATRIC, COATED, WITHOUT PUMP HEAD, WITHOUT OXYGENATOR, CUSTOMIZED ACCORDING TO HOSPITAL REQUEST, DISPOSABLE, STERILE | CARDIOVASCULAR SURGERY CONSUMABLES
6667 | 4216160000700 | CUSTOMIZED PACK EXTRACORPOREAL MEMBRANE OXYGENATION (ECMO), NEONATE, COATED, WITHOUT PUMP HEAD, WITHOUT OXYGENATOR, CUSTOMIZED ACCORDING TO HOSPITAL REQUEST, DISPOSABLE, STERILE | CARDIOVASCULAR SURGERY CONSUMABLES
6668 | 4216160000800 | COUPLING PASTE, FOR EXTRACORPOREAL MEMBRANE OXYGENATION (ECMO) FLOW SENSOR, DISPOSABLE, STERILE | CARDIOVASCULAR SURGERY CONSUMABLES
6669 | 4216160000900 | DRAINAGE CANNULA FOR PEDIATRIC, FOR EXTRACORPOREAL MEMBRANE OXYGENATION (ECMO), ASSORTED SIZES FROM 11 FR TO 15 FR, CONNECTOR: 1/4 INCH, DISPOSABLE, STERILE | CARDIOVASCULAR SURGERY CONSUMABLES
6670 | 4216160001000 | RETURN CANNULA FOR PEDIATRIC, FOR EXTRACORPOREAL MEMBRANE OXYGENATION (ECMO), ASSORTED SIZES FROM 11 FR TO 15 FR, CONNECTOR: 1/4 INCH, DISPOSABLE, STERILE | CARDIOVASCULAR SURGERY CONSUMABLES
6671 | 4216160001200 | CUSTOMIZED PACK EXTRACORPOREAL MEMBRANE OXYGENATION (ECMO), ADULT, COATED, WITHOUT PUMP HEAD, WITHOUT OXYGENATOR, CUSTOMIZED ACCORDING TO HOSPITAL REQUEST, DISPOSABLE, STERILE | CARDIOVASCULAR SURGERY CONSUMABLES
6672 | 4216160001400 | DRAINAGE CANNULA, MULTI-STAGE, FOR ECMO, ASSORTED SIZES AND LENGTHS AS PER HOSPITAL REQUEST, DISPOSABLE, STERILE" | CARDIOVASCULAR SURGERY CONSUMABLES
6673 | 4216160001600 | RETURN OR DRAINAGE CANNULA, FOR ECMO, ADULT, ASSORTED SIZES AND LENGTHS, DISPOSABLE, STERILE | CARDIOVASCULAR SURGERY CONSUMABLES
6674 | 4216160001800 | EXTRACORPOREAL MEMBRANE OXYGENATION (ECMO) SET NEONATE APPROVED TO BE USED FOR NOT LESS THAN 29 DAYS CONSISTS OF: CENTRIFUGAL PUMP HEAD AND OXYGENATOR AND TUBING LINES, COATED COMPATIBLE WITH THE EXISTING ECMO MACHINE FOR THE REQUESTED HOSPITAL DISPOSABLE STERILE | CARDIOVASCULAR SURGERY CONSUMABLES
6675 | 4216160001900 | CARBON DIOXIDE (CO2) REMOVAL PACK FOR EXTRACORPOREAL MEMBRANE OXYGENATION (ECMO) WITH OXYGENATOR ONLY COATED. COMPATIBLE WITH EXISTING ECMO MACHINE ASSORTED SIZES AS PER HOSPITAL REQUEST DISPOSABLE STERILE | CARDIOVASCULAR SURGERY CONSUMABLES
6676 | 4216160002200 | ABSORBER NON PYROGENIC FOR EXTRACORPOREAL CYTOKINE ABSORPTION WITH PRIMING SET AND INTEGRATION ADAPTER DISPOSABLE STERILE. | CARDIOVASCULAR SURGERY CONSUMABLES
6677 | 4216160100100 | HEMODIALYSIS FISTULA KIT ( PRE AND POST DIALYSIS ) ALL STERILE THE FIRST SET IS FOR PRE DIALYSIS WHICH CONTENTS : (1) 2% CHLORHEXIDINE SWAB STICK (3) SYRINGE 10 ML (2) GAUZE SWAB 10 X 10 CM 12 PLY (4) TOWEL 40 X 40 CM (1) PAPER ADHESIVE TAPE 2.5 CM X 2 M (1) WASTE BAG (1) PLASTIC FORCEP TWEEZERS (1 PAIR) SURGICAL GLOVES POWDER FREE IN A SINGLE PACKAGE (2) NEEDLE G20 (1) STERILE FIELD 50 X 50 CM (2) GALLIPOT TRAY THE SECOND SET IS FOR POST DIALYSIS WHICH CONTENTS (1 PAIR) SURGICAL GLOVES POWDER FREE IN A SINGLE PACKAGE (5) GAUZE SWAB 5X5 CM 8 PLY (2) SYRINGE 2 ML (5) GAUZE SWAB 10X10 CM 8 PLY (1) STERILE FIELD 50 X 50 CM (1) TOWEL 40 X 40 CM (1) CONFORMING BANDAGE 8 CM X 4 M... | SUPPLEMENTARY GEN.SUPPLIES NURS,WOUND
6678 | 4216160100200 | BLOOD LINE FOR FRESENIUS MACHINE 2008/4008 OR EQUIVALENT DOUBLE NEEDLE CONSISTING OF ARTERIAL LINE PVC MEDICAL GRADE ONE WITH: MALE LUER LOCK TO FIT WITH FISTULA NEEDLE INFUSION CANNULA WITH SPIKE AND PROTECTOR CAP LINE CLAMP INJECTION PORT PRESSURE MONITORING LINE WITH TRANSDUCER PROTECTOR PUMP SEGMENT LENGTH NOT LESS THAN 350 MM HEPARIN LINE POST PUMP ARTERIAL CHAMBER VENOUS LINE PVC MEDICAL GRADE ONE WITH: FEMALE LUER LOCK TO FIT WITH DIALYZER DRIP CHAMBER WITH FILTER LEVEL LINE PRESSURE MONITORING LINE WITH TRANSDUCER PROTECTOR INJECTION PORT LINE CLAMP DRAINAGE BAG MALE LUER LOCK TO FIT WITH FISTULA NEEDLE BYPASS CONNECTOR VENOUS BUBBLE TRAP 30 MM STERILIZATION METHOD: ETO OR STEAM OR GAMMA RADIATION DISPOSABLE STERILE | RENAL SUPPLEMENTARY
6679 | 4216160100300 | BLOOD LINE FOR DIALOG SINGLE PUMP CONSISTING OF ARTERIAL LINE PVC MEDICAL GRADE WITH COLOR CODED LUER LOCK CONNECTORS AND PROTECTING CAPS FROSTED SOFT PVC PUMP SEGMENT HEPARIN LINE ARTERIAL PRESSURE TRANSDUCER CLAMPS VENOUS LINE PVC MEDICAL GRADE WITH COLOR CODED LUER LOCK CONNECTORS AND PROTECTING CAPS VENOUS BUBBLE CATCHER WITH VENOUS PRESSURE TRANSDUCER AND INJECTION PORT SEPARATE IN LINE INJECTION PORT WITH 2000 ML COLLECTION BAG AND CLAMPS DRAINAGE BAG BY PASS CONNECTOR STERILIZATION METHOD ETO OR STEAM OR GAMMA RADIATION DISPOSABLE STERILE | RENAL SUPPLEMENTARY
6680 | 4216160100800 | IMMUNOADSORPTION (IA) KIT : THIS KIT CONSIST OF TUBING SET AND SOLUTIONS TO OPERATE AN IA APPARATUS, WHICH CONSIST OF TWO PARTS, PRIMARY PART: THAT IS USED TO SEPARATE PLASMA FROM BLOOD COMPONENTS, THIS PRIMARY MACHINE DIRECTS THE DESIRED PLASMA VOLUME TO BE TREATED TO THE SECONDARY MACHINE AND COLLECTS FROM THE SECONDARY MACHINE THE TREATED PLASMA AT THE SAME TIME (CONTINUOUS PROCESS), SECONDARY PART WHICH USED TO: ALTERNATIVELY DEAL WITH TWO ADSORBERS AT THE SAME TIME, DIRECTS BACK RECEIVING PLASMA TO THE PRIMARY MACHINE THROUGH ONE OF TWO IMMUNOADSORBERS WHERE THE ELIMINATION OF THE ANTIBODIES AND IMMUNO COMPLEXES TAKES PLACE, GENERATE AND PREPARE THE SECOND IMMUNOADSORBER DURING THE ELIMINATION PROCESS | RENAL SUPPLEMENTARY
6681 | 4216160101600 | TUBING, BLOOD SYSTEM, FOR HEMODIALYSIS, COMPATIBLE WITH ARTIS SET GAMBRO OR EQUIVALENT, DISPOSABLE, STERILE | RENAL SUPPLEMENTARY
6682 | 4216160101700 | BLOOD LINE ARTERIAL AND VENOUS SET, DOUBLE NEEDLE, WITH 22 MM DRIP CHAMBER, FOR PEDIATRIC, COMPATIBLE WITH FRESENIUS HEMODIALYSIS MACHINE MODEL 5008 OR EQUIVALENT | RENAL SUPPLEMENTARY
6683 | 4216160101800 | KIT, CICA OR EQUIVALENT, CONSISTING OF BLOOD LINE AND BLOOD FILTER, ADULT | RENAL SUPPLEMENTARY
6684 | 4216160102000 | BLOOD LINE, COMPATIBLE WITH B BRAUN DIALYSIS MACHINE OR EQUIVALENT, HD, SECURE BLOOD PUMP, 600 ML, CONSISTING OF ARTERIAL LINE, PVC MEDICAL GRADE ONE WITH MALE LUER LOCK TO FIT WITH FISTULA NEEDLE, INFUSION CANNULA WITH SPIKE AND CONNECTOR CAP, LINE CLAMP, INJECTION PORT, PUMP SEGMENT LENGTH 30 MM I.D. 6 MM, HEPARIN LINE, FEMALE LUER LOCK TO FIT WITH DIALYZER VENOUS LINE, PVC MEDICAL GRADE ONE WITH, INJECTION PORT, DRIP CHAMBER WITH FILTER, LEVEL CONTROL LINE, PRESSURE MONITORING LINE WITH TRANSDUCER, LINE CLAMP, MALE LUER LOCK TO FIT WITH FISTULA NEEDLE, DRAINAGE BAG, BYPASS CONNECTOR, STERILIZATION METHOD: ETO OR STEAM OR GAMMA RADIATION, DISPOSABLE, STERILE | RENAL SUPPLEMENTARY
6685 | 4216160102100 | BLOOD LINE FOR DIALOG HDF OR EQUIVALENT CONSISTING OF: ARTERIAL LINE PVC MEDICAL GRADE WITH COLOR CAPS FROSTED PVC PUMP SEGMENT 8 X 12 X 330 MM HEPARIN LINE CLAMPS ARTERIAL DOUBLE CATCHER AND PRESSURE MEASURING CONNECTION BETWEEN BLOOD PUMP AND DIALYZER VENOUS LINE PVC MEDICAL GRADE WITH COLOR CODED LUER LOCK CONNECTORS AND PROTECTING CAPS VENOUS DOUBLE CATCHER WITH VENOUS PRESSURE TRANSDUCER AND INJECTION PORT SEP IN LINE INJECTION PORT WITH 200 ML COLLECTION BAG AND CLAMPS SUBSTITUTION LINE PVC MEDICAL GRADE WITH 3 SPIKES PROTECTING CAPS AND CLAMPS PUMP SEGMENT FROSTED PVC 4 X 8 X 330 MM DRAINAGE BAG BYPASS CONNECTOR STERILIZATION METHOD:ETO OR STEAM OR GAMMA RADIATION DISPOSABLE STERILE | RENAL SUPPLEMENTARY
6686 | 4216160102300 | HEMODIALYSIS, BLOOD LINES, PEDIATRIC, COMPATIBLE WITH DIALOG OR EQUIVALENT | RENAL SUPPLEMENTARY
6687 | 4216160102400 | PRISMATHERM OR EQUIVALENT, EXTENSION LINE (SP 420), FOR PRISMA AND PRISMAFLEX MACHINES, STERILE WITH CAPS | RENAL SUPPLEMENTARY
6688 | 4216160102500 | IMMUNOADSORBERS: THIS IS WHERE THE ELIMINATION OF IMMUNOGLOBULINS TAKES PLACE THE ADSORBER SHOULD HAVE THE FOLLOWING SPECIFICATIONS CAPACITY: IT SHOULD BE SPECIFIED IN BINDING CAPACITY TO IGG VALUES - SHALL BE PROVIDED FOR MAXIMUM BINDING CAPACITY (IN VITRO DATA) PER IMMUNOADSORBER FOR AVERAGED BINDING CAPACITY IN ONE IMMUNOADSORPTION THERAPY SESSION (IN VIVO DATA CALCULATED FOR ONE TREATED PLASMA VOLUME) SPECIFICITY: SPECIFICITY ACCORDING TO THE DIFFERENT IG CLASSES AND IGG SUBCLASSES SHALL BE PROVIDED IN% REMAINING AMOUNT FROM THE INITIAL VALUE (STATED AS 100%) VALUE SHALL BE GIVEN: FOR MAXIMUM BINDING (IN VITRO DATA) PER IMMUNOADSORBER FOR AVERAGED BINDING IN ONE IMMUNOADSORPTION THERAPY SESSION (IN VIVO DATA CALCULATED FOR ONE TREATED PLASMA VOLUME) UNSPECIFIC BINDING OF PLASMA PROTEINS SHALL BE SPECIFIED BY WHOLE PLASMA PROTEIN DATA AND FIBRINOGEN RESPECTIVELY VALUES SHALL BE PROVIDED AS BINDING IN% REMOVAL FROM INITIAL VALUE (100% VALUE SHALL BE GIVEN) OF THE RESPECTIVE PROTEIN TO ENSURE A MINIMAL LOSS OF THE OTHER PLASMA PROTEINS THAN IMMUNOGLOBULINS BUT TO ACCOUNT FOR UNAVOIDABLE UNSPECIFIC BINDING AND PLASMA LOSS. THE OVERALL REMOVAL RATE FOR FIBRINOGEN WITHIN ONE IMMUNOADSORPTION SESSION (CALCULATED FOR ONE TREATED PLASMA VOLUME) PREFERABLY BE LESS THAN 35% STORAGE CONDITIONS: STORAGE CONDITIONS AND MEASURES TO ASSURE CORRECTS STORAGE SHOULD BE SPECIFIED THE PACKING MUST INCLUDE INDICATORS REFLECTS THE STATUS OF IMMUNOADSORBERS (DAMAGE MARKERS) TO AVOID TRANSPORTATION AND STORAGE MISHANDLING (HEAT AND FREEZE MARKERS) SHELF LIFE OF ADSORBER SHOULD BE AT LEAST ONE YEAR SPECIFIED TO CAPACITY AND STERILITY IMMUNOADSORBER SHOULD BE REUSABLE GUARANTEED FOR A MINIMUM OF=23 TREATMENT DAYS THE PRESERVATION SOLUTION SHOULD NOT CONTAIN ANY TOXIC MATERIAL KNOWN TO BE ACCUMULATING IN A PATIENT | RENAL SUPPLEMENTARY
6689 | 4216160102600 | MOBILE HEMODIALYSIS CARTRIDGE FOR ADULT WITH INJECTION PORT, COMPATIBLE FOR NXSTAGE MACHINE OR EQUIVALENT | RENAL SUPPLEMENTARY
6690 | 4216160102700 | CLAMP, LEAFLET ACC. LANGE TUBE-SHAFT, WITH RATCHET, FOR MINIMAL INVASIVE (OR EQUIVALENT), REUSABLE | SURGICAL INSTRUMENT TENDER
6691 | 4216160800700 | POWDER TO MAKE ACID CONCENTRATE FORMULA, K 2.0 MMOL, 1.25 CA MMOL, EQUIVELANT TO FF7 FORMULA | RENAL SUPPLEMENTARY
6692 | 4216160800800 | POWDER TO MAKE ACID CONCENTRATE FORMULA, K 3.0 MMOL, 1.5 CA MMOL, EQUIVELANT TO FF19 FORMULA | RENAL SUPPLEMENTARY
6693 | 4216160800900 | POWDER TO MAKE ACID CONCENTRATE FORMULA, K 2.0 MMOL, 1.5 CA MMOL, EQUIVELANT TO FF8 FORMULA | RENAL SUPPLEMENTARY
6694 | 4216160802000 | BICARBONATE CARTRIDGE, 750 GM APPROXIMATELY, WELL SEALED, EASILY PERFORATED AND IT SHOULD BE FITTED WITH FILTERS IN BOTH ENDS, AND FITTED WITH GAMBRO AND B BRAUN OR EQUIVALENT AND OTHER HEMODIALYSIS MACHINES | RENAL SUPPLEMENTARY
6695 | 4216160803100 | SOLUTION BICARBONATE FOR (CRRT) K4 CALCIUM FREE 5000ML.- | RENAL SUPPLEMENTARY
6696 | 4216160803200 | SOLUTION BICARBONATE FOR (CRRT) K2 CALCIUM FREE 5000ML.- | RENAL SUPPLEMENTARY
6697 | 4216160803400 | RD HEMODIALYSIS, ACID CONCENTRATE, K 1.0 MMOL, CA 1.75 MMOL, MG 0.5 MMOL, DEXTROSE 1.0 GM/L, 5 LITERS/PLASTIC CONTAINER | RENAL SUPPLEMENTARY
6698 | 4216160804100 | RD HEMODIALYSIS ACID CONCENTRATE FOR BICARBONATE DIALYSIS IN DILUTION (1:44) GIVES THE FOLLOWING CONCENTRATIONS: IN MMOL/ 1L NA 100 K 2.00 CA 1.75 MG 0.375 CL 106.25 ACETATE 2.00 DEXTROSE 1.1GM/L TOTAL OSMOLARITY=218.00 MOSM/ L IN 5 LITERS | RENAL SUPPLEMENTARY
6699 | 4216160805200 | HEMODIALYSIS, BICARBONATE, 3-138-005 OR EQUIVALENT, K 3.0, CA 1.0, NONPYROGENIC, ACID CONCENTRATE, FF-33 | RENAL SUPPLEMENTARY
6700 | 4216160805300 | RD HEMODIALYSIS, ACID CONCENTRATE, K 2.0 MMOL, CA 1.75 MMOL, MG 0.5 MMOL, DEXTROSE 1.0 GM/L, 5 LITERS/PLASTIC CONTAINER | RENAL SUPPLEMENTARY
6701 | 4216160805400 | RD HEMODIALYSIS, ACID CONCENTRATE, FOR BICARBONATE DIALYSIS FORMULA (FF3), AFTER DILUTING 1 LITER CONCENTRATE WITH 34 LITERS OF WATER, THE FOLLOWING CONCENTRATIONS OF IONS/LITER ARE OBTAINED: NA 103 MMOL, K 2 MMOL, CA 1.25 MMOL, MG 0.5 MMOL, CL 108.5 MMOL, ACETATE 2.97 MMOL, DEXTROSE 1.1 GM/L WITH AN OSMOLARITY OF 223 MOSM/L, 5 LITERS/PLASTIC CONTAINER | RENAL SUPPLEMENTARY
6702 | 4216160805500 | RD HEMODIALYSIS ACID CONCENTRATE FOR BICARBONATE DIALYSIS IN DILUTION (1:44) GIVES THE FOLLOWING CONCENTRATIONS: IN MMOL/ G 971 L DEXTROSE 1.1 G/L NA 100 K 2.00 CA 1.5 MG 0.375 CL 105.75 ACETATE 2.00 TOTAL OSMOLARITY=212.00 MOSM/L IN 5 LITERS | RENAL SUPPLEMENTARY
6703 | 4216160805700 | RD HEMODIALYSIS ACID CONCENTRATE FOR BICARBONATE DIALYSIS IN DILUTION (1:44) GIVES THE FOLLOWING CONCENTRATIONS: IN MMOL/1 L NA 100 CA 1.5 MG 0.375 CL 105.75 POTASSIUM 1 MMOL/L ACETATE 2.00 DEXTROSE 1.1 GM/L TOTAL OSMOLARITY=217.00 MOSM/ L IN 5 LITERS | RENAL SUPPLEMENTARY
6704 | 4216160805800 | RD HEMODIALYSIS, ACID CONCENTRATE, FOR BICARBONATE DIALYSIS, AFTER DILUTING 1 LITER CONCENTRATION WITH 34 LITERS OF WATER, THE FOLLOWING CONCENTRATION OF IONS/LITER ARE OBTAINED, DEXTROSE 1.1 G/L SODIUM 103 MMOL, POTASSIUM 3 MMOL, CALCIUM 1.75 MMOL, CHLORIDE 109 MMOL, ACETATE 2.97 MMOL, MAGNESIUM 0.5 MMOL, WITH AN OSMOLARITY OF 223 MOSM/L IN 5 LITERS/GALLON | RENAL SUPPLEMENTARY
6705 | 4216160805900 | RENAL DIALYSIS (RD) HEMODIALYSIS ACID CONCENTRATE FOR BICARBONATE DIALYSIS IN DILUTION (1:34) GIVES THE FOLLOWING CONCENTRATIONS: IN MMOL/L NA 103 K 2.00 CA 1.5 MG 0.5 ACETATE 2.97 CL 109 DEXTROSE 1.1 GM/L TOTAL OSMOLARITY=225 MOSM/L IN 5 LITERS CONTAINER | RENAL SUPPLEMENTARY
6706 | 4216160806200 | SOLUTION, HEMODIALYSIS, MACHINE, DISINFECTANT, COMPATIBLE WITH FRESENIUS MACHINE OR EQUIVALENT, HEAT DISINFECTION, 4 - 5 LITERS, CONTAINER | RENAL SUPPLEMENTARY
6707 | 4216160806300 | SOLUTION, SODIUM BICARBONATE CONCENTRATED, NON - PYROGENIC, SODIUM BICARBONATE CONCENTRATED SOLUTION, FOR USE IN CONJUNCTION WITH ACID CONCENTRATE, NOT TO BE INTENDED FOR USE BY INTRAVENOUS INFUSION, SODIUM 967 MEQ/L, BICARBONATE 967 MEQ/L, CHEMICAL COMPOSITION: EACH LITER CONTAINS SODIUM BICARBONATE, 81.25 G/L, 5 LITER/GALLON | RENAL SUPPLEMENTARY
6708 | 4216160806800 | BICARBONATE CARTRIDGE AND SODIUM CHLORIDE CARTRIDGE, FOR PREPARATION OF DIALYSIS FLUID,COMPATIBLE WITH GAMBRO AK 200 OR EQUIVALENT, ULTRA HEMODIALYSIS MACHINE, BOTH CARTRIDGES ARE PACKED TOGETHER IN POLYETHYLENE BAG AND CONSIST OF ONE SODIUM BICARBONATE 1200 GM CARTRIDGE | RENAL SUPPLEMENTARY
6709 | 4216160807700 | KIDNEY PERFUSION SOLUTION IS A CLEAR STERILE NON-PYROGENIC NON-TOXIC SOLUTION FOR THE IN-VITRO FLUSHING AND TEMPORARY CONTINUOUS PERFUSION PRESERVATION OF EXPLANTED KIDNEYS THIS SOLUTION HAS AN OSMOLALITY OF 300 ± 15 MOSM/KG A SODIUM CONCENTRATION OF 100 MEQ/L A POTASSIUM CONCENTRATION OF 25 MEQ/L AND A PH OF 7.4 ± 0.1 AT ROOM TEMPERATURE. BASED ON THE SODIUM/POTASSIUM RATIO THE COMPOSITION IS THUS CONSISTENT WITH THAT OF AN EXTRACELLULAR SOLUTION 1L.. | SUPPLEMENTARY GENERAL CONSUMABLES
6710 | 4216161000200 | EXTERNAL DRAINAGE LINE FOR HEMODIALYSIS MOBILE MACHINE, LENGTH NOT LESS THAN 3M | RENAL SUPPLEMENTARY
6711 | 4216161500700 | DIALYZER, LOW FLUX, HOLLOW FIBER, HIGH ULTRAFILTRATION: MEMBRANE MATERIAL: POLYSULFON AND ITS DERIVATIVES WITH MALE LUER LOCK FOR TUBING, SURFACE AREA 1.7 - 1.8 M 2, VIT. B 12 CLEARANCE AT Q.B 200 ML/MIN KEEPING BLOOD FLOW CONSTANT AT THIS RATE 50 ML/MIN, ULTRAFILTRATION RATE BETWEEN 15 - 20 ML/HR/MMHG NEGATIVE PRESSURE, STERILIZED BY STEAM OR BETA GAMMA RADIATION | RENAL SUPPLEMENTARY
6712 | 4216161500800 | SURFACE TREATED, BASE MEMBRANE, 1.5 M 2, COMPRISING FILTER SET, AN 69 AND HEPARIN MATERIAL KIT, TO REMOVE COMPOUNDS OF INTEREST ENDOTOXIN AND CYTOKINES FRAGMENTS, BY ADSORPTION AND ALSO EXTENDS THE LIFE OF THE FILTER BY AVOIDING CLOTTING, INFLAMMATORY MEDIATORS BY THIS MECHANISM WHICH ACT AS AN INFLAMMATORY STIMULUS IN MANY SEPTIC EPISODES, HEPARIN IS IMMOBILIZED TO THE BLOOD - CONTACTING SURFACE OF THE MEMBRANE FOR INCREASED BLEEDING RISK OF THE AKI POPULATION RECEIVING CRRT WITH PRISMAFLEX MACHINE OR EQUIVALENT, USING CRRT TREATMENT ON 25 ML/KG/HOUR, CVVHDF: CONTINUOUS VENOVENOUS HEMODIAFILTRATION AND ANY CRRT MODALITY STERILIZATION BY GAMMA | RENAL DIALYSIS SUPPLEMENTARY
6713 | 4216161500900 | CITRATE THERAPY, WITH A SURFACE TREATED BASE MEMBRANE 1.5 M 2, COMPRISING FILTER SET AN 69 OR EQUIVALENT AND HEPARIN MATERIAL KIT, TO REMOVE COMPOUNDS OF INTEREST ENDOTOXIN AND CYTOKINES FRAGMENTS, BY ADSORPTION AND ALSO EXTENDS THE LIFE OF THE FILTER BY AVOIDING CLOTTING, INFLAMMATORY MEDIATORS BY THIS MECHANISM, WHICH ACT AS AN INFLAMMATORY STIMULUS IN MANY SEPTIC EPISODES, HEPARIN IS IMMOBILIZED TO THE BLOOD - CONTACTING SURFACE OF THE MEMBRANE, FOR INCREASED BLEEDING RISK OF THE AKI POPULATION RECEIVING CRRT WITH PRISMAFLEX MACHINE OR EQUIVALENT, USING CRRT TREATMENT ON 25 ML/KG/HOUR, CVVHDF: CONTINUOUS VENOVENOUS HEMODIAFILTRATION AND ANY CRRT MODALITY STERILIZATION BY GAMMA | RENAL DIALYSIS SUPPLEMENTARY
6714 | 4216161501000 | PRE - CONNECTED, PLASMA SET, WITH FILTER, 0.5 M 2, OMNI OR EQUIVALENT | RENAL SUPPLEMENTARY
6715 | 4216161501100 | PRE - CONNECTED, PLASMA SET, WITH FILTER, 0.7 M 2, OMNI OR EQUIVALENT | RENAL SUPPLEMENTARY
6716 | 4216161501500 | MULTIFILTRATE, CRRT/SCUF SET, PEDIATRIC, ARTERIAL AND VENOUS BLOOD LINES, BLOOD VOLUME 54 ML, AND PEDIATRIC DIALYSATE/SUBSTITUTE AND FILTRATE SYSTEMS PACKED AS A SET WITH HEMOFILTER, STEAM - STERILIZED, 0.2 M 2 SURFACE AREA, FRESENIUS MEMBRANE OR EQUIVALENT, VOLUME 18 ML | RENAL SUPPLEMENTARY
6717 | 4216161503000 | DIALYZER, HIGH FLUX, SURFACE AREA 0.9M² STERILIZED BY STEAM OR BETA GAMMA RADIATION | RENAL SUPPLEMENTARY
6718 | 4216161503500 | DIALYZER HIGH FLUX HOLLOW FIBR MEMBRANE MATERIAL: POLYMETHYLMETHACRYLATE (PMMA) SURFACE AREA 1.8 M2 HIGH ULTRA FILTRATION COEFFICIENT 35ML/HR/MM HG STERILIZED BY GAMMA RADIATION | RENAL DIALYSIS SUPPLEMENTARY
6719 | 4216161503600 | DIALYZER HIGH FLUX HOLLOW FIBR MEMBRANE MATERIAL: POLYMETHYLMETHACRYLATE (PMMA) SURFACE AREA 2.1 M2 HIGH ULTRA FILTRATION COEFFICIENT 43ML/HR/MM HG STERILIZED BY GAMMA RADIATION | RENAL DIALYSIS SUPPLEMENTARY
6720 | 4216161505200 | DIALYZER, LOW FLUX, SURFACE AREA 2.1M² | RENAL SUPPLEMENTARY
6721 | 4216161800000 | BLOOD LINE TUBING SET, FOR GAMBRO AK200, ARTIS, ULTRA MACHINE OR EQUIVALENT, ARTERIAL DOUBLE NEEDLE, ADULT SIZE, CONSISTING OF: PUMP SEGMENT I.D. 7.9 MM, PRIMING VOLUME 147 MM, DRIP CHAMBER DIAMETER 22 MM, CROSSBAR ON THE ARTERIAL PUMP SEGMENT, ARTERIAL PRESSURE SENSOR AND CONNECTOR, VENOUS PRESSURE SENSOR AND CONNECTOR, WITH DRAINAGE (PRIMING) BAG, STERILIZATION METHOD: ETO OR STEAM OR GAMMA RADIATION, DISPOSABLE, STERILE | RENAL SUPPLEMENTARY
6722 | 4216161800200 | BLOOD SET ALL IN ONE FOR FRESENIUS MACHINE 6008 PEDIATRIC LOW VOLUME BVM-R WITH POST-DILUTION PORT INTEGRATED INFUSION PORT SINGLE-D OUBLE-NEEDLE CHAMBER PRE-DILUTION PORT VENOUS CHAMBER AIR-FREE PRESSURE MEASUREMENT (PRE-FILTER) AIR-FREE PRESSURE MEASUREMENT (ARTERIAL) AIR-FREE PRESSURE MEASUREMENT (VENOUS). WITH FILLING MAX VOLUME OF 83 ML FOR AV PUMP SEGMENT 71 MM. (1 EACH IS EQUIVALENT TO SET) | RENAL SUPPLEMENTARY
6723 | 4216161800300 | BLOOD SET ALL IN ONE FOR FRESENIUS MACHINE 6008 ADULT LOW VOLUME L-R WITH POST-DILUTION PORT INTEGRATED INFUSION PORT SINGLE-DOUBLE-NEEDLE CHAMBER PRE-DILUTION PORT VENOUS CHAMBER AIR-FREE PRESSURE MEASUREMENT (PRE-FILTER) AIR-FREE PRESSURE MEASUREMENT (ARTERIAL) AIR-FREE PRESSURE MEASUREMENT (VENOUS). WITH FILLING MAX VOLUME OF 128 ML (AV) PUMP SEGMENT 71 MM. (1 EACH IS EQUIVALENT TO SET) | RENAL SUPPLEMENTARY
6724 | 4216161800400 | BLOOD SET ALL IN ONE FOR FRESENIUS MACHINE 6008 ADULT LOW VOLUME BVM L-R WITH POST-DILUTION PORT INTEGRATED INFUSION PORT SINGLE-DOUBLE-NEEDLE CHAMBER PRE-DILUTION PORT VENOUS CHAMBER AIR-FREE PRESSURE MEASUREMENT (PRE-FILTER) AIR-FREE PRESSURE MEASUREMENT (ARTERIAL) AIR-FREE PRESSURE MEASUREMENT (VENOUS). WITH FILLING MAX VOLUME OF135 ML (AV) PUMP SEGMENT 71 MM. (1 EACH IS EQUIVALENT TO SET) | RENAL SUPPLEMENTARY
6725 | 4216161800600 | BLOOD LINE ADULT FOR NIKKISO DIALYSIS MACHINE OR EQUIVALENT DOUBLE NEEDLE PRIMING VOLUME 143 ML CONSISTING OF ARTERIAL LINE PVC MEDICAL GRADE ONE WITH MALE LUER LOCK TO FIT WITH FISTULA NEEDLE OR CATHETER LINE CLAMP INJECTION PORTARTERY CHAMBER CONNECTED WITH ONLINE PORT CONNECTOR INFUSION PORT ARTERY PRESSURE MONITORING LINE WITH TRANSDUCER Y-ADAPTER FOR PRIMING LINE CONNECTOR CAP PUMP SEGMENT 8 MM HEPARIN LINE CHAMBER PRE FILTER PRESSURE MONITORING LINE WITH TRANSDUCER FOR TMP PRE ONLINE PORT FEMALE LUER LOCK TO FIT WITH DIALYZER VENOUS LINE PVC MEDICAL GRADE ONE WITH INJECTION PORT DRIP CHAMBER WITH FILTER LEVEL CONTROL LINE PRESSURE MONITORING LINE WITH TRANSDUCER LINE CLAMP MALE LUER LOCK TO FIT WITH FISTULA NEEDLE OR CATHETER BYPASS CONNECTOR STERILIZATION METHOD:STEAM OR GAMMA RADIATION DISPOSABLE STERILE. (1 EACH IS EQUIVALENT TO SET) | RENAL SUPPLEMENTARY
6726 | 4216161800700 | BLOOD LINE PEDIATRIC FOR NIKKISO DIALYSIS MACHINE OR EQUIVALENT DOUBLE LUMEN PRIMING LOW VOLUME LESS THAN 100ML CONSISTING OF ARTERIAL LINE PVC MEDICAL GRADE ONE WITH MALE LUER LOCK TO FIT WITH FISTULA NEEDLE OR CATHETER SPIKE LINE CLAMP INJECTION PORT CONNECTION PORT FOR IV SET ARTERY PRESSURE MONITORING LINE WITH TRANSDUCER CONNECTOR WITH FILTER PUMP SEGMENT 8 MM HEPARIN LINE FEMALE LUER LOCK TO FIT WITH DIALYZER VENOUS LINE PVC MEDICAL GRADE ONE WITH FEMALE LUER LOCK TO FIT WITH DIALYZER INJECTION PORT DRIP CHAMBER WITH FILTER LEVEL CONTROL LINE PRESSURE MONITORING LINE WITH TRANSDUCER LINE CLAMP MALE LUER LOCK TO FIT WITH FISTULA NEEDLE OR CATHETER BYPASS CONNECTOR DRAIN BAG WITH FEMALE CONNECTOR CAPACITY 2L STERILIZATION METHOD:STEAM OR GAMMA RADIATION DISPOSABLE STERILE. (1 EACH IS EQUIVALENT TO SET) | RENAL SUPPLEMENTARY
6727 | 4216161800800 | HEMODIALYSIS SUBSTITUTION LINE COMPATIBLE WITH NIKKISO DIALYSIS MACHINE OR EQUIVALENT WITH LENGTH OF APPROXIMATELY 1 METER PUMP SEGMENT 8 MM WITH LENGTH OF APPROXIMATELY 23 CM FOR ON-LINE HDF/HF WITH PRE/POST-DILUTION SUBSTITUTION LINE FOR ON-LINE PRIMING CONNECTION LINE TO SALINE BAG AND RECIRCULATION CONNECTOR | RENAL SUPPLEMENTARY
6728 | 4216161800900 | NEONATAL CONTINUOUS RENAL REPLACEMENT THERAPY SESSION, CVVHDF, EACH SET ALLOWS ANY OF FOLLOWING RENAL REPLACEMENT THERAPIES TO BE PERFORMED AT TIME: (SCUF) SLOW CONTINUOUS ULTRAFILTRATION, (CVVH) CONTINUOUS VENOVENOUS HEMOFILTRATION, (CVVHD) CONTINUOUS VENOVENOUS HEMODIALYSIS, (CVVHDF) CONTINUOUS VENOVENOUS HEMODIAFILTRATION, THE SET IS COMPOSED OF: HIGH FLUX FILTER, MEMBRANE SURFACE AREA 0.2 - 0.3M2, SOLUTION WITH AVAILABILITY OF DIFFERENT CONCENTRATIONS K 0 MMOL/L, 1 MMOL/L, 2 MMOL/L, 3 MMOL/L, 4 MMOL/L WILL BE ON DEMAND, WITH DIFFERENT CALCIUM CONCENTRATIONS 1.25 MMOL/L, 1.5 MMOL/L, 1.75 MMOL/L WILL BE ON DEMAND, WITH GLUCOSE BASED OR GLUCOSE FREE WILL BE ON DEMAND, 4.5 OR 5.0 LITER FOR EVERY KIT TO PROVIDE 3 BAGS, PRIMING COLLECTION BAG CONNECTED TO THE END OF ACCESS VENOUS LINE, FILTRATE BAG 4 LITERS WITH 2 DRAINAGE BAGS IN EACH KIT, DIALYSATE INLET LINE, EFFLUENT OUTLET LINE | RENAL SUPPLEMENTARY
6729 | 4216161801000 | BLOOD LINE ADULT FOR NIKKISO DBB EXA ES DIALYSIS MACHINE OR EQUIVALENT DOUBLE NEEDLE PRIMING VOLUME 143 ML CONSISTS OF DEHP PVC ARTERIAL LINE MEDICAL GRADE ONE WITH MALE LUER LOCK TO FIT WITH FISTULA NEEDLE OR CATHETER LINE CLAMP INJECTION PORT ARTERY CHAMBER CONNECTED WITH ONLINE PORT CONNECTOR INFUSION PORT ARTERY PRESSURE MONITORING LINE WITH TRANSDUCER Y-ADAPTER FOR PRIMING LINE CONNECTOR CAP PUMP SEGMENT 8 MM HEPARIN LINE CHAMBER PRE FILTER PRESSURE MONITORING LINE WITH TRANSDUCER FOR TMP FEMALE LUER LOCK TO FIT WITH DIALYZER VENOUS LINE PVC MEDICAL GRADE ONE WITH INJECTION PORT DRIP CHAMBER WITH FILTER LEVEL CONTROL LINE PRESSURE MONITORING LINE WITH TRANSDUCER LINE CLAMP MALE LUER LOCK TO FIT WITH FISTULA NEEDLE OR CATHETER BYPASS CONNECTOR STERILIZATION METHOD: STEAM OR GAMMA RADIATION DISPOSABLE STERILE. (1 EACH IS EQUIVALENT TO SET) | RENAL SUPPLEMENTARY
6730 | 4216161801100 | BLOOD LINE ADULT FOR NIKKISO DBB-EXA ES (ARCHLOOP SYSTEM) OR EQUIVALENT DOUBLE NEEDLE, PRIMING VOL. 143ML. CONSISTS OF DEHP-FREE PVC ARTERIAL LINE WITH MALE LUER LOCK, LINE CLAMP, INJECTION PORT, AND ARTERIAL PRESSURE POD (AIR-FREE DESIGN). CONNECTED WITH ONLINE PORT, INFUSION PORT, ARTERY MONITORING LINE WITH TRANSDUCER, Y-ADAPTER, 8MM PUMP SEGMENT, AND HEPARIN LINE. VENOUS LINE INCLUDES INJECTION PORT, VENOUS PRESSURE POD, MICRO-BUBBLE TRAP WITH FILTER, LEVEL CONTROL LINE, AND MONITORING LINE WITH TRANSDUCER. INCLUDES BYPASS CONNECTOR FOR AUTO-WASHBACK. STERILIZATION: STEAM OR GAMMA, DISPOSABLE, STERILE. (1 SET/EACH) | RENAL SUPPLEMENTARY
6731 | 4216161801200 | BLOOD LINE ADULT FOR NIKKISO DBB-EXA (ARCHLOOP SYSTEM) OR EQUIVALENT DOUBLE NEEDLE, PRIMING VOL. 143ML. CONSISTS OF DEHP PVC ARTERIAL LINE WITH MALE LUER LOCK, LINE CLAMP, INJECTION PORT, AND ARTERIAL PRESSURE POD (AIR-FREE DESIGN). CONNECTED WITH ONLINE PORT, INFUSION PORT, ARTERY MONITORING LINE WITH TRANSDUCER, Y-ADAPTER, 8MM PUMP SEGMENT, AND HEPARIN LINE , PRE FILTER PRESSURE POD,PRE CONNECTED WITH HDF PORT ,VENOUS LINE INCLUDES INJECTION PORT, VENOUS PRESSURE POD,POST CONNECTED WITH HDF PORT, MICRO-BUBBLE TRAP WITH FILTER, LEVEL CONTROL LINE, AND MONITORING LINE WITH TRANSDUCER. INCLUDES BYPASS CONNECTOR FOR AUTO-WASHBACK. STERILIZATION: STEAM OR GAMMA, DISPOSABLE, STERILE. (1 SET/EACH) | RENAL SUPPLEMENTARY
6732 | 4216162000000 | BLOOD LINE TUBING SET FOR HOSPITAL INTEGRA MACHINE OR EQUIVALENT ARTERIAL LINE: PVC MEDICAL GRADE 1 CONSISTING OF: INFUSION CANNULA WITH SPIKE END AND PROTECTOR CAP FISTULA CONNECTOR (MALE LUER LOCK TO FIT WITH FISTULA NEEDLE) LINE CLAMP ARTERIAL PRESSURE CHAMBER WITH INFUSION LINE PUMP SEGMENTED BMM HEPARIN LINE 235 MM INJECTION PORT HEMOGLOBIN CHAMBER FOR THE HEMOSCAN FEMALE LUER LOCK TO FIT WITH DIALYZER VENOUS LINE: PVC MEDICAL GRADE 1 CONSISTING: FEMALE LUER LOCK TO FIT WITH DIALYZER DRIP CHAMBER HAVING ID. 17 M 2 WITH FILTER LEVEL CONTROL LINE PRESSURE MONITORING LINE WITH TRANSDUCER PROTECTOR INJECTION PORT LINE CLAMP MALE LUER LOCK TO FIT WITH FISTULA NEEDLE DRAINAGE BAG BYPASS CONNECTOR STERILIZATION METHOD ETO OR STEAM OR GAMMA RADIATION | RENAL SUPPLEMENTARY
6733 | 4216162200200 | SOLUTION, HEMODIALYSIS, MACHINE, DISINFECTANT, COMPATIBLE WITH FRESENIUS MACHINE OR EQUIVALENT, COLD DISINFECTION, 4 - 5 LITERS, CONTAINER | RENAL SUPPLEMENTARY
6734 | 4216163200300 | PRISMA M 100 SET OR PRISMAFLEX M 100 SET WITHOUT SOLUTIONS | RENAL SUPPLEMENTARY
6735 | 4216163200400 | PRISMA M 60 SET OR PRISMAFLEX M 60 SET WITHOUT SOLUTIONS | RENAL SUPPLEMENTARY
6736 | 4216163200500 | BAG EFFLUENT WITH DRAINAGE PORT COMPATIBLE WITH PRISMA FLEX MACHINE OR EQUIVALENT, 5 LITER | RENAL SUPPLEMENTARY
6737 | 4216163201000 | RENAL DIALYSIS (RD) (PERITONEAL DIALYSIS SET FOR HOME CHOICE MACHINE) CYCLE MACHINE HOME CHOICE CASSETTE LINE 4 PRONGS LUER LOCK MINICAP WITH POVIDONE TITANIUM ADAPTER TRANSFER SET WITH TWIST CLAMP THE DIALYSATE BAG CONTAINS 2.27-2.5 % DEXTROSE 3000 ML LOW CALCIUM | RENAL SUPPLEMENTARY
6738 | 4216163300500 | DIALYZER, HIGH FLUX, LOW EFFECTIVE SURFACE AREA, 0.2 M2 STERILIZED BY STEAM OR BETA GAMMA RADIATION | RENAL SUPPLEMENTARY
6739 | 4216163301100 | DIALYZER, LOW FLUX, HOLLOW FIBER, HIGH ULTRA FILTRATION, MEMBRANE MATERIAL: POLYSULFON AND ITS DERIVATIVES WITH: MALE LUER LOCK FOR TUBING, SURFACE AREA BETWEEN 1.3 - 1.4 M 2, VIT. B 12 CLEARANCE AT Q.B. 200 ML/MN KEEPING BLOOD FLOW CONSTANT AT THIS RATE 50 ML/MN, ULTRAFILTRATION RATE BETWEEN 10 - 15 ML/HR/MM HG, NEGATIVE PRESSURE, STERILIZED BY STEAM OR BETA GAMMA RADIATION | RENAL SUPPLEMENTARY
6740 | 4216163301200 | DIALYZER, LOW FLUX, HOLLOW FIBER, HIGH ULTRA FILTRATION, MEMBRANE MATERIAL: POLYSULFON AND ITS DERIVATIVES WITH: MALE LUER LOCK FOR TUBING, SURFACE AREA BETWEEN 1.5 - 1.6 M 2, VIT. B 12 CLEARANCE AT Q.B. 200 ML/MN KEEPING BLOOD FLOW CONSTANT AT THIS RATE 50 ML/MN, ULTRAFILTRATION RATE BETWEEN 15 - 20 ML/HR/MMHG, NEGATIVE PRESSURE, STERILIZED BY STEAM OR BETA GAMMA RADIATION | RENAL SUPPLEMENTARY
6741 | 4216163301300 | DIALYZER HIGH FLUX HOLLOW FIBER MEMBRANE MATERIAL: POLYSULFON AND ITS DERIVATIVES SURFACE AREA 1.3 - 1.4 M 2 HIGH ULTRA FILTRATION COEFFICIENT 40 ML/HR/ 1 MM HG STERILIZED BY STEAM OR BETA GAMMA RADIATION | RENAL SUPPLEMENTARY
6742 | 4216163301400 | DIALYZER LOW FLUX HOLLOW FIBER MEDIUM ULTRA FILTRATION MEMBRANE MATERIAL: POLYSULFON AND ITS DERIVATIVES WITH: MALE LUER LOCK FOR TUBING SURFACE AREA 1.0 - 1.2 M 2 VIT. B 12 CLEARANCE AT Q.B. 200 ML/MN KEEPING BLOOD FLOW CONSTANT AT THIS RATE 45 ML/MN ULTRAFILTRATION RATE BETWEEN 8 - 10 ML/HR/MM HG NEGATIVE PRESSURE STERILIZED BY STEAM OR BETA GAMMA RADIATION | RENAL SUPPLEMENTARY
6743 | 4216163301500 | DIALYZER HIGH FLUX WITH ANTI-THROMBOGENIC HOLLOW FIBER MEMBRANE MATERIAL: HEPARIN: AN 69 STE MEMBRANE SURFACE AREA 1.65 M HIGH ULTRA FILTRATION COEFFICIENT 50 ML/HR/MMHG STERILIZATION BY STEAM OR GAMMA RADIATION | RENAL SUPPLEMENTARY
6744 | 4216163301600 | DIALYZER, LOW FLUX, HOLLOW FIBER, MEMBRANE MATERIAL: POLYSULFON AND ITS DERIVATIVES, LOW ULTRA FILTRATION, WITH: MALE LUER LOCK FOR TUBING, SURFACE AREA 0.7 - 0.8 M 2, VIT. B 12 CLEARANCE AT Q B 200 ML/MN KEEPING BLOOD FLOW CONSTANT AT THIS RATE 30 ML/MN, ULTRAFILTRATION RATE BETWEEN 8 - 10 ML/HOUR/MM HG, STERILIZED BY STEAM OR BETA GAMMA RADIATION | RENAL SUPPLEMENTARY
6745 | 4216163301700 | DIALYZER HIGH FLUX WITH ANTI-THROMBOGENIC HOLLOW FIBER MEMBRANE MATERIAL: HEPARIN: AN69 ST MEMBRANE SURFACE AREA 1.35 M HIGH ULTRAFI LTRATION COEFFICIENT 40 ML/HR/MMHG STERILIZATION BY STEAM OR GAMMA RADIATION | RENAL SUPPLEMENTARY
6746 | 4216163301800 | DIALYZER HIGH FLUX WITH ANTI OXIDANT MADE OF POLYSULFONE OR ACRYL NITRITE OR MEMBRANE SURFACE AREA 1.6 M 2 HIGH ULTRA FILTRATION COE FFICIENT MORE THAN 15 ML/HOUR/ 1 MM HG. STERILIZED BY STEAM OR GAMMA RADIATION | RENAL DIALYSIS SUPPLEMENTARY
6747 | 4216163301900 | DIALYZER HIGH FLUX HOLLOW FIBER MEMBRANE MATERIAL: POLYSULFON AND ITS DERIVATIVES SURFACE AREA 1.6 - 1.7 M 2 HIGH ULTRA FILTRATION COEFFICIENT 40 - 60 ML/HR/ 1 MM HG STERILIZED BY STEAM OR BETA GAMMA RADIATION | RENAL SUPPLEMENTARY
6748 | 4216163302000 | DIALYZER, LOW FLUX, HOLLOW FIBER, PEDIATRIC SIZE, MEMBRANE MATERIAL: POLYSULFON AND ITS DERIVATIVES WITH: MALE LUER LOCK FOR TUBING, SURFACE AREA 0.2 - 0.3 M2, VIT. B12 CLEARANCE AT Q.B. 200ML/MN KEEPING BLOOD FLOW CONSTANT AT THIS RATE 10ML/MN, ULTRAFILTRATION RATE BETWEEN 0.5-1ML/HR/MM HG, NEGATIVE PRESSURE, STERILIZED BY STEAM OR BETA GAMMA RADIATION | RENAL DIALYSIS SUPPLEMENTARY
6749 | 4216163302800 | DIALYZER HIGH FLUX HOLLOW FIBER MEMBRANE MATERIAL: POLYSULFON AND ITS DERIVATIVES SURFACE AREA 1.8 - 2.1 M 2 HIGH ULTRA FILTRATION COEFFICIENT 50 - 60 ML/HR/ 1 MMHG STERILIZED BY STEAM OR BETA GAMMA RADIATION | RENAL SUPPLEMENTARY
6750 | 4216163302900 | DIALYZER, HIGH FLUX, HOLLOW FIBER, MEMBRANE MATERIAL: POLYSULFON AND ITS DERIVATIVES WITH MALE LUER LOCK FOR TUBING, SURFACE AREA 0.6 M 2, VIT. B 12 CLEARANCE AT Q.B. 200 ML/MN KEEPING BLOOD FLOW CONSTANT AT THIS RATE 30 ML/MN, ULTRAFILTRATION RATE BETWEEN 2 - 4 ML/HR/MMHG, NEGATIVE PRESSURE, STERILIZED BY STEAM OR BETA GAMMA RADIATION | RENAL SUPPLEMENTARY
6751 | 4216163303100 | DIALYZER LOW FLUX WITH ANTI OXIDANT MADE OF POLYSULFONE WITH ITS DERIVATIVES SURFACE AREA 1.0-1.3 M2 HIGH ULTRA FILTRATION COEFFICIENT 8- 10 ML/HOUR/1MMHG STERILIZED BY STEAM OR BETA GAMMA RADIATION | RENAL DIALYSIS SUPPLEMENTARY
6752 | 4216163304100 | HEMOFILTRATION SET, FOR PRISMAFLEX M150 SET OR EQUIVALENT, FOR PRISMAFLEX MACHINES, EACH SET ALLOWS ANY OR RENAL REPLACEMENT THERAPIES TO BE PERFORMED AT TIME: SCUF: SLOW CONTINUES ULTRAFILTRATION, CVVH: CONTINUOUS VENO-VENOUS HEMOFILTRATION, CVVHD: CONTINUOUS VENO-VENOUS HEMODIALYSIS, CVVHDF: CONTINUOUS VENO-VENOUS HEMODIAFILTRATION THE SET IS STERILIZED AND CONSIST OF: AN69 HF HOLLOW FIBER DIALYZER WITH MEMBRANE SURFACE AREA 1.5 M2, PRIMING COLLECTION BAG CONNECTED TO THE END OF BLOOD ACCESS LINE, 5 LITTER EFFLUENT BAG WITH DRAINING PORT (SP 354), DIALYSATE INLET LINE, EFFLUENT OUTLET LINE, ARTERIAL LINE TO FIT PRISMAFLEX MACHINE, VENOUS LINE TO FIT PRISMAFLEX MACHINE | RENAL SUPPLEMENTARY
6753 | 4216163304200 | DIALYZER HIGH FLUX HOLLOW FIBR MEMBRANE MATERIAL: POLYMETHYLMETHACRYLATE (PMMA) SURFACE AREA 1.6 M2 HIGH ULTRA FILTRATION COEFFICIENT 33ML/HR/MM HG STERILIZED BY GAMMA RADIATION | RENAL DIALYSIS SUPPLEMENTARY
6754 | 4216163304300 | DIALYZER HIGH FLUX HOLLOW FIBER MEMBRANE MATERIAL: POLYMETHYLMETHACRYLATE (PMMA) SURFACE AREA 1.3 M2 HIGH ULTRA FILTRATION COEFFICIENT 29ML/HR/MM HG STERILIZED BY GAMMA RADIATION | RENAL DIALYSIS SUPPLEMENTARY
6755 | 4216163400000 | CLEAN CART C, (PURIFICATION CARTRIDGE CONTAINING 32 GM OF CITRIC ACID MONOHYDRATE POWDER THAT ENABLES ON - LINE (CLOSE CIRCUIT) OF CITRIC ACID SOLUTION, FOR MACHINE DECALCIFICATION/DISINFECTION) | RENAL SUPPLEMENTARY
6756 | 4216163400100 | CLEAN CART A, (PURIFICATION CARTRIDGE CONTAINING 13 GM OF ANHYDROUS SODIUM CARBONATE POWDER, FOR MACHINE CLEANING/DISINFECTION) | RENAL SUPPLEMENTARY
6757 | 4216163400200 | PERMACATH PACK COMPLETE TRAY FOR PERMACATH PROCEDURES INCLUDING; (1) BACK TABLE; (2) ABSORBENT TOWEL; (1) SURGICAL GOWN L. SIZE; (1) SURGICAL GOWN X.L. SIZE; (1) FEMORAL ANGIO DRAPE; (4) SYRINGES 20CC; (1) SYRINGE 10CC YELLOW; (1) SYRINGE 5CC L/L; (1) FLOW SWITCH; (30) GAUZE SWABS 4 IN X4 IN 16 PLY NRXD; (3) OR CLOTH; (4) UTILITY DRAPES 15 IN X 26 IN; (1) NEEDLE COUNTER 20 CT. FM W/MAGNETIC RED; (1) FLUORO COVER BIG; (2) TOWEL CLAMPS; (1) SPINAL NEEDLE 22GA X 3.5 INCH; (1) NEEDLE 25G X1.5 IN ORANGE; (1) NEEDLE 21G X 1.5 IN GREEN; (1) BLUNT FILL NEEDLE W/FILTER; (1) BOWL 250CC; (1) BOWL 500CC; (1) SCALPEL BLADE #11; (1) MOSQUITO FORCEPS 5 IN CURVED; (1) OPERATING SCISSORS BI/SH 5 INCH STRAIGHT; (1) NEEDLE HOLDER 6 IN STRAIGHT; (1) TISSUE FORCEPS 1X2 TEETH STRAIGHT 5 INCH; (1) LARGE DRAPE. | INTERVENTIONAL RADIO,CARDIAC CATH
6758 | 4216163500700 | BICARBONATE CARTRIDGE, 650 GM, WELL SEALED, EASILY FIXED HORIZONTALLY TO THE PORT THROUGH TWO LIP, SEALS FOR FRESENIUS 5008 HEMODIALYSIS MACHINE AND FRESENIUS 4008 CLASSIC HEMODIALYSIS MACHINE OR EQUIVALENT | RENAL SUPPLEMENTARY
6759 | 4216163500800 | BICARBONATE CARTRIDGE, 650 GM, WELL SEALED, EASILY PERFORATED AND FITTED WITH FRESENIUS HEMODIALYSIS MACHINE 4008 S OR EQUIVALENT | RENAL SUPPLEMENTARY
6760 | 4216163500900 | BICARBONATE CARTRIDGE, 650 GM, WELL SEALED, EASILY PERFORATED AND IT SHOULD BE FITTED WITH FILTERS IN BOTH ENDS, AND FITTED WITH GAMBRO AND B BRAUN AND OTHER HEMODIALYSIS MACHINES OR EQUIVALENT | RENAL SUPPLEMENTARY
6761 | 4216163501000 | BICARBONATE CARTRIDGE, 750 GM, WELL SEALED, EASILY PERFORATED AND FITTED WITH FRESENIUS HEMODIALYSIS MACHINE, MODEL 4008 S OR EQUIVALENT | RENAL SUPPLEMENTARY
6762 | 4216163501300 | MOBILE HEMODIALYSIS CARTRIDGE FOR PEDIATRIC WITH INJECTION PORT COMPATIBLE FOR NXSTAGE MACHINE OR EQUIVALENT | RENAL SUPPLEMENTARY
6763 | 4216163501400 | BICARBONATE CARTRIDGE AND SODIUM CHLORIDE CARTRIDGE, FOR PREPARATION OF DIALYSIS FLUID, COMPATIBLE WITH GAMBRO AK 200 OR EQUIVALENT, ULTRA HEMODIALYSIS MACHINE, BOTH CARTRIDGES ARE PACKED TOGETHER IN POLYETHYLENE BAG AND CONSIST OF ONE SODIUM BICARBONATE 720 GM CARTRIDGE | RENAL SUPPLEMENTARY
6764 | 4216163501700 | BICARBONATE CARTRIDGE, 750 GM, WELL SEALED, EASILY FIXED HORIZONTALLY TO THE PORT THROUGH TWO LIP, COMPATIBLE WITH FRESENIUS 4008S OR 4008 CLASSIC HEMODIALYSIS MACHINE OR EQUIVALENT | RENAL SUPPLEMENTARY
6765 | 4216163501800 | BICARBONATE CARTRIDGE, 900 GM, WELL SEALED, EASILY FIXED HORIZONTALLY TO THE PORT THROUGH TWO LIP, COMPATIBLE WITH FRESENIUS 5008 OR 6008 HEMODIALYSIS MACHINE OR EQUIVALENT | RENAL SUPPLEMENTARY
6766 | 4216165901400 | RD HEMODIALYSIS, ACID CONCENTRATE, FOR BICARBONATE DIALYSIS FORMULA (FF2), AFTER DILUTING 1 LITER CONCENTRATE WITH 34 LITERS OF WATER, THE FOLLOWING CONCENTRATIONS OF IONS/LITER ARE OBTAINED: NA 103 MMOL, ACETATE 2.97 CA 1.5 MMOL, CL 108 MMOL, MG 0.5 MMOL, DEXTROSE 1.1 GM/L MMOL, K 1 MMOL, WITH AN OSMOLARITY OF 223 MOSM/L, 5 LITERS/PLASTIC CONTAINER | RENAL SUPPLEMENTARY
6767 | 4216165902700 | HEMODIALYSIS CATHETER INTERNAL JUGULAR, SHORT TERM, CURVED SHAFT, 12 FR X 15 CM | RENAL SUPPLEMENTARY
6768 | 4216165902800 | HEMODIALYSIS CATHETER SHORT TERM FEMORAL, STRAIGHT, SHAFT 12 FR X 20 CM | RENAL SUPPLEMENTARY
6769 | 4216165902900 | TUBE EXTENSION, FOR PERITONEAL DIALYSIS CATHETER, COMPATIBLE WITH BAXTER MACHINE OR EQUIVALENT | RENAL SUPPLEMENTARY
6770 | 4216165903000 | CATHETER KIT, TRIPLE - LUMEN, ACUTE HIGH PRESSURE, 12-12.5 FR X 20 CM, CURVED EXTENSIONS, STERILE | RENAL SUPPLEMENTARY
6771 | 4216165903100 | CATHETERIZATION SET FOR HEMODIALYSIS, TWO-LUMEN, SHORT TERM, 14 FR X 20 CM, WITH BLUE FLEXTIP, CURVED CATHETER FOR HIGH VOLUME INFUSIONS, STERILE | RENAL SUPPLEMENTARY
6772 | 4216165903200 | CATHETER, FOR PERITONEAL DIALYSIS, 25-30 CM, STRAIGHT, 2 CUFFS, PEDIATRIC | RENAL SUPPLEMENTARY
6773 | 4216165903300 | CATHETER, FOR PERITONEAL DIALYSIS, 32 CM, PEDIATRIC, COILED, 2 CUFFS | RENAL SUPPLEMENTARY
6774 | 4216165903400 | CATHETER, HEMODIALYSIS KIT, 10 FR X 12-13 CM, SHORT TERM | RENAL SUPPLEMENTARY
6775 | 4216165903600 | CATHETER, HEMODIALYSIS KIT, 11-12 FR X 15-16 CM, SHORT TERM, CURVED | RENAL SUPPLEMENTARY
6776 | 4216165903700 | CATHETER, HEMODIALYSIS KIT, 12.5 FR X 15 CM, LONG TERM, FOR PEDIATRIC PATIENTS | RENAL SUPPLEMENTARY
6777 | 4216165903900 | CATHETER, HEMODIALYSIS KIT, STRAIGHT, 12 FR X 15 CM, SHORT TERM | RENAL SUPPLEMENTARY
6778 | 4216165904000 | CATHETER, HEMODIALYSIS KIT, 11.5 FR X 20 CM, STRAIGHT TIP, SHORT TERM | RENAL SUPPLEMENTARY
6779 | 4216165904100 | CATHETER, HEMODIALYSIS KIT, 13 FR X 15 CM, CURVED, TRIPLE LUMEN, SHORT TERM | RENAL SUPPLEMENTARY
6780 | 4216165904200 | CATHETER, HEMODIALYSIS KIT, 13 FR X 20 CM, STRAIGHT, TRIPLE LUMEN | RENAL SUPPLEMENTARY
6781 | 4216165904300 | CATHETER, HEMODIALYSIS KIT, STRAIGHT, 8 FR X 11 - 12 CM, SHORT TERM | RENAL SUPPLEMENTARY
6782 | 4216165904500 | CATHETER, HEMODIALYSIS KIT, 9 FR X 15 CM, SHORT TERM | RENAL SUPPLEMENTARY
6783 | 4216165904800 | CATHETER, HEMODIALYSIS, SILICONE, KIT, 10 FR X 21-25 CM (18 CM TIP TO CUFF), LONG TERM | RENAL SUPPLEMENTARY
6784 | 4216165904900 | CATHETER, HEMODIALYSIS, SILICONE, KIT, 10 FR X 24-28 CM (20 CM TIP TO CUFF), LONG TERM | RENAL SUPPLEMENTARY
6785 | 4216165905000 | CATHETER, HEMODIALYSIS, KIT, 11.5 FR X 24 CM, STRAIGHT, SHORT TERM | RENAL SUPPLEMENTARY
6786 | 4216165905300 | CATHETER, HEMODIALYSIS, SILICONE, KIT, 12.5 FR X 24-28 CM (19 CM TIP TO CUFF), LONG TERM | RENAL SUPPLEMENTARY
6787 | 4216165905500 | CATHETER HEMODIALYSIS SILICONE KIT 12.5 FR X 23 - 27 CM TIP TO CUFF LONG TERM | RENAL SUPPLEMENTARY
6788 | 4216165906100 | CATHETER, HEMODIALYSIS, SILICONE, KIT, 14.5 FR X 19 CM TIP TO CUFF, LONG TERM | RENAL SUPPLEMENTARY
6789 | 4216165906200 | CATHETER, HEMODIALYSIS, SILICONE, KIT, 14.5 FR X 23 CM TIP TO CUFF, LONG TERM | RENAL SUPPLEMENTARY
6790 | 4216165906300 | CATHETER, HEMODIALYSIS, SILICONE, KIT, 14.5 FR X 35 CM TIP TO CUFF, LONG TERM | RENAL SUPPLEMENTARY
6791 | 4216165906400 | CATHETER, HEMODIALYSIS, SILICONE, KIT, 14 FR X 23 CM TIP TO CUFF, LONG TERM | RENAL SUPPLEMENTARY
6792 | 4216165906500 | CATHETER HEMODIALYSIS SILICONE KIT 14.5FR X 28 CM TIP TO CUFF LONG TERM | RENAL SUPPLEMENTARY
6793 | 4216165906600 | CATHETER HEMODIALYSIS SILICONE KIT 14.5 FR X 33 CM TIP TO CUFF LONG TERM | RENAL SUPPLEMENTARY
6794 | 4216165906800 | CATHETER HEMODIALYSIS SILICONE KIT 14.5 FR X 42 CM TIP TO CUFF LONG TERM | RENAL SUPPLEMENTARY
6795 | 4216165907000 | CATHETER, HEMODIALYSIS, SILICONE, KIT, STRAIGHT 6 - 6.5 FR X 7 - 9 CM, SHORT TERM | RENAL SUPPLEMENTARY
6796 | 4216165907200 | CATHETER, HEMODIALYSIS, SILICONE, KIT, STRAIGHT 8 FR X 8-9 CM, SHORT TERM | RENAL DIALYSIS SUPPLEMENTARY
6797 | 4216165907600 | CATHETER, HEMODIALYSIS, SILICONE, KIT, 8 FR X 24 - 26 CM, LONG TERM | RENAL SUPPLEMENTARY
6798 | 4216165910400 | CATHETER, LONG TERM, JUGULAR VEIN DUAL LUMEN FOR ADULT CONSISTS OF: PERMANENT DUAL LUMEN CATHETER ATTACHED TO Y CONNECTOR WITH FEMALE LUER LOCK ADAPTER WITH DACRON FELT CUFF 14.5 FR X 19CM FROM THE TIP TO CUFF, SYMMETRIC-TIP FLOW RATES 300 ML/MT RECIRCULATION 5 % OR LESS J-STRAIGHT 0.038 INCH GUIDEWIRE SHEATH DILATOR TUNNELING STYLET INTRODUCER NEEDLE AND 10 CC LUER LOCK SYRINGE DISPOSABLE STERILE | RENAL SUPPLEMENTARY
6799 | 4216165910500 | CATHETER, LONG TERM, JUGULAR VEIN DUAL LUMEN FOR ADULT CONSISTS OF: PERMANENT DUAL LUMEN CATHETER ATTACHED TO Y CONNECTOR WITH FEMALE LUER LOCK ADAPTER WITH DACRON FELT CUFF 14.5 FR X 23 CM FROM TIP TO CUFF, SYMMETRIC-TIP FLOW RATES 300 ML/MT RECIRCULATION 5 % OR LESS J-STRAIGHT 0.038 INCH GUIDEWIRE SHEATH DILATOR TUNNELING STYLET INTRODUCER NEEDLE AND 10 CC LUER LOCK SYRINGE DISPOSABLE STERILE | RENAL SUPPLEMENTARY
6800 | 4216165910600 | CATHETER, LONG TERM, FEMORAL VEIN DUAL LUMEN FOR ADULT CONSISTS OF: PERMANENT DUAL LUMEN CATHETER ATTACHED TO Y CONNECTOR WITH FEMALE LUER LOCK ADAPTER WITH DACRON FELT CUFF 14.5-15.5 FR X 50-55 CM FROM TIP TO CUFF, SYMMETRIC-TIP FLOW RATES 300 ML/MT RECIRCULATION 5 % OR LESS J-STRAIGHT 0.038 INCH GUIDEWIRE SHEATH DILATOR TUNNELING STYLET INTRODUCER NEEDLE AND 10 CC LUER LOCK SYRINGE DISPOSABLE STERILE | RENAL SUPPLEMENTARY
6801 | 4216165910700 | CATHETER, LONG TERM, FEMORAL VEIN DUAL LUMEN FOR ADULT CONSISTS OF: PERMANENT DUAL LUMEN CATHETER ATTACHED TO Y CONNECTOR WITH FEMALE LUER LOCK ADAPTER WITH DACRON FELT CUFF 14.5 FR X 28 CM FROM TIP TO CUFF, SYMMETRIC-TIP FLOW RATES 300 ML/MT RECIRCULATION 5 % OR LESS J-STRAIGHT 0.038 INCH GUIDEWIRE SHEATH DILATOR TUNNELING STYLET INTRODUCER NEEDLE AND 10 CC LUER LOCK SYRINGE DISPOSABLE STERILE | RENAL SUPPLEMENTARY
6802 | 4216165910800 | CATHETER, LONG TERM, JUGULAR VEIN FOR ADULT CONSISTING OF: DUAL LUMEN EFFECTIVE LENGTH ROTATING POLYURETHANE AND CLEAR SILICONE EXTENSION TUBES TERMINATING WITH END CAPS 14.5-15.5 FR X 50 CM FROM TIP TO CUFF GUIDEWIRE SHEATH DILATOR TUNNELING STYLET INTRODUCER NEEDLE AND 10 CC LUER LOCK SYRINGE SCALPEL DISPOSABLE STERILE | RENAL SUPPLEMENTARY
6803 | 4216165910900 | CATHETER, SHORT TERM, JUGULAR VEIN FOR CHILDREN CONSISTING OF: DUAL LUMEN SILICONE RUBBER CATHETER AND CLEAR SILICONE EXTENSION TUBES TERMINATING WITH END CAPS 7 FR X 7 CM GUIDEWIRE SHEATH DILATOR INTRODUCER NEEDLE AND 5 CC LUER LOCK SYRINGE DISPOSABLE STERILE | RENAL SUPPLEMENTARY
6804 | 4216165911000 | CATHETER, SHORT TERM, JUGULAR VEIN FOR CHILDREN CONSISTING OF: DUAL LUMEN SILICONE RUBBER CATHETER AND CLEAR SILICONE EXTENSION TUBES TERMINATING WITH END CAPS 7 FR X 10 CM GUIDEWIRE SHEATH DILATOR INTRODUCER NEEDLE AND 5 CC LUER LOCK SYRINGE DISPOSABLE STERILE | RENAL SUPPLEMENTARY
6805 | 4216165911100 | CATHETER, SHORT TERM, JUGULAR VEIN FOR CHILDREN CONSISTING OF: DUAL LUMEN SILICONE RUBBER CATHETER AND CLEAR SILICONE EXTENSION TUBES TERMINATING WITH END CAPS 9 FR X 10- 12 CM GUIDEWIRE SHEATH DILATOR INTRODUCER NEEDLE AND 5 CC LUER LOCK SYRINGE DISPOSABLE STERILE | RENAL SUPPLEMENTARY
6806 | 4216165911200 | CATHETER, SHORT TERM, JUGULAR VEIN FOR CHILDREN CONSISTING OF: DUAL LUMEN SILICONE RUBBER CATHETER AND CLEAR SILICONE EXTENSION TUBES TERMINATING WITH END CAPS 11 FR X 12 CM GUIDEWIRE SHEATH DILATOR INTRODUCER NEEDLE AND 5 CC LUER LOCK SYRINGE DISPOSABLE STERILE | RENAL SUPPLEMENTARY
6807 | 4216165911300 | CATHETER, SHORT TERM, JUGULAR VEIN FOR ADULT CONSISTING OF: DUAL LUMEN POLYURETHANE CATHETER AND CLEAR SILICONE RUBBER EXTENSION THE OUTER PART IS CURVED AND DIRECTED DOWNWARDS TO THE JUGULAR VEIN TUBES TERMINATING WITH END CAPS 11-12 FR X 15-16 CM GUIDEWIRE SHEATH DILATOR INTRODUCER NEEDLE AND 5 CC LUER LOCK SYRINGE DISPOSABLE STERILE | RENAL SUPPLEMENTARY
6808 | 4216166100000 | HEMODIALYSIS, DRAINAGE BAG, 2 LITERS | RENAL SUPPLEMENTARY
6809 | 4216166100200 | ADAPTER, BIOFINE, LOCKING, TO CONNECT BETWEEN THE INNER AND OUTER CATHETER, REMAIN PERMANENT | RENAL SUPPLEMENTARY
6810 | 4216166100300 | HEMOFILTRATION SET FOR MULTIFILTRATE PRO KIT 1000 CVVHDF COMPATIBLE WITH (FRESENIUS) OR EQUIVALENT EACH SET ALLOWS ANY OF FOLLOWING RENAL REPLACEMENT THERAPIES TO BE PERFORMED AT TIME: (SCUF) SLOW CONTINUOUS ULTRAFILTRATION (CVVH) CONTINUOUS VENOVENOUS HEMOFILTRATION (CVVHD) CONTINUOUS VENOVENOUS HEMODIALYSIS (CVVHDF) CONTINUOUS VENOVENOUS HEMODIAFILTRATION, THE SET IS COMPOSED OF: A FILTER MADE OF POLYSULFONE AV600S ULTRAFLUX MEMBRANE SURFACE AREA 1.8 M2 MULTIBIC SOLUTION 4.5 LITER FOR EVERY KIT TO PROVIDE 4 BAGS OF MULTIBIC PRIMING COLLECTION BAG CONNECTED TO THE END OF ACCESS VENOUS LINE FILTRATE BAG 10 LITERS WITH 2 DRAINAGE BAGS IN EACH KIT DIALYSATE INLET LINE EFFLUENT OUTLET LINE ARTERIAL LINE TO FIT MULTIFILTRATE PRO MACHINE VENOUS LINE TO FIT MULTIFILTRATE PRO MACHINE SUBSTITUTE SYSTEM MULTIFILTRATE | RENAL SUPPLEMENTARY
6811 | 4216166100400 | HEMOFILTRATION SET FOR MULTIFILTRATE PRO KIT CI-CA 1000 HDF COMPATIBLE WITH(FRESENIUS) OR EQUIVALENT EACH SET ALLOWS ANY OF FOLLOWING RENAL REPLACEMENT THERAPIES TO BE PERFORMED AT TIME: (SCUF) SLOW CONTINUOUS ULTRAFILTRATION (CVVH) CONTINUOUS VENOVENOUS HEMOFILTRATION (CVVHD) CONTINUOUS VENOVENOUS HEMODIALYSIS (CVVHDF) CONTINUOUS VENOVENOUS HEMODIAFILTRATION, THE SET IS COMPOSED OF: A FILTER MADE OF POLYSULFONE AV600S ULTRAFLUX MEMBRANE SURFACE AREA 1.8 M2 CI-CA DIALYSATE K2 SOLUTION 4.5 LITER FOR EVERY KIT TO PROVIDE 4 BAGS OF CI-CA DIALYSATE K4 SOLUTION PRIMING COLLECTION BAG CONNECTED TO THE END OF ACCESS VENOUS LINE FILTRATE BAG 10 LITERS WITH 2 DRAINAGE BAGS IN EACH KIT DIALYSATE INLET LINE EFFLUENT OUTLET LINE ARTERIAL LINE TO FIT MULTIFILTRATE PRO MACHINE VENOUS LINE TO FIT MULTIFILTRATE PRO MACHINE SUBSTITUTE SYSTEM MULTIFILTRATE | RENAL SUPPLEMENTARY
6812 | 4216166100500 | HEMOFILTRATION SET FOR MULTIFILTRATE PRO KIT CI-CA 1000 HD COMPATIBLE WITH (FRESENIUS) OR EQUIVALENT EACH SET ALLOWS ANY OF FOLLOWING RENAL REPLACEMENT THERAPIES TO BE PERFORMED AT TIME: (SCUF) SLOW CONTINUOUS ULTRAFILTRATION (CVVH) CONTINUOUS VENOVENOUS HEMOFILTRATION (CVVHD) CONTINUOUS VENOVENOUS HEMODIALYSIS (CVVHDF) CONTINUOUS VENOVENOUS HEMODIAFILTRATION, THE SET IS COMPOSED OF: A FILTER MADE OF POLYSULFONE AV600S ULTRAFLUX MEMBRANE SURFACE AREA 1.8M2 CI-CA DIALYSATE K2 SOLUTION 4.5 LITER FOR EVERY KIT TO PROVIDE 4 BAGS OF CI-CA DIALYSATE K4 SOLUTION PRIMING COLLECTION BAG CONNECTED TO THE END OF ACCESS VENOUS LINE FILTRATE BAG 10 LITERS WITH 2 DRAINAGE BAGS IN EACH KIT DIALYSATE INLET LINE EFFLUENT OUTLET LINE ARTERIAL LINE TO FIT MULTIFILTRATE PRO MACHINE VENOUS LINE TO FIT MULTIFILTRATE PRO MACHINE SUBSTITUTE SYSTEM MULTIFILTRATE | RENAL SUPPLEMENTARY
6813 | 4216166100600 | HEMOFILTRATION SET, FOR MULTIFILTRATE PRO KIT CI-CA HD EMIC2 COMPATIBLE WITH (FRESENIUS) OR EQUIVALENT, EACH SET ALLOWS ANY OF FOLLOWING RENAL REPLACEMENT THERAPIES TO BE PERFORMED AT TIME: (SCUF) SLOW CONTINUOUS ULTRAFILTRATION, (CVVH) CONTINUOUS VENOVENOUS HEMOFILTRATION, (CVVHD) CONTINUOUS VENOVENOUS HEMODIALYSIS, (CVVHDF) CONTINUOUS VENOVENOUS HEMODIAFILTRATION, THE SET IS COMPOSED OF: A FILTER MADE OF POLYSULFONE AV600S ULTRAFLUX, MEMBRANE SURFACE AREA 1.8M2, CI-CA DIALYSATE K2 SOLUTION 4.5 LITER FOR EVERY KIT TO PROVIDE 4 BAGS OF, CI-CA DIALYSATE K4 SOLUTION, PRIMING COLLECTION BAG CONNECTED TO THE END OF ACCESS VENOUS LINE, FILTRATE BAG 10 LITERS WITH 2 DRAINAGE BAGS IN EACH KIT, DIALYSATE INLET LINE, EFFLUENT OUTLET LINE, ARTERIAL LINE TO FIT MULTIFILTRATE PRO MACHINE, VENOUS LINE TO FIT MULTIFILTRATE PRO MACHINE, SUBSTITUTE SYSTEM MULTIFILTRATE | RENAL SUPPLEMENTARY
6814 | 4216170100000 | ULTRA FILTER, FOR BACTERIA AND ENDOTOXIN RETENTION, TO BE USED WITH FRESENIUS HEMODIALYSIS MACHINES OR EQUIVALENT, FOR ONLINE PREPARATION OF DIALYSATE FOR HEMODIAFILTRATION | RENAL SUPPLEMENTARY
6815 | 4216170100200 | HEMOFILTRATION SET FOR PRISMA M100 SET (HOSPITAL) OR EQUIVALENT HIGH VOLUME: EACH SET ALLOWS ANY OR RENAL REPLACEMENT THERAPIES TO BE PERFORMED AT TIME: SCUF: SLOW CONTINUOUS ULTRAFILTRATION CVVH : CONTINUOUS VENOVENOUS HEMOFILTRATION CVVHD: CONTINUOUS VENOVENOUS HEMODIALYSIS CVVHDF: CONTINUOUS VENOVENOUS HEMODIAFILTRATION THIS SET CONSISTS OF: A FILTER MADE OF AN 69 MEMBRANE MEMBRANE SURFACE AREA 0.9 M2 HEMOSOL BE SOLUTION 2 LITERS FOR EVERY SET M 100 TO PROVIDE 6 BAGS OF HEMOSOL BO PRIMING COLLECTION BAG CONNECTED TO THE END OF ACCESS LINE A - 5 LITER EFFLUENT BAG WITH DRAINAGE PORT (SP 354) DIALYSATE INLET LINE EFFLUENT OUTLET LINE ARTERIAL LINE TO FIT PRISMA MACHINE VENOUS LINE TO FIT PRISMA MACHINE | RENAL SUPPLEMENTARY
6816 | 4216170100300 | HEMOFILTRATION SET, FOR MULTIFILTRATE KIT 3 CVVHD 600 FOR FRESENIUS MULTIFILTRATE MACHINES OR EQUIVALENT, ALLOW RENAL REPLACEMENT THERAPY CVVHD: CONTINUOUS VENO - VENOUS HEMODIALYSIS, INCLUDE: ULTRAFLUX AV 600 S HEMOFILTER, STEAM STERILIZED WITH 1.4 M2 SURFACE AREA, DIALYSATE SYSTEM WITH INTEGRATED HEATER BAG, HEPARIN SYRINGE 50 ML | RENAL SUPPLEMENTARY
6817 | 4216170100500 | BLOOD LINE FOR FRESENIUS MACHINE 2008/4008 OR EQUIVALENT DOUBLE NEEDLE CONSISTING OF: ARTERIAL LINE PVC MEDICAL GRADE ONE WITH: MALE LUER LOCK TO FIT WITH FISTULA NEEDLE INFUSION CANNULA WITH SPIKE AND PROTECTOR CAP LINE CLAMP INJECTION PORT PRESSURE MONITORING LINE WITH TRANSDUCER PROTECTOR PUMP SEGMENT LENGTH NOT LESS THAN 350 MM HEPARIN LINE POST PUMP ARTERIAL CHAMBER VENOUS LINE PVC MEDICAL GRADE ONE WITH: FEMALE LUER LOCK TO FIT WITH DIALYZER DRIP CHAMBER WITH FILTER LEVEL LINE PRESSURE MONITORING LINE WITH TRANSDUCER PROTECTOR INJECTION PORT LINE CLAMP MALE LUER LOCK TO FIT WITH FISTULA NEEDLE DRAINAGE BAG VENOUS BUBBLE TRAP 22 MM STERILIZATION METHOD:ETO OR STEAM OR GAMMA RADIATION BYPASS CONNECTOR DISPOSABLE STERILE | RENAL SUPPLEMENTARY
6818 | 4216170100600 | ULTRA FILTER, FOR RETENTION OF BACTERIA AND ENDOTOXIN IN HEMOFILTRATION AND HEMODIAFILTRATION TREATMENT, WITH GAMBRO AK 96 AND ARTIS HEMODIALYSIS MACHINES, U 9000 S OR EQUIVALENT, FILTER WITH SURFACE AREA 2.1 M 2, STERILIZATION BY STEAM OR GAMMA IRRADIATION, DISPOSABLE | RENAL SUPPLEMENTARY
6819 | 4216170100700 | HEMOFILTRATION SET FOR MULTIFILTRATE KIT 4 CVVHDF 600 FOR FRESENIUS MULTIFILTRATE MACHINES OR EQUIVALENT ALLOW RENAL REPLACEMENT THERAPY CVVHDF : CONTINUOUS VENO - VENOUS HEMODIAFILTRATION INCLUDE: ULTRAFLUX AV 600 S HEMOFILTE STEAM STERILIZED WITH 1.4 M2 SURFACE AREA SUBSTITUTE SYSTEM WITH INTEGRATED HEATER BAG DIALYSATE SYSTEM WITH INTEGRATED HEATER BAG HEPARIN SYRINGE 50 ML | RENAL SUPPLEMENTARY
6820 | 4216170100900 | HEMOFILTRATION SET FOR MULTIFILTRATE KIT 1 CVVH 400 (FRESENIUS) OR EQUIVALENT EACH SET ALLOWS ANY OF FOLLOWING RENAL REPLACEMENT THERAPIES TO BE PERFORMED AT TIME: (SCUF) SLOW CONTINUOUS ULTRAFILTRATION (CVVH) CONTINUOUS VENOVENOUS HEMOFILTRATION (CVVHD) CONTINUOUS VENOVENOUS HEMODIALYSIS (CVVHDF) CONTINUOUS VENOVENOUS HEMODIAFILTRATION. THE SET IS COMPOSED OF: A FILTER MADE OF POLYSULFONE AV400S ULTRAFLUX MEMBRANE SURFACE AREA 0.7 M2 MULIBIC SOLUTION 4.5 LITER FOR EVERY KIT 1 TO PROVIDE 2 BAGS OF MULTIBIC PRIMING COLLECTION BAG CONNECTED TO THE END OF ACCESS LINE FILTRATE BAG 10 LITERS WITH DRAINAGE PORT DIALYSATE INLET LINE EFFLUENT OUTLET LINE ARTERIAL LINE TO FIT MULTIFILTRATE MACHINE VENOUS LINE TO FIT MULTIFILTRATE MACHINE SUBSTITUTE SYSTEM MULTIFILTRATE | RENAL SUPPLEMENTARY
6821 | 4216170101000 | HEMOFILTRATION KIT FOR CONTINUOUS VENO - VENOUS HEMOFILTRATION FOR AQUARIUS PLATINUM MACHINE (CRRT) CONTAINS: ADULT STANDARD LINE SET FOR AQUARIUS MACHINE (EXTRACORPOREAL VOLUME= 100 ML) WITH HEATER BAG FOUR PRESSURE SENSORS VENOUS CHAMBER BLD CHAMBER AND DEGASSING CHAMBER ALL INTEGRATED PRECONNECTED AND SUITABLE TO USE FOR SCUF. CVVH CVVHD CVVHDF TPE AND HEMOPERFUSION LUER LOCK CONNECTION HEMOFILTER SURFACE AREA= 1.9 M 2 GLYCERINE FREE MAXIMUM TMP= 600 MMHG PRIMING VOLUME= 109 ML LUER UF PORTS SUITABLE FOR SCUF CVVH CVVHD CVVHDF MATERIAL POLYETHER SULFONE. E.T.O STERILIZED BICARBONATE SOLUTION (4 BAGS) | RENAL SUPPLEMENTARY
6822 | 4216170101500 | HEMOFILTRATION SET, FOR PRISMAFLEX M 100 SET OR EQUIVALENT, FOR PRISMAFLEX MACHINES, EACH SET ALLOWS ANY OR RENAL REPLACEMENT THERAPIES TO BE PERFORMED AT TIME: SCUF: SLOW CONTINUES ULTRAFILTRATION, CVVH: CONTINUOUS VENO - VENOUS HEMOFILTRATION, CVVHD: CONTINUOUS VENO - VENOUS HEMODIALYSIS, CVVHDF: CONTINUOUS VENO - VENOUS HEMODIAFILTRATION THE SET IS STERILIZED AND CONSIST OF: AN69 HF HOLLOW FIBER DIALYZER WITH MEMBRANE SURFACE AREA 0.9 M2, PRIMING COLLECTION BAG CONNECTED TO THE END OF BLOOD ACCESS LINE, 5 LITTER EFFLUENT BAG WITH DRAINING PORT (SP 354), DIALYSATE INLET LINE, EFFLUENT OUTLET LINE, ARTERIAL LINE TO FIT PRISMAFLEX MACHINE, VENOUS LINE TO FIT PRISMAFLEX MACHINE | RENAL SUPPLEMENTARY
6823 | 4216170102200 | ULTRA HDF LINE, FOR HEMODIALYSIS, ARTISET GAMBRO OR EQUIVALENT, DISPOSABLE, STERILE | RENAL SUPPLEMENTARY
6824 | 4216170102400 | HEMOFILTRATION SESSION FOR CONTINUOUS VENO-VENOUS HEMOFILTRATION FOR AQUARIUS PLATINUM MACHINE (CRRT) CONTAINS: ADULT STANDARD LINE SET FOR AQUARIUS MACHINE (EXTRACORPOREAL VOLUME=100ML) WITH HEATER BAG FOUR PRESSURE SENSORS VENOUS CHAMBER BLD CHAMBER AND DEGASSING CHAMBER ALL INTEGRATED PRECONNECTED AND SUITABLE TO USE FOR SCUF. CVVH CVVHD CVVHDF TPE AND HEMOPERFUSION LUER LOCK CONNECTION HEMOFILTER SURFACE AREA= 1.2 M2 GLYCERINE FREE MAXIMUM TMP= 600 MMHG PRIMING VOLUME= 73 ML LUER UF PORTS SUITABLE FOR SCUF CVVH CVVHD CVVHDF MATERIAL POLYETHER SULFONE E.T.O STERILIZED BICARBONATE SOLUTION (4 BAGS) | RENAL SUPPLEMENTARY
6825 | 4216170102600 | HEMOFILTRATION SET, FOR PEDIATRIC HEMODIALYSIS, DIAPACT MACHINE OR EQUIVALENT, (THERAPIES: CVVH, CVVHD, CVVHDF, HF, HD, HFD), THE SET CONSISTS OF: HEMOFILTER, ARTERIAL AND VENOUS LINES, DIALYSATE / SUBSTITUTION LINE, EFFLUENT / ULTRAFILTRATE LINE, COLLECTING AND HEATING BAG | RENAL SUPPLEMENTARY
6826 | 4216170102700 | HEMOFILTRATION SET, FOR ADULT HEMOFILTRATION HEMODIALYSIS, DIAPACT MACHINE OR EQUIVALENT, (THERAPIES: CVVH, CVVHD, CVVHFD, HF, HD, HFD), INCLUDES THE FOLLOWING: ARTERIAL LINE, VENOUS LINE, DIALYSATE / SUBSTITUTION LINE, EFFLUENT / ULTRAFILTRATE LINE, COLLECTING BAG | RENAL SUPPLEMENTARY
6827 | 4216170102800 | HEMOFILTRATION SESSION, FOR PRISMAFLEX M 60 SET OR EQUIVALENT (HOSPAL), LOW VOLUME, EACH SET ALLOWS ANY OR RENAL REPLACEMENT THERAPIES TO BE PERFORMED AT TIME: CSUF: SLOW CONTINUOUS ULTRAFILTRATION, CVVH: CONTINUOUS VENOVENOUS HEMOFILTRATION, CVVHD: CONTINUOUS VENOVENOUS HEMODIALYSIS, CVVH: CONTINUOUS VENOVENOUS HEMODIALYSIS, CVVHDF: CONTINUOUS VENOVENOUS HEMODIAFILTRATION, THIS SET CONSISTS OF A FILTER MADE OF A 69 MEMBRANE, MEMBRANE SURFACE AREA 0.6 M2, HEMOSOL BE SOLUTION 2 LITERS, FOR EVERY SET RN 60 TO PROVIDE 2 BAGS OF HEMOSOL B0, PRIMING COLLECTION BAG CONNECTED TO THE END OF ACCESS LINE, A- 5 LITER EFFLUENT BAG WITH DRAINAGE PORT (SP 354), DIALYSATE INLET LINE, EFFLUENT OUTLET LINE, ARTERIAL LINE TO FIT PRISMA MACHINE, VENOUS LINE TO FIT PRISMA MACHINE | RENAL SUPPLEMENTARY
6828 | 4216170102900 | HEMOFILTRATION SET, FOR PRISMAFLEX TPE 2000 SET FOR PRISMAFLEX MACHINES OR EQUIVALENT, EACH SET ALLOWS THERAPEUTIC PLASMA EXCHANGE TO BE PERFORMED, THE SET IS STERILIZED AND CONSIST OF: POLYPROPYLENE HOLLOW FIBER PLASMA FILTER, BLOOD ACCESS LINE, BLOOD RETURN LINE, EFFLUENT OUTLET LINE, A REPLACEMENT SOLUTION LINE, A PRE BLOOD PUMP LINE, AN ANTICOAGULANT LINE | RENAL SUPPLEMENTARY
6829 | 4216170103000 | HEMOFILTRATION SET, FOR MULTIFILTRATE KIT, 16 MPS (MEMBRANE PLASMA SEPARATION) FRESENIUS OR EQUIVALENT, THE KIT INCLUDES: PLASMA FILTER, STEAM-STERILIZED 0.6 M2 SURFACE AREA, FRESENIUS PLASAMSULFONE MEMBRANE, PREASSEMBLED MULTIFILTRATE CASSETTE WITH ARTERIAL, VENOUS AND FILTRATE SYSTEM, SUBSTITUTE SYSTEM FOR MULTIFILTRATE WITH TWO INTEGRATED HEATER BAGS, FILTRATE COLLECTION BAG WITH DRAINING 10 L COCK, MALE LUER-LOCK CONNECTOR, CONNECTION OF BAGS WITH SEPTUM TO HF TUBING SYSTEM | RENAL SUPPLEMENTARY
6830 | 4216170103100 | HEMOFILTER, FOR BACTERIA AND ENDOTOXIN RETENTION, TO BE USED WITH NIKKISO HEMODIALYSIS MACHINES OR EQUIVALENT, FOR ONLINE PREPARATION OF DIALYSATE FOR HEMODIAFILTRATION (SHOULD BE COMPATIBLE WITH EACH HOSPITAL STANDARD MACHINE) | RENAL SUPPLEMENTARY
6831 | 4216170103600 | PLASMA EXCHANGE SESSION KIT, COMPATIBLE WITH FRESENIUS OR EQUIVALENT, THE KIT INCLUDES: PLASMA FILTER, STEAM-STERILIZED 0.6 M2 OR 0.3 M2 SURFACE AREA, COMPATIBLE WITH FRESENIUS POLYSULFONE MEMBRANE OR EQUIVALENT, PREASSEMBLED MULTIFILTRATE CASSETTE WITH ARTERIAL, VENOUS AND FILTRATE SYSTEM, SUBSTITUTE SYSTEM FOR MULTIFILTRATE WITH TWO INTEGRATED HEATER BAGS, FILTRATE COLLECTION BAG WITH DRAINING 10 L COCK, MALE LUER-LOCK CONNECTOR, CONNECTION OF BAGS WITH SEPTUM TO HF TUBING SYSTEM, DRESSING PACK, NORMAL SALINE 0.09% SODIUM CHLORIDE 2 L. (1 EACH IS EQUIVALENT TO KIT) | RENAL SUPPLEMENTARY
6832 | 4216170103700 | PEDIATRIC CONTINUOUS RENAL REPLACEMENT THERAPY SESSION, CVVHDF, EACH SET ALLOWS ANY OF FOLLOWING RENAL REPLACEMENT THERAPIES TO BE PERFORMED AT TIME: (SCUF) SLOW CONTINUOUS ULTRAFILTRATION, (CVVH) CONTINUOUS VENOVENOUS HEMOFILTRATION, (CVVHD) CONTINUOUS VENOVENOUS HEMODIALYSIS, (CVVHDF) CONTINUOUS VENOVENOUS HEMODIAFILTRATION, THE SET IS COMPOSED OF: HIGH FLUX FILTER, MEMBRANE SURFACE AREA 0.5 - 0.9M2, SOLUTION WITH AVAILABILITY OF DIFFERENT CONCENTRATIONS K 0 MMOL/L, 1 MMOL/L, 2 MMOL/L, 3 MMOL/L, 4 MMOL/L WILL BE ON DEMAND, WITH DIFFERENT CALCIUM CONCENTRATIONS 1.25 MMOL/L, 1.5 MMOL/L, 1.75 MMOL/L WILL BE ON DEMAND, WITH GLUCOSE BASED OR GLUCOSE FREE WILL BE ON DEMAND, 4.5 OR 5.0 LITER FOR EVERY KIT TO PROVIDE 4 BAGS, PRIMING COLLECTION BAG CONNECTED TO THE END OF ACCESS VENOUS LINE, FILTRATE BAG 10 LITERS WITH 2 DRAINAGE BAGS IN EACH KIT, DIALYSATE INLET LINE, EFFLUENT OUTLET LINE. (1 EACH IS EQUIVALENT TO KIT) | RENAL SUPPLEMENTARY
6833 | 4216170103800 | HEMOFILTER, FOR BACTERIA AND ENDOTOXIN RETENTION, TO BE USED WITH B BRAUN HEMODIALYSIS MACHINES OR EQUIVALENT, FOR ONLINE PREPARATION OF DIALYSATE FOR HEMODIAFILTRATION | RENAL SUPPLEMENTARY
6834 | 4216170200300 | HEMOFILTRATION SET, FOR MULTIFILTRATE KIT 4 CVVHDF 600 (FRESENIUS) OR EQUIVALENT, EACH SET ALLOWS ANY OF FOLLOWING RENAL REPLACEMENT THERAPIES TO BE PERFORMED AT TIME: (SCUF) SLOW CONTINUOUS ULTRAFILTRATION, (CVVH) CONTINUOUS VENOVENOUS HEMOFILTRATION, (CVVHD) CONTINUOUS VENOVENOUS HEMODIALYSIS, (CVVHDF) CONTINUOUS VENOVENOUS HEMODIAFILTRATION,THE SET IS COMPOSED OF: A FILTER MADE OF POLYSULFONE AV600S ULTRAFLUX, MEMBRANE SURFACE AREA 1.4 M2, MULTIBIC SOLUTION 4.5 LITER FOR EVERY KIT TO PROVIDE 4 BAGS OF MULTIBIC, PRIMING COLLECTION BAG CONNECTED TO THE END OF ACCESS VENOUS LINE, FILTRATE BAG 10 LITERS WITH 2 DRAINAGE BAGS IN EACH KIT, DIALYSATE INLET LINE, EFFLUENT OUTLET LINE, ARTERIAL LINE TO FIT MULTIFILTRATE MACHINE, VENOUS LINE TO FIT MULTIFILTRATE MACHINE, SUBSTITUTE SYSTEM MULTIFILTRATE | RENAL SUPPLEMENTARY
6835 | 4216170200400 | DRAIN - BAG FOR CRRT 10L, MALE CONNECTION | RENAL SUPPLEMENTARY
6836 | 4216170200500 | DRAIN - BAG FOR CRRT 5L | RENAL SUPPLEMENTARY
6837 | 4216170200800 | ADULT CONTINUOUS RENAL REPLACEMENT THERAPY SESSION, CVVHDF, EACH SET ALLOWS ANY OF FOLLOWING RENAL REPLACEMENT THERAPIES TO BE PERFORMED AT TIME: (SCUF) SLOW CONTINUOUS ULTRAFILTRATION, (CVVH) CONTINUOUS VENOVENOUS HEMOFILTRATION, (CVVHD) CONTINUOUS VENOVENOUS HEMODIALYSIS, (CVVHDF) CONTINUOUS VENOVENOUS HEMODIAFILTRATION, THE SET IS COMPOSED OF: HIGH FLUX FILTER, MEMBRANE SURFACE AREA 1.0 - 1.6M2, SOLUTION WITH AVAILABILITY OF DIFFERENT CONCENTRATIONS K 0 MMOL/L, 1 MMOL/L, 2 MMOL/L, 3 MMOL/L, 4 MMOL/L WILL BE ON DEMAND, WITH DIFFERENT CALCIUM CONCENTRATIONS 1.25 MMOL/L, 1.5 MMOL/L, 1.75 MMOL/L WILL BE ON DEMAND, WITH GLUCOSE BASED OR GLUCOSE FREE WILL BE ON DEMAND, 4.5 OR 5.0 LITER FOR EVERY KIT TO PROVIDE 10 BAGS, PRIMING COLLECTION BAG CONNECTED TO THE END OF ACCESS VENOUS LINE, FILTRATE BAG 10 LITERS WITH 2 DRAINAGE BAGS IN EACH KIT, DIALYSATE INLET LINE, EFFLUENT OUTLET LINE. (1 EACH IS EQUIVALENT TO PK) | RENAL SUPPLEMENTARY
6838 | 4216170200900 | TIP STRAIGHT TIP UNIVERSAL.. | SUPPLEMENTARY GENERAL CONSUMABLES
6839 | 4216170201000 | TIP SUPERLONG STRAIGHT TIP UNIVERSAL.. | SUPPLEMENTARY GENERAL CONSUMABLES
6840 | 4216170400000 | GAS EXCHANGE MEMBRANE FOR EXTRACORPOREAL CO2 REMOVAL SPECIFICALLY DESIGNED FOR INTEGRATION WITHIN CONTINUOUS RENAL REPLACEMENT THERAPY (CRRT) CIRCUITS MEMBRANE SURFACE AREA 0.8–1.35 M² BLOOD FLOW RATES UP TO 500 ML/MIN COMPATIBILE WITH HOSPITAL MACHINE. | RENAL DIALYSIS SUPPLEMENTARY
6841 | 4216180000200 | SET, CRRT, PRISMAFLEX HF20 OR EQUIVALENT, FOR NEONATES, EACH SET ALLOWS ANY OR RENAL REPLACEMENT THERAPIES TO BE PERFORMED AT TIME: SCUF: SLOW CONTINUOUS ULTRAFILTRATION, CVVH: CONTINUOUS VENOVENOUS HEMOFILTRATION, CVVHD:CONTINUOUS VENOVENOUS HEMODIALYSIS, CVVHDF: CONTINUOUS VENOVENOUS HEMODIAFILTRATION, SET CONSIST OF PRECONNECTED LINES AND FILTER: A FILTER MADE PAES HOLLOW FIBER: POLYARYLETHERSULFONE, MEMBRANE SURFACE AREA 0.2 M 2, BLOOD VOLUME IN SET 60 ML, PRIMING COLLECTION BAG CONNECTED TO THE END OF ACCESS LINE, DIALYSATE INLET LINE, EFFLUENT OUTLET LINE, ARTERIAL LINE TO FIT PRISMA MACHINE, VENOUS LINE TO FIT PRISMA MACHINE | RENAL SUPPLEMENTARY
6842 | 4216180001800 | SET, 0.8 M 2, FOR CRRT MACHINE, FULLY PRE - CONNECTED OMNI SET INCLUDING (HEMOFILTER, BLOOD LINE, FILTRATE LINE, SUBSTITUTION LINE, DIALYSATE LINE, ULTRAFILTRATION BAG AND HEATING BAG) FOR EASY AND FASTEST SET, READY TO USE, AUTOMATIC AIR ELIMINATION UP TO 60 ML WITHOUT INTERFERENCE, 7 LITERS ULTRAFILTRATION BAG WITH DRAINAGE PORT (DOWN SIDE), BARCODED, ONE SET PROVIDES FULL FLEXIBILITY BY SUPPORTING ALL THERAPIES:, SCUF, CVVH, CVVHD, CVVHDF, PRE - POST, PRE/POST, POST/POST | RENAL SUPPLEMENTARY
6843 | 4216180001900 | SET, 1.2 M 2, FOR CRRT MACHINE, FULLY PRE - CONNECTED OMNI SET INCLUDING (HEMOFILTER, BLOOD LINE, FILTRATE LINE, SUBSTITUTION LINE, DIALYSATE LINE, ULTRAFILTRATION BAG AND HEATING BAG) FOR EASY AND FASTEST SET, READY TO USE, AUTOMATIC AIR ELIMINATION UP TO 60 ML WITHOUT INTERFERENCE, 7 LITERS ULTRAFILTRATION BAG WITH DRAINAGE PORT (DOWN SIDE), BARCODED, AUTOMATIC AIR ELIMINATION UP TO 60 ML WITHOUT INTERFERENCE | RENAL SUPPLEMENTARY
6844 | 4216180002000 | SET, 1.6 M 2, FOR CRRT MACHINE, FULLY PRE - CONNECTED OMNI SET INCLUDING (HEMOFILTER, BLOOD LINE, FILTRATE LINE, SUBSTITUTION LINE, DIALYSATE LINE, ULTRAFILTRATION BAG AND HEATING BAG) FOR EASY AND FASTEST SET, READY TO USE, AUTOMATIC AIR ELIMINATION UP TO 60 ML WITHOUT INTERFERENCE, 7 LITERS ULTRAFILTRATION BAG WITH DRAINAGE PORT (DOWN SIDE), BARCODED, ONE SET PROVIDES FULL FLEXIBILITY BY SUPPORTING ALL THERAPIES:, SCUF, CVVH, CVVHD, CVVHDF, PRE - POST, PRE/POST, POST/POST | RENAL SUPPLEMENTARY
6845 | 4216180002100 | SOLUTION FOR CRRT, CITRATE | RENAL SUPPLEMENTARY
6846 | 4216180003500 | NEONATAL CONTINUOUS RENAL REPLACEMENT THERAPY SESSION, EACH SET ALLOWS ANY OF FOLLOWING RENAL REPLACEMENT THERAPIES TO BE PERFORMED AT TIME: (SCUF) SLOW CONTINUOUS ULTRAFILTRATION, (CVVH) CONTINUOUS VENOVENOUS HEMOFILTRATION, (CVVHD) CONTINUOUS VENOVENOUS HEMODIALYSIS, THE SET IS COMPOSED OF: HIGH FLUX FILTER, MEMBRANE SURFACE AREA 0.075 - 0.15 - 0.25 M2, BASED ON DEMAND SOLUTION WITH AVAILABILITY OF K 2.5 MMOL/L CONCENTRATION, WITH CALCIUM 1.5 MMOL/L CONCENTRATION, WITH DEXTROSE 1 GM/L, FOR EVERY KIT TO PROVIDE 8 BAGS, PRIMING COLLECTION BAG CONNECTED TO THE END OF ACCESS VENOUS LINE, FILTRATE BAG 3 LITERS WITH 3 DRAINAGE BAGS IN EACH KIT, DIALYSATE INLET LINE, EFFLUENT OUTLET LINE | RENAL DIALYSIS SUPPLEMENTARY
6847 | 4216180003600 | SOLUTION, POTASSIUM 2.5, WITH CALCIUM 1.5, CRRT, INTRAVENOUS USE ONLY, 2000 ML COMPATIBLE WITH CARPEDIEM MACHINE | RENAL DIALYSIS SUPPLEMENTARY
6848 | 4216180300000 | HEMOFILTRATION SET, FOR MULTIFILTRATE KIT 8 CVVHDF 1000, COMPATIBLE WITH (FRESENIUS) OR EQUIVALENT, EACH SET ALLOWS ANY OF FOLLOWING RENAL REPLACEMENT THERAPIES TO BE PERFORMED AT TIME: (SCUF) SLOW CONTINUOUS ULTRAFILTRATION, (CVVH) CONTINUOUS VENOVENOUS HEMOFILTRATION, (CVVHD) CONTINUOUS VENOVENOUS HEMODIALYSIS, (CVVHDF) CONTINUOUS VENOVENOUS HEMODIAFILTRATION, THE SET IS COMPOSED OF: A FILTER MADE OF POLYSULFONE AV600S ULTRAFLUX, MEMBRANE SURFACE AREA 1.8 M2, PRIMING COLLECTION BAG CONNECTED TO THE END OF ACCESS VENOUS LINE, FILTRATE BAG 10 LITERS WITH 2 DRAINAGE BAGS IN EACH KIT, DIALYSATE INLET LINE, EFFLUENT OUTLET LINE, ARTERIAL LINE TO FIT MULTIFILTRATE MACHINE, VENOUS LINE TO FIT MULTIFILTRATE MACHINE, SUBSTITUTE SYSTEM MULTIFILTRATE | RENAL SUPPLEMENTARY
6849 | 4217000001100 | FLOW METER SINGLE OUTPUT OXYGEN MEDICAL GAS REGULAR FLOW RANGE FROM 1-15 LPM REMOVABLE NIPPLE COLOR CODED WITH GREEN OR WHITE LABELED WITH OXYGEN OR O2 BRITISH STANDARD. | RESPIRATORY AND ANESTHESIA TENDER
6850 | 4217180000000 | NIBP CABLE 2 M LENGTH COMPATIBLE WITH TECHNO MAP MONITOR OR EQUIVALENT REUSABLE | ANESTHESIA AND RESPIRATORY SUPPLEMENTARY
6851 | 4217180101400 | MASK, LARYNGEAL, SIZE 1.5, AIRWAY, LATEX FREE, DISPOSABLE, STERILE | ANESTHESIA AND RESPIRATORY SUPPLEMENTARY
6852 | 4217180101600 | MASK, LARYNGEAL, SIZE 2.5, AIRWAY, LATEX FREE, DISPOSABLE, STERILE | ANESTHESIA AND RESPIRATORY SUPPLEMENTARY
6853 | 4217180101700 | MASK, LARYNGEAL,NORMAL CURVED, SIZE 3.0, AIRWAY, LATEX FREE, DISPOSABLE, STERILE | RESPIRATORY AND ANESTHESIA TENDER
6854 | 4217180101800 | MASK, LARYNGEAL,NORMAL CURVED, SIZE 4.0, AIRWAY, LATEX FREE, DISPOSABLE, STERILE | RESPIRATORY AND ANESTHESIA TENDER
6855 | 4217180102000 | MASK, LARYNGEAL, SIZE 1, AIRWAY, LATEX FREE, DISPOSABLE, STERILE | ANESTHESIA AND RESPIRATORY SUPPLEMENTARY
6856 | 4217180102400 | MASK, LARYNGEAL, SIZE 2.0, AIRWAY, LATEX FREE, DISPOSABLE, STERILE | RESPIRATORY AND ANESTHESIA TENDER
6857 | 4217180102500 | MASK, LARYNGEAL,NORMAL CURVED, SIZE 5.0, AIRWAY, LATEX FREE, DISPOSABLE, STERILE | RESPIRATORY AND ANESTHESIA TENDER
6858 | 4217190000000 | BAGS TPN EVA SPECIFICATIONS OF: STERILE ETHYL VINYL ACETATE (EVA) AG INJECTION PART PP (POLYPROPYLENE AND PVC (POLY VINYL CHLORIDE) FEMA LE CONNECTOR WITH EXTRA CAP ABS (ACRYLONITRILE BUTADIENE STYRENE) NON- LATEX INJECTION PORT NO PHTHALATE NUMBER OF PORT ADD PORT FILLING -PORT AND GIVING PORT 6-LATEX FREE NON-DEHP PVC FREE TRANSPARENT BAG SIZE: (1000 ML).. | SUPPLEMENTARY GEN.SUPPLIES NURS,BURN
6859 | 4217190000100 | BAGS TPN EVA SPECIFICATIONS OF: STERILE ETHYL VINYL ACETATE (EVA) AG INJECTION PART PP (POLYPROPYLENE AND PVC (POLY VINYL CHLORIDE) FEMA LE CONNECTOR WITH EXTRA CAP ABS (ACRYLONITRILE BUTADIENE STYRENE) NON - LATEX INJECTION PORT NO PHTHALATE NUMBER OF PORT ADD PORT FILLING - PORT AND GIVING PORT 6 - LATEX FREE NON - DEHP PVC FREE TRANSPARENT BAG SIZE : (250 ML).. | SUPPLEMENTARY GEN.SUPPLIES NURS,BURN
6860 | 4217190000200 | BAGS TPN EVA SPECIFICATIONS OF: STERILE ETHYL VINYL ACETATE (EVA) AG INJECTION PART PP (POLYPROPYLENE AND PVC (POLY VINYL CHLORIDE) FEMA LE CONNECTOR WITH EXTRA CAP ABS (ACRYLONITRILE BUTADIENE STYRENE) NON - LATEX INJECTION PORT NO PHTHALATE NUMBER OF PORT ADD PORT FILLING - PORT AND GIVING PORT 6 - LATEX FREE NON - DEHP PVC FREE TRANSPARENT BAG SIZE : 3000 ML.. | SUPPLEMENTARY GEN.SUPPLIES NURS,BURN
6861 | 4217190000300 | BAGS TPN EVA SPECIFICATIONS OF: STERILE ETHYL VINYL ACETATE (EVA) AG INJECTION PART PP (POLYPROPYLENE AND PVC (POLY VINYL CHLORIDE) FEMA LE CONNECTOR WITH EXTRA CAP ABS (ACRYLONITRILE BUTADIENE STYRENE) NON - LATEX INJECTION PORT NO PHTHALATE NUMBER OF PORT ADD PORT FILLING - PORT AND GIVING PORT 6 - LATEX FREE NON - DEHP PVC FREE TRANSPARENT BAG SIZE : (500 ML).. | SUPPLEMENTARY GEN.SUPPLIES NURS,BURN
6862 | 4217192400000 | CASE, STERILIZATION FOR THE HIP SCISSORS, GRASPERS, AND PUNCHES, WITH GRAPHIC DESIGN TRAYS | ORTHOPEDIC & SPINAL SUPPLIES
6863 | 4217192400100 | CASE, STERILIZATION FOR THE SHOULDER SCISSORS, GRASPERS, AND PUNCHES, WITH GRAPHIC DESIGN TRAYS | ORTHOPEDIC & SPINAL SUPPLIES
6864 | 4217192400200 | CASE, STERILIZATION FOR THE SMALL JOINTS SCISSORS, GRASPERS, AND PUNCHES, WITH GRAPHIC DESIGN TRAYS | ORTHOPEDIC & SPINAL SUPPLIES
6865 | 4217210501500 | TRAY LINER, MADE OF CELLULOSE FIBERS 80 GSM TO BE USE UNDER THE SURGICAL TRAY TO ABSORB ANY MOISTURE AFTER THE CYCLE, WHITE, SIZE 500 X 300 MM. | STERILIZATION SUPPLIES (CSSD) CONSUMABLE
6866 | 4217210501700 | ELECTRODES ADULT FOR ECG MONITORING, NON-INVASIVE PACING, DEFIBRILLATION, AND SYNCHRONIZED CARDIOVERSION THROUGH ONE SET OF ELECTRODES COMPATIBLE WITH LIFE PACK DEFIBRILLATION OR EQUIVALENT, LATEX FREE, DISPOSABLE | RESPIRATORY AND ANESTHESIA TENDER
6867 | 4217210501800 | ELECTRODES PEDIATRIC FOR ECG MONITORING NON-INVASIVE PACING DEFIBRILLATION AND SYNCHRONIZED CARDIOVERSION THROUGH ONE SET OF ELECTRO DES COMPATIBLE WITH LIFE PACK DEFIBRILLATION OR EQUIVALENT LATEX FREE DISPOSABLE | RESPIRATORY AND ANESTHESIA TENDER
6868 | 4218150100000 | DEPRESSOR TONGUE WOODEN WITH SMOOTH EDGES INDIVIDUAL WRAP 15CM (+/- 2CM) DISPOSABLE STERILE.. | SUPPLEMENTARY GEN.SUPPLIES NURS,BURN
6869 | 4218150100500 | DEVICE SECUREMENT WITH SWIVEL CLAMP FOR LONG TERM GASTRIC FEEDING TUBE.. | SUPPLEMENTARY GEN.SUPPLIES NURS,BURN
6870 | 4218150100700 | DEPRESSOR DINGMANN TONGUE BLADE SIZE: LARGE REUSABLE. | SURGICAL INSTRUMENT TENDER
6871 | 4218150100800 | DEPRESSOR DINGMANN TONGUE BLADE SIZE: MEDIUM REUSABLE. | SURGICAL INSTRUMENT TENDER
6872 | 4218150100900 | DEPRESSOR DINGMANN TONGUE BLADE SIZE: SMALL REUSABLE. | SURGICAL INSTRUMENT TENDER
6873 | 4218150500000 | SAMPLER ENDOMETRIAL SOFT 3-3.5MM STERILE.. | SUPPLEMENTARY GENERAL CONSUMABLES
6874 | 4218150500500 | ENDOMETRIAL SAMPLING DEVICE WITH SYRINGE 10 ML STANDARD LENGTH 20-22 CM O.D 2.9-3.1MM DISPOSABLE STERILE.. | SUPPLEMENTARY GENERAL CONSUMABLES
6875 | 4218150800100 | ANTISIPTIC , WIPE NON-LINTING 11X18CM WITH 2% CHLORHEXIDINE, 70% ISOPROPYL ALCOHOL, INDIVIDUALLY PACKAGED, STERILE, NOTE: MSDS SHOULD BE PROVIDED IN SOFT COPY.... | DISINFECTANTS SUPPLIES
6876 | 4218150800500 | WIPES FOR ENDOSCOPY BEDSIDE CLEANING WITH PRE-DILUTED ENZYMATIC DETERGENT TO REMOVE SOILS FROM ALL TYPES OF ENDOSCOPES NEUTRAL PH LINT FREE DURABLE. | ENDOSCOPY CONSUMABLES SUPPLIES
6877 | 4218150800600 | DISINFECTION WIPE, CHLORINE MORE THAN 5000 PPM SODIUM HYPOCHLORITE, WIPE SIZE 20 X 20CM (+/-5CM), NOT MORE THAN 50 PER PACK, NOTE: MSDS SHOULD BE PROVIDED IN SOFT COPY... | DISINFECTANTS SUPPLIES
6878 | 4218154100100 | FACIAL ELECTRODE SUB - DERMAL 2 - CHANNEL PAIRED WITH LANCET TIPPED AND TWISTED COLOR CODED WIRE STERILE | EAR, NOSE & THROAT SUPPLIES (ENT)
6879 | 4218154100200 | FACIAL ELECTRODE SUB - DERMAL FOUR - CHANNEL PAIRED WITH LANCET TIPPED AND TWISTED COLOR CODED WIRE. STERILE | EAR, NOSE & THROAT SUPPLIES (ENT)
6880 | 4218154100900 | GROUND ELECTRODE PLATE FOR EMG AND NCS ASSORTED SIZES DISPOSABLE /. | NEUROSCIENCE
6881 | 4218154101000 | NEEDLE ELECTRODE NEEDLE LOW IMPEDANCE COMPLETE WITH OLYMPIC BRAINZ MONITOR (OBM) DISPOSABLE STERILE.. | SUPPLEMENTARY GEN.SUPPLIES NURS,BURN
6882 | 4218154200300 | EMG NEEDLE CONCENTRIC ASSORTED SIZES DISPOSABLE STERILE. CABLES MUST BE PROVIDED FREE OF CHARGE. | NEUROSCIENCE
6883 | 4218154200600 | ELECTRODE SURFACE FOR NERVE CONDUCTION STUDY ASSORTED LENGHTS REUSABLE. | NEUROSCIENCE
6884 | 4218154200700 | TUBE, ENDOTRACHEAL WITH NERVE STIMULATION ELECTRODES, ASSORTED SIZES | EAR, NOSE & THROAT SUPPLIES (ENT)
6885 | 4218154201200 | ADHESIVE SENSOR 4 SLOT SPECIFICALLY DESIGNED ADHESIVE INTERFACE TO ATTACH TRIGNO SENSORS TO HUMAN SKIN. | SUPPLEMENTARY REHAB,PHYSIOTHERAPY SUPPL.
6886 | 4218154201800 | NEEDLE EMG NEEDLE MONOPOLAR CABLES MUST BE PROVIDED FREE OF CHARGE DISPOSABLE STERILE ASSORTED SIZES | NEUROSCIENCES CONSUMABLES SUPPLEMENTARY
6887 | 4218154202300 | ELECTRODES, TAB TYPE, ADHESIVE, FOR NCS AND EMG RECORDING AND STIMULATION, DISPOSABLE, ASSORTED SIZES | NEUROSCIENCES CONSUMABLES SUPPLEMENTARY
6888 | 4218154202400 | ELECTRODES, SURFACE, 4 DISCS, WITH LEADS, PRE-GELLED, FOR EMG AND NCS AND IOM, CONNECTION MUST BE UNIVERSAL TO FIT ALL NEUROPHYSIOLOGY MACHINES, DISPOSABLE, ASSORTED SIZES | NEUROSCIENCES CONSUMABLES SUPPLEMENTARY
6889 | 4218154202500 | ELECTRODE, EMG NEEDLE ELECTRODE, PAIRED, FOR INTRAOPERATIVE FACIAL NERVE MONITORING, CONNECTION MUST BE UNIVERSAL TO FIT ALL NEUROPHYSIOLOGY MACHINES, DISPOSABLE, ASSORTED SIZE | NEUROSCIENCES CONSUMABLES SUPPLEMENTARY
6890 | 4218154202600 | NEEDLE, EMG NEEDLE, SINGLE FIBER, CABLES MUST BE PROVIDED FREE OF CHARGE, DISPOSABLE, STERILE, ASSORTED SIZES | NEUROSCIENCES CONSUMABLES SUPPLEMENTARY
6891 | 4218160502000 | BLOOD PRESSURE ADULT CUFF SIZE M, DOUBLE TUBE, DISPOSABLE | RESPIRATORY AND ANESTHESIA TENDER
6892 | 4218160503700 | BAG PRESSURE INFUSER 500 CC WITH MANUAL HAND PUMP DISPOSABLE. | SUPPLEMENTARY GEN.SUPPLIES NURS,BURN
6893 | 4218160505100 | CUFF BLOOD PRESSURE ONE LUMEN ADULT X LARGE COMPATIBILITY WITH DRAEGER MACHINE REUSABLE | RESPIRATORY AND ANESTHESIA TENDER
6894 | 4218160505400 | CUFF, NIBP DURA, ADULT, 23-33CM, 2 TUBE NAVY MATED SUBMIN CONNECTOR COMPATIBLE WITH GE MACHINE OR EQUIVALENT, REUSABLE | RESPIRATORY AND ANESTHESIA TENDER
6895 | 4218160505500 | CUFF, NIBP DURA, ADULT, LONG 2 TUBE MATED SUBMIN COMPATIBLE WITH GE MACHINE OR EQUIVALENT, REUSABLE | ANESTHESIA AND RESPIRATORY SUPPLEMENTARY
6896 | 4218160505600 | CUFF, NIBP DURA, ADULT, LONG, 23-33CM 2 TUBE SUBMIN NAVY, REUSABLE, COMPATIBLE WITH GE ANESTHESIA MACHINE OR EQUIVALENT | RESPIRATORY AND ANESTHESIA TENDER
6897 | 4218160505700 | NIBP DURA CUFF CHILD, 12-19CM, 2 TUBE GREEN MATED SUBMIN COMPATIBLE WITH GE MACHINE OR EQUIVALENT, REUSABLE | ANESTHESIA AND RESPIRATORY SUPPLEMENTARY
6898 | 4218160505800 | CUFF, NIBP DURA, INFANT, 8-13CM, 2 TUBE SUBMIN ORANGE, REUSABLE, COMPATIBLE WITH GE ANESTHESIA MACHINE OR EQUIVALENT | RESPIRATORY AND ANESTHESIA TENDER
6899 | 4218160505900 | CUFF NIBP DURA INFANT 2 TUBE SLIP LUER CONNECTOR COMPATIBLE WITH GE MACHINE OR EQUIVALENT, REUSABLE | ANESTHESIA AND RESPIRATORY SUPPLEMENTARY
6900 | 4218160506100 | CUFF, NIBP DURA, LARGE, ADULT, 31-40CM, 2 TUBE WINE MATED SUBMIN COMPATIBLE WITH GE MACHINE OR EQUIVALENT, REUSABLE | RESPIRATORY AND ANESTHESIA TENDER
6901 | 4218160506200 | CUFF, NIBP DURA, LARGE ADULT, LONG, 31-40CM, 2 TUBE SUBMIN WINE COMPATIBLE WITH GE ANESTHESIA MACHINE OR EQUIVALENT | RESPIRATORY AND ANESTHESIA TENDER
6902 | 4218160506300 | CUFF, NIBP DURA, SMALL, ADULT, 17-25CM, 2 TUBE MATED SUBMIN COMPATIBLE WITH GE MACHINE OR EQUIVALENT, REUSABLE | RESPIRATORY AND ANESTHESIA TENDER
6903 | 4218160506500 | NIBP DURA CUFF TIGHT 2 TUBE BROWN MATED SUBMIN COMPATIBLE WITH GE MACHINE OR EQUIVALENT REUSABLE | ANESTHESIA AND RESPIRATORY SUPPLEMENTARY
6904 | 4218160506600 | CUFF, NIBP DURA, CHILD, 2 TUBE, SUBMIN, GREEN 12 - 19 CM, COMPATIBLE WITH GE ANESTHESIA MACHINE OR EQUIVALENT | RESPIRATORY AND ANESTHESIA TENDER
6905 | 4218160506700 | CUFF, NIBP DURA, THIGH 38-50CM, 2 TUBE SUBMIN BROWN, COMPATIBLE WITH GE ANESTHESIA MACHINE OR EQUIVALENT | RESPIRATORY AND ANESTHESIA TENDER
6906 | 4218160506800 | NIBP HOSE ADULT MRI COMPATIBLE, LENGTH OF HOSE 6M COMPATIBLE WITH GE MONITOR OR EQUIVALENT, REUSABLE | RESPIRATORY AND ANESTHESIA TENDER
6907 | 4218160507400 | CUFF, NIBP, XL THIGH 50 CM COMPATIBLE WITH DRAGGER MONITOR OR EQUIVALENT, LATEX FREE DISPOSABLE | RESPIRATORY AND ANESTHESIA TENDER
6908 | 4218160507700 | NIBP HOSE, NEONATAL, 2.4 M, COMPATIBLE WITH DRAGGER PATIENT MONITOR OR EQUIVALENT, LATEX FREE, REUSABLE | RESPIRATORY AND ANESTHESIA TENDER
6909 | 4218160507800 | KIT SILVER SOAKER 12.5 CM EXPANSION 5 ON Q LATEX FREE DISPOSABLE ONE (1) EACHONE (1) KIT | RESPIRATORY AND ANESTHESIA TENDER
6910 | 4218160508000 | KIT SILVER SOAKER 6.5 CM EXPANSION 2.5 ON Q LATEX FREE DISPOSABLE ONE (1) EACHONE (1) KIT | RESPIRATORY AND ANESTHESIA TENDER
6911 | 4218160508200 | CUFF, NIBP TRULINK SINGLE TUBE, NYLON, ADULT 23 - 33 CM, COMPATIBLE WITH MAQUET ANESTHESIA MACHINE OR EQUIVALENT, REUSABLE | RESPIRATORY AND ANESTHESIA TENDER
6912 | 4218160508300 | CUFF, NIBP TRULINK SINGLE TUBE, NYLON, CHILD 12 - 19 CM, COMPATIBLE WITH MAQUET ANESTHESIA MACHINE OR EQUIVALENT, REUSABLE | RESPIRATORY AND ANESTHESIA TENDER
6913 | 4218160509800 | BLOOD PRESSURE ADULT CUFF SIZE L+, SINGLE TUBE, DISPOSABLE | RESPIRATORY AND ANESTHESIA TENDER
6914 | 4218160514500 | TWISTER FOR VASCULAR ACCESS FLOW MONITORING COMPATIBLE WITH FRESENIUS 6008 MACHINE OR EQUIVALENT. | RENAL DIALYSIS SUPPLEMENTARY
6915 | 4218160600000 | HOSE, TRU CUFF, NEONATAL 275 CM/ 9 FEET, COMPATIBLE WITH MAQUET ANESTHESIA MACHINE OR EQUIVALENT, REUSABLE | RESPIRATORY AND ANESTHESIA TENDER
6916 | 4218160600100 | TRU CUFF SINGLE TUBE BLOOD PRESSURE ADULT/PEDIATRIC COMPATIBLE WITH MAQUET ANESTHESIA MACHINE OR EQUIVALENT, REUSABLE | RESPIRATORY AND ANESTHESIA TENDER
6917 | 4218170200800 | ADAPTER SNAP LEAD COMPATIBLE WITH PHILIPS SLEEP STUDY MACHINE ALICE 6 AND 5 OR EQUIVALENT | ANESTHESIA AND RESPIRATORY SUPPLEMENTARY
6918 | 4218170200900 | CABLE 10 LEAD ECG COMPATIBLE WITH STRESS TEST SCHILLER OR EQUIVALENT | RESPIRATORY AND ANESTHESIA TENDER
6919 | 4218170201000 | CABLE 10 LEADS ECG WITH BANANA PLUG TYPE SIZE 2 M SCHILLER | RESPIRATORY AND ANESTHESIA TENDER
6920 | 4218170201100 | CABLE FOR INTERFACE MODULE FOR ECG COMPATIBLE WITH PHILIPS MONITOR OR EQUIVALENT | RESPIRATORY AND ANESTHESIA TENDER
6921 | 4218170400000 | CLIPS ALLIGATOR FOR ECG COMPATIBLE WITH IEC PHILIPS OR EQUIVALENT | RESPIRATORY AND ANESTHESIA TENDER
6922 | 4218170400100 | CLIPS ALLIGATOR FOR TAB ELECTRODE FOR ECG | RESPIRATORY AND ANESTHESIA TENDER
6923 | 4218170800200 | ELECTRODE FOR ECG. NEWBORN PRE - GELLED PACKED IN ALUMINUM FOIL DISPOSABLE.. | SUPPLEMENTARY GEN.SUPPLIES NURS,BURN
6924 | 4218170800700 | ELECTRODE, PEDIATRIC ECG (1 PACK OF 3 ELECTRODE) MRI COMPATIBLE | RESPIRATORY AND ANESTHESIA TENDER
6925 | 4218170800900 | ELECTRODE FOR ECG MONITORING AND STRESS TEST ADULT PLASTIC PRE GELLED SILVER/SILVER CHLORIDE 40-50 MM DIAMETER STRONG ADHESIVE.. | SUPPLEMENTARY GEN.SUPPLIES NURS,BURN
6926 | 4218170801200 | ELECTRODE RETURN ELECTROSURGERY FOR PATIENT ADULT (42 TO 46 INCH L X 18 TO 20 INCH W) OF WITH VISCOELASTIC POLYMER EASY SET - UP OPTIMUM SAFETY AND NO PLATE SITE BURN NO SHAVING OR SEARCHING FOR AN ADEQUATE PATIENT PAD SITE NO ADHESIVE - RELATED SKIN IRRITATIONS - DUAL CORD LIGHT WEIGHT REUSABLE.. | SUPPLEMENTARY GENERAL CONSUMABLES
6927 | 4218170801300 | ELECTRODE RETURN ELECTROSURGERY FOR PATIENT ADULT (42 TO 46 INCH L X 18 TO 20 INCH W) OF WITH VISCOELASTIC POLYMER EASY SET - UP OPTIMUM SAFETY AND NO PLATE SITE BURN NO SHAVING OR SEARCHING FOR AN ADEQUATE PATIENT PAD SITE NO ADHESIVE - RELATED SKIN IRRITATIONS - SINGLE CORD LIGHT WEIGHT REUSABLE.. | SUPPLEMENTARY GENERAL CONSUMABLES
6928 | 4218171500300 | ADHESIVE ELECTRODE PASTE 8-10 OZ CONDUCTIVE.. | SUPPLEMENTARY GEN.SUPPLIES NURS,BURN
6929 | 4218171500500 | CREAM EEG ELECTRODE FOR SLEEP STUDY MACHINE | RESPIRATORY AND ANESTHESIA TENDER
6930 | 4218172300500 | PAPER ELECTROCARDIOGRAM (ECG/EKG) FOR PHILIPS TC-30 AND TC-50 SIZE APPROX 210 MM X 300 MM.... | SUPPLEMENTARY GEN.SUPPLIES NURS,BURN
6931 | 4218172302200 | PAPER ECG FOR WELCH ALLYN CP100 / CP200 SIZE APPROX. 210 MM X 280 MM.. | SUPPLEMENTARY GEN.SUPPLIES NURS,BURN
6932 | 4218172302300 | PAPER RECORDING ECG FOR EDAN SE-1200 / SE-12 SIZE APPROX. 210 MM X 295 MM.. | SUPPLEMENTARY GEN.SUPPLIES NURS,BURN
6933 | 4218172302500 | PAPER ECG FOR WELCH ALLYN CP50 SIZE APPROX. 114 MM X 70 MM.. | SUPPLEMENTARY GEN.SUPPLIES NURS,BURN
6934 | 4218172302600 | PAPER ECG FOR LIFEPAK 11 / 12 SIZE APPROX. 107 MM X 25 M.. | SUPPLEMENTARY GEN.SUPPLIES NURS,BURN
6935 | 4218172302700 | PAPER RECORDING FOR NIHON KOHDEN CARDIOFAX M SIZE APPROX 210 MM X 140 / MM..... | SUPPLEMENTARY GEN.SUPPLIES NURS,BURN
6936 | 4218172303400 | PAPER ECG FOR PHILIPS M2481A SIZE APPROX 215 MM X 280 MM.... | SUPPLEMENTARY GEN.SUPPLIES NURS,BURN
6937 | 4218172303800 | RECORDING PAPER THERMO SENSITIVE Z FOLDED PAPER FOR STRESS TEST ONE (1) EACHONE (1) ROL | RESPIRATORY AND ANESTHESIA TENDER
6938 | 4218172305000 | PAPER CHART ECG FOR SCHILLER AT-102 SIZE APPROX 210 MM X 280 MM.... | SUPPLEMENTARY GEN.SUPPLIES NURS,BURN
6939 | 4218172305200 | PAPER ECG FOR BTL / PROGETTI 6 VIEW SIZE APPROX 112 MM X 25 M.... | SUPPLEMENTARY GEN.SUPPLIES NURS,WOUND
6940 | 4218172305700 | PAPER ECG FOR ZOLL X SERIES DEFIBRILLATOR SIZE APPROX. 90 MM X 90 MM.. | SUPPLEMENTARY GEN.SUPPLIES NURS,BURN
6941 | 4218172306500 | PAPER ECG FOR NIHON KOHDEN 3CH SIZE APPROX 63 MM X 30M.... | SUPPLEMENTARY GEN.SUPPLIES NURS,BURN
6942 | 4218172306900 | PAPER ECG FOR BTL 08-MT PLUS SIZE APPROX 210 MM X 280 MM.... | SUPPLEMENTARY GEN.SUPPLIES NURS,BURN
6943 | 4218172307000 | PAPER ECG FOR PHILIPS HEARTSTART MRX DEFIBRILLATOR SIZE APPROX 75 MM X 25 M.... | SUPPLEMENTARY GEN.SUPPLIES NURS,BURN
6944 | 4218172307100 | PAPER ECG FOR PHILIPS HEARTSTART XL DEFIBRILLATOR SIZE APPROX 50 MM X / 30 M.. | SUPPLEMENTARY GEN.SUPPLIES NURS,BURN
6945 | 4218172307200 | PAPER GE PREMIUM RECORDING SIZE APPROX 215 MM X 280 MM... | SUPPLEMENTARY GEN.SUPPLIES NURS,BURN
6946 | 4218172307300 | PAPER ECG FOR LIFEPAK 15 SIZE APPROX. 100 MM X 22 M.. | SUPPLEMENTARY GEN.SUPPLIES NURS,BURN
6947 | 4218172600100 | DEFIBRILLATOR PAD SIZE ADULT AND PEDIATRIC ON DEMAND COMPATIBLE CORPULS MACHINE. | INTERVENTIONAL RADIO,CARDIAC CATH
6948 | 4218172600400 | DEFIBRILLATOR PAD SIZE ADULT AND PEDIATRIC ON DEMAND COMPATIBLE INNOMED MACHINE. | INTERVENTIONAL RADIO,CARDIAC CATH
6949 | 4218172601100 | DEFIBRILLATOR PAD SIZE ADULT AND PEDIATRIC ON DEMAND COMPATIBLE NIHON KOHDEN MACHINE. | INTERVENTIONAL RADIO,CARDIAC CATH
6950 | 4218172601200 | DEFIBRILLATOR PAD SIZE ADULT AND PEDIATRIC ON DEMAND COMPATIBLE PHILIPS MACHINE. | INTERVENTIONAL RADIO,CARDIAC CATH
6951 | 4218172601300 | DEFIBRILLATOR PAD SIZE ADULT AND PEDIATRIC ON DEMAND COMPATIBLE PHYSIO CONTROL MACHINE. | INTERVENTIONAL RADIO,CARDIAC CATH
6952 | 4218172601600 | DEFIBRILLATOR PAD SIZE ADULT AND PEDIATRIC ON DEMAND COMPATIBLE SCHILLER MEDICAL MACHINE. | INTERVENTIONAL RADIO,CARDIAC CATH
6953 | 4218172601800 | DEFIBRILLATOR PAD SIZE ADULT AND PEDIATRIC ON DEMAND COMPATIBLE ZOLL MACHINE. | INTERVENTIONAL RADIO,CARDIAC CATH
6954 | 4218180301300 | SENSOR, PULSE OXIMETER, PRETERM NEONATE, LESS THAN 1KG, PROBE VELCRO TAPE, NON-ADHESIVE, HIGH ACCURACY, COMPATIBLE WITH MASIMO SYSTEM OR EQUIVALENT, DISPOSABLE | RESPIRATORY AND ANESTHESIA TENDER
6955 | 4218180301600 | SENSOR SATURATION PROBE (FOR PULSE OXIMETER) FINGER TIP ADHESIVE, PREMATURE NEONATES, DISPOSABLE, SHOULD BE COMPATIBLE WITH OXIMAX NELLCOR SYSTEM OR EQUIVALENT | RESPIRATORY AND ANESTHESIA TENDER
6956 | 4218180301700 | SENSOR SATURATION PROBE (FOR PULSE OXIMETER) FINGER TIP ADHESIVE, PEDIATRIC, DISPOSABLE, SHOULD BE COMPATIBLE WITH OXIMAX NELLCOR SYSTEM OR EQUIVALENT | RESPIRATORY AND ANESTHESIA TENDER
6957 | 4218180301800 | SENSOR SATURATION PROBE (FOR PULSE OXIMETER) FINGER TIP ADHESIVE, ADULT, DISPOSABLE, SHOULD BE COMPATIBLE WITH OXIMAX NELLCOR SYSTEM OR EQUIVALENT | RESPIRATORY AND ANESTHESIA TENDER
6958 | 4218180302000 | MEASUREMENT SENSOR FOR TRANSCUTANEOUS PCO2 AND PO2 FOR NEONATAL PEDIATRIC AND ADULT PATIENTS COMPATIBLE WITH SENTEC SYSTEM OR EQUIVALENT | RESPIRATORY AND ANESTHESIA TENDER
6959 | 4218180303100 | SENSOR, PULSE OXIMETER, EAR, FIT WITH GE PATIENT MONITOR, LATEX FREE, REUSABLE, COMPATIBLE WITH NELLCOR SYSTEM OR EQUIVALENT | RESPIRATORY AND ANESTHESIA TENDER
6960 | 4218180304400 | SPO2 MRI SENSOR, ADHESIVE, NEONATAL DISPOSABLE, COMPATIBLE WITH PHILIPS MONITOR OR EQUIVALENT | RESPIRATORY AND ANESTHESIA TENDER
6961 | 4218180304700 | SENSOR, PULSE OXIMETER, NEONATAL, LESS THAN 3KG, PROBE ADHESIVE TAPE, HIGH ACCURACY, PERFUSION NUMBER, PULSE RATE, DISPOSABLE, REPLACEMENT TAPES, WITH CCHD SCREENING TEST, SHOULD BE COMPATIBLE WITH MASIMO SYSTEM OR EQUIVALENT | RESPIRATORY AND ANESTHESIA TENDER
6962 | 4218180304800 | PULSE OXIMETER SENSOR PROBE RUBBER SENSOR FOR USE WITH NEONATES WITH HIGH ACCURACY IN CRITICAL AND CHALLENGING CASES. CAN BE USED FOR CCHD SCREENING TEST. REPLACEMENT TAPES CAN BE USED, COMPATIBLE WITH MASIMO SYSTEM OR EQUIVALENT, REUSABLE, SIZE NEWBORN | RESPIRATORY AND ANESTHESIA TENDER
6963 | 4218180304900 | PULSE OXIMETER SENSOR PROBE ADHESIVE TAPE FOR USE WITH NEONATES WITH HIGH ACCURACY IN CRITICAL AND CHALLENGING CASES. CAN BE USED FOR CCHD SCREENING TEST. REPLACEMENT TAPES CAN BE USED. COMPATIBLE WITH MASIMO SYSTEM OR EQUIVALENT, DISPOSABLE. SIZE NEWBORN | RESPIRATORY AND ANESTHESIA TENDER
6964 | 4218180307500 | SENSOR FINGER PULSE OXIMETER CLOTH PEDIATRIC 1.0 M DISPOSABLE, COMPATIBLE WITH NONIN MACHINE OR EQUIVALENT | RESPIRATORY AND ANESTHESIA TENDER
6965 | 4218180400000 | PROBE CLIP REUSABLE FOR SLEEP STUDY MACHINE COMPATIBLE WITH MASIMO LNCS DCI FOR ALICE 6 OR EQUIVALENT | ANESTHESIA AND RESPIRATORY SUPPLEMENTARY
6966 | 4218180400100 | PROBE SOFT LNCS MASIMO DBI FOR SLEEP STUDY MACHINE ADULT REUSABLE, COMPATIBLE WITH ALICE 6 AND 5 OR EQUIVALENT | ANESTHESIA AND RESPIRATORY SUPPLEMENTARY
6967 | 4218180500000 | TRANSDUCER FOR OXIMETER NEONATAL PRESSURE LINE 30CC FLOW WITH 35CM USE WITH CARDIAC MONITOR STERILE.. | SUPPLEMENTARY GEN.SUPPLIES NURS,BURN
6968 | 4218190010000 | SENSOR CEREBRAL OXIMETRY NON INVASIVE, FOR ADULT, SHOULD BE COMPATIBLE WITH INVOS 5100 DEVICE OR EQUIVALENT | RESPIRATORY AND ANESTHESIA TENDER
6969 | 4218190016100 | SET FOR EPIDURAL PUMP COLOR CODED WITHOUT INJECTION PORT (SHOULD BE COMPATIBLE WITH B. BRAUN SYSTEM OR EQUIVALENT) ONE (1) EACH = ONE (1) SET | RESPIRATORY AND ANESTHESIA TENDER
6970 | 4218190800200 | PRESSURE MONITORING KIT TRIPLE FOR TRANSDUCER WITH MICRO DRIP CHAMBER FLUSH DEVICE EXTENSION FOR PRESSURE TUBING NOT LESS THAN (110 CM) AND 3 WAY STOPCOCK NON COMPLIANT COLOR CODED (SHOULD BE COMPATIBLE WITH BD OR EQUIVALENT) | ANESTHESIA AND RESPIRATORY SUPPLEMENTARY
6971 | 4218190800400 | SET INTRAUTERINE INSEMINATION CURVED TIP WITH STAINLESS STEEL INNER CANNULA 5-5.5 FR 20 CM LENGTH.. | SUPPLEMENTARY GENERAL CONSUMABLES
6972 | 4218190800500 | SET IRRIGATION CYSTOSCOPY SINGLE SPIKE WIDE BORE TUBING STERILE.. | SUPPLEMENTARY GENERAL CONSUMABLES
6973 | 4218190800700 | SET IRRIGATION T.U.R. Y-TYPE NON-VENTED FOR T.U.R AND POSTOPERATIVE IRRIGATION PROCEDURES NOT LESS THAN 200 CM LENGTH STERILE.. | SUPPLEMENTARY GENERAL CONSUMABLES
6974 | 4218190800800 | SET MIXING GRAVITY 3-WAY FILLING WITH BAG 1000 ML PARENTERAL NUTRITION DISPOSABLE STERILE.. | SUPPLEMENTARY GEN.SUPPLIES NURS,BURN
6975 | 4218191500000 | TUBING PRESSURE MONITORING TUBING MALE - FEMALE PRESSURE LINE 24 INCH DISPOSABLE STERILE.. | SUPPLEMENTARY GEN.SUPPLIES NURS,BURN
6976 | 4218191500400 | TRANSILLUMINATOR LED LIGHT VEIN LOCATOR.. | SUPPLEMENTARY GEN.SUPPLIES NURS,BURN
6977 | 4218191700300 | SENSOR CEREBRAL OXIMETRY NON INVASIVE, FOR NEONATAL, SHOULD BE COMPATIBLE WITH INVOS 5100 DEVICE OR EQUIVALENT | RESPIRATORY AND ANESTHESIA TENDER
6978 | 4218191700700 | NEEDLE FILTER BLUNT 5 MICRON 18 G X 1 - 1/2 INCH.. | SUPPLEMENTARY GEN.SUPPLIES NURS,BURN
6979 | 4218191800400 | MINIMAL INVASIVE SENSOR WITH 84 INCH, 210-215 CM, FOR CARDIAC OUTPUT, HEMODYNAMIC MEASUREMENT AND EARLY HYPOTENSION PREDICTION COMPATIBLE WITH HEMISPHERE ADVANCED MONITOR, COMPATIBLE WITH EDWARDS MONITOR OR EQUIVALENT | RESPIRATORY AND ANESTHESIA TENDER
6980 | 4218191812600 | PAPER THERMAL DYNAMAP FOR VITALS SIGN SIZENS MONITORING APPROX 50 MM X 30 M.... | SUPPLEMENTARY GEN.SUPPLIES NURS,WOUND
6981 | 4218191900200 | SKULL BOLT KIT, PLASTIC, CONSISTS OF ICP TRANSDUCER WITH A TUOHY-BORST ADAPTER, ONE ADULT AND ONE PEDIATRIC SKULL BOLT WITH SPACING WASHERS, AND A DISPOSABLE ICP SCREW HANDLE. | NEUROSCIENCES CONSUMABLES SUPPLEMENTARY
6982 | 4218192001700 | SET INTRA - ABDOMINAL PRESSURE COMPLETE (IAP MONITORING DEVICE MUST BE PROVIDED FREE OF CHARGE) AUTO VALVE 20 ML 3 RING SYRINGE WITH PROTECTIVE SILICONE SLAVE DOUBLE CHECK VALVE TUBING AND SPIKE FOR STERILE BAG CONNECTION INFUSION AND PRESSURE TRANSDUCER TUBING ZEROING STOPCOCK STERILE DRAPE LATEX FREE DISPOSABLE STERILE.. | SUPPLEMENTARY GEN.SUPPLIES NURS,BURN
6983 | 4218192001900 | QUICK SETUP FOR MEASUREMENT OF CARDIAC OUTPUT WITH A PULMONARY ARTERY CATHETER? USE WITH SWAN GANZ | RESPIRATORY AND ANESTHESIA TENDER
6984 | 4218192002000 | PATCH NON INVASIVE USED TO MEASURE CARDIAC PRESSURES PARAMETERS ASSORTED SIZES AS PER HOSPITAL REQUEST DISPOSABLE STERILE... | INTERVENTIONAL RADIO,CARDIAC CATH
6985 | 4218192300000 | WIRELESS SENSOR, ADULT NEONATAL, TO MEASURE (SPO2, PR, PVI, PI, RR), HIGH ACCURACY, RD SET, ABLE TO USE IN HOME CARE AND HOSPITALS, COMPATIBLE WITH MASIMO SYSTEM OR EQUIVALENT | RESPIRATORY AND ANESTHESIA TENDER
6986 | 4218192300100 | WEARABLE WIRELESS SENSOR TO MEASURE BODY TEMPERATURE AND RESPIRATORY RATE, CONNECTED THROUGH BLUETOOTH, ABLE TO USE IN HOME CARE AND HOSPITALS | RESPIRATORY AND ANESTHESIA TENDER
6987 | 4218200100500 | SPECULUM RECTAL DILATION SIMS STAINLESS STEEL SIZE: 70.0MM X 15.0MM SOLID REUSABLE. | SURGICAL INSTRUMENT TENDER
6988 | 4218200800000 | CLIP-ON HANDLE FOR LEICA MICROSCOPE 6 PIECES RUSABLE | OPHTHALMOLOGY SUPPLIES
6989 | 4218201200500 | SPECULUM, NASAL LIGHT 14.0 -15.0 MM, REUSABLE | SURGICAL INSTRUMENT TENDER
6990 | 4218201200600 | SPECULUM, VIENNA NASAL, NO.1, LENGTH 13 - 14 CM, STAINLESS STEEL, REUSABLE | SURGICAL INSTRUMENT TENDER
6991 | 4218201300100 | SPECULUM CUSCO VAGINAL INDIVIDUALLY PACKED SIZE: MEDIUM DISPOSABLE.. | SUPPLEMENTARY GENERAL CONSUMABLES
6992 | 4218201300800 | SPETZLER BARRACUDA LARGE DIAMETER L4.6 INCH (11.7 CM).. | SUPPLEMENTARY GENERAL CONSUMABLES
6993 | 4218201300900 | SPLINT CARDBOARD 28 - 32 CM DISPOSABLE.. | SUPPLEMENTARY GEN.SUPPLIES NURS,BURN
6994 | 4218201301000 | SPLINT CARDBOARD 45 - 48 CM DISPOSABLE.. | SUPPLEMENTARY GEN.SUPPLIES NURS,BURN
6995 | 4218201301100 | SPLINT CARDBOARD 60 - 65 CM DISPOSABLE.. | SUPPLEMENTARY GEN.SUPPLIES NURS,BURN
6996 | 4218201302200 | SET, VAGINAL SPECULUM, DILATION, KRISTELLER, STAINLESS STEEL, SIZE: 90.0MM X 36.0MM (PAIR), REUSABLE | SURGICAL INSTRUMENT TENDER
6997 | 4218201303200 | SET, VAGINAL SPECULUM, DILATION, KRISTELLER, STAINLESS STEEL, SIZE: 110MM X 36.0MM (PAIR), REUSABLE | SURGICAL INSTRUMENT TENDER
6998 | 4218201303700 | SPECULUM CUSCO VAGINAL INDIVIDUALLY PACKED SIZE: SMALL WITH BUILT IN LIGHT SOURCE DISPOSABLE.. | SUPPLEMENTARY GENERAL CONSUMABLES
6999 | 4218201303800 | SPECULUM CUSCO VAGINAL INDIVIDUALLY PACKED SIZE: LARGE WITH BUILT IN LIGHT SOURCE DISPOSABLE.. | SUPPLEMENTARY GENERAL CONSUMABLES
7000 | 4218201303900 | SPECULUM VAGINAL SIMS STAINLESS STEEL SIZE LARGE REUSABLE. | SURGICAL INSTRUMENT TENDER
7001 | 4218201304000 | SPECULUM VAGINAL SIMS STAINLESS STEEL SIZE MEDIUM REUSABLE. | SURGICAL INSTRUMENT TENDER
7002 | 4218201304100 | SPECULUM VAGINAL SIMS STAINLESS STEEL SIZE SMALL REUSABLE. | SURGICAL INSTRUMENT TENDER
7003 | 4218201304200 | SET, VAGINAL SPECULUM, DILATION, KRISTELLER, STAINLESS STEEL, SIZE: 110MM X 20 MM (PAIR), REUSABLE | SURGICAL INSTRUMENT TENDER
7004 | 4218201304300 | SET, VAGINAL SPECULUM, DILATION, KRISTELLER, STAINLESS STEEL, SIZE: 110MM X 27 MM (PAIR), REUSABLE | SURGICAL INSTRUMENT TENDER
7005 | 4218201304400 | SET, VAGINAL SPECULUM, DILATION, KRISTELLER, STAINLESS STEEL, SIZE: 110MM X 30 MM (PAIR), REUSABLE | SURGICAL INSTRUMENT TENDER
7006 | 4218201304500 | SPECULUM VAGINAL CUSCO SIZE 100 X 35MM REUSABLE. | SURGICAL INSTRUMENT TENDER
7007 | 4218201304600 | SPECULUM VAGINAL CUSCO SIZE 75 X 32MM REUSABLE. | SURGICAL INSTRUMENT TENDER
7008 | 4218201304800 | SPECULUM VAGINAL PEDERSON WITH NARROW TIP SIZE 100 X 22MM REUSABLE. | SURGICAL INSTRUMENT TENDER
7009 | 4218201304900 | SPECULUM VAGINAL PEDERSON WITH NARROW TIP SIZE 120 X 25MM REUSABLE. | SURGICAL INSTRUMENT TENDER
7010 | 4218201500400 | PILLOW CASE NON - WOVEN FABRIC 20 X 30 INCH APPROXIMATELY DISPOSABLE.. | SUPPLEMENTARY GEN.SUPPLIES NURS,BURN
7011 | 4218201700400 | PROBE, METALLIC EAR WITH RING TIP | EAR, NOSE & THROAT SUPPLIES (ENT)
7012 | 4218210300000 | STETHOSCOPE LIGHT WEIGHT FOR COMFORT REMARKABLY DURABLE YELLOW TUBING OVERALL LENGTH NOT MORE THAN 35 INCH INDIVIDUALLY PACKAGED IN A SEALED POLY BAG DISPOSABLE.. | SUPPLEMENTARY GEN.SUPPLIES NURS,BURN
7013 | 4218220501200 | PROBE TEMPERATURE FOR ESOPHAGEAL OR RECTAL FOR INTRAVASCULAR TEMPERATURE MANAGEMENT MACHINE DISPOSABLE STERILE. | SUPPLEMENTARY GEN.SUPPLIES NURS,BURN
7014 | 4218220501400 | COVER PLASTIC FOR ELECTRONIC THERMOMETER PROBE ONE ELECTRONIC THERMOMETER PER 10000 PROBE MUST BE PROVIDED FREE OF CHARGE. | SUPPLEMENTARY GEN.SUPPLIES NURS,BURN
7015 | 4218220900100 | PROBE TEMPERATURE RECTAL, PEDIATRIC, LENGTH NOT LESS THAN 1.6M DISPOSABLE, (SHOULD BE COMPATIBLE WITH DRAEGER MACHINE OR EQUIVALENT ) | RESPIRATORY AND ANESTHESIA TENDER
7016 | 4218220900200 | PROBE TEMPERATURE RECTAL, ADULT, LENGTH NOT LESS THAN 3M DISPOSABLE, (SHOULD BE COMPATIBLE WITH DRAEGER MACHINE OR EQUIVALENT ) | RESPIRATORY AND ANESTHESIA TENDER
7017 | 4218220900700 | PROBE TEMPERATURE TYMPANIC PEDIATRIC | RESPIRATORY AND ANESTHESIA TENDER
7018 | 4218221400100 | PROBE TEMPERATURE ORAL/NASAL, 12 FR DISPOSABLE (EACH CENTER SHOULD BE COMPATIBLE WITH THEIR MACHINE) | RESPIRATORY AND ANESTHESIA TENDER
7019 | 4218221400200 | TEMPERATURE PROBE-NEONATE DRAGER INCUBATOR TO MAINTAIN NTE IN THE DRAGER INCUBATOR, AND CONTROL BABIES TEMPERATURE, THE DRAGER INCUBATOR TEMPERATURE PROBE MUST BE USED, OR THE BED WILL FAIL TO DO ITS JOB, HAS DECLARATION OF COMPATIBILITY CERTIFICATE WITH DRAGER DEVICES, DEHP FREE | RESPIRATORY AND ANESTHESIA TENDER
7020 | 4218230000000 | TUNNELERS FOR DEEP BRAIN STIMULATION ASSORTED SIZES | NEUROSCIENCES CONSUMABLES SUPPLEMENTARY
7021 | 4218230000100 | TRIAL CABLE, FOR DEEP BRAIN STIMULATION, INTRAOPERATIVE TESTING, DISPOSABLE, STERILE, ASSORTED SIZES | NEUROSCIENCES CONSUMABLES SUPPLEMENTARY
7022 | 4218230000200 | NAVIGATION POINTER NEURO, DISPOSABLE, STERILE | NEUROSCIENCES CONSUMABLES SUPPLEMENTARY
7023 | 4218230000300 | CANNULA SLEEVE GUIDE, SLOTTED, FOR DEPTH ELECTRODES PLACEMENT, COMPATIBLE WITH LEKSELL FRAME, REUSABLE | NEUROSCIENCES CONSUMABLES SUPPLEMENTARY
7024 | 4218230000400 | CANNULA, TWO PIECE, SLOTTED, FOR DEPTH ELECTRODES PLACEMENT, COMPATIBLE WITH LEKSELL FRAME, REUSABLE, ASSORTED SIZES | NEUROSCIENCES CONSUMABLES SUPPLEMENTARY
7025 | 4218230000500 | CLINICIAN PROGRAMMER, FOR DEEP BRAIN STIMULATOR OR SPINAL CORD STIMULATOR | NEUROSCIENCES CONSUMABLES SUPPLEMENTARY
7026 | 4218230000600 | CONNECTION SYSTEM, FOR ELECTRODES, LIGHTWEIGHT, FLEXIBLE, 12 CONTACTS, ASSORTED CONFIGURATIONS | NEUROSCIENCES CONSUMABLES SUPPLEMENTARY
7027 | 4218230000700 | CONNECTION SYSTEM, FOR ELECTRODES, LIGHTWEIGHT, FLEXIBLE, 15-16 CONTACTS, ASSORTED CONFIGURATIONS | NEUROSCIENCES CONSUMABLES SUPPLEMENTARY
7028 | 4218230000800 | CONNECTION SYSTEM, FOR ELECTRODES, LIGHTWEIGHT, FLEXIBLE, 32 CONTACTS, ASSORTED CONFIGURATIONS | NEUROSCIENCES CONSUMABLES SUPPLEMENTARY
7029 | 4218230000900 | CONNECTION SYSTEM, FOR ELECTRODES, LIGHTWEIGHT, FLEXIBLE, 4 CONTACTS, ASSORTED CONFIGURATIONS | NEUROSCIENCES CONSUMABLES SUPPLEMENTARY
7030 | 4218230001000 | CONNECTION SYSTEM, FOR ELECTRODES, LIGHTWEIGHT, FLEXIBLE, 6 CONTACTS, ASSORTED CONFIGURATIONS | NEUROSCIENCES CONSUMABLES SUPPLEMENTARY
7031 | 4218230001100 | CONNECTION SYSTEM, FOR ELECTRODES, LIGHTWEIGHT, FLEXIBLE, 64 CONTACTS, ASSORTED CONFIGURATIONS | NEUROSCIENCES CONSUMABLES SUPPLEMENTARY
7032 | 4218230001200 | CONNECTION SYSTEM, FOR ELECTRODES, LIGHTWEIGHT, FLEXIBLE, 8 CONTACTS, ASSORTED CONFIGURATIONS | NEUROSCIENCES CONSUMABLES SUPPLEMENTARY
7033 | 4218230001300 | DRILL GUIDE BLOCK, FOR DEPTH ELECTRODES PLACEMENT, COMPATIBLE WITH LEKSELL FRAME, REUSABLE | NEUROSCIENCES CONSUMABLES SUPPLEMENTARY
7034 | 4218230001400 | ELECTRODE, EPIDURAL SPINAL, FOR D-WAVE RECORDING DURING EVOKED POTENTIAL MONITORING, CONNECTION MUST BE UNIVERSAL TO FIT ALL NEUROPHYSIOLOGY MACHINES, DISPOSABLE, ASSORTED SIZES | NEUROSCIENCES CONSUMABLES SUPPLEMENTARY
7035 | 4218230001500 | ELECTRODE, OCULOMOTOR NEEDLE ELECTRODE, BIPOLAR, CONNECTION MUST BE UNIVERSAL TO FIT ALL NEUROPHYSIOLOGY MACHINES, DISPOSABLE, STERILE, ASSORTED SIZE | NEUROSCIENCES CONSUMABLES SUPPLEMENTARY
7036 | 4218230001600 | ELECTRODE, SPHENOIDAL NEEDLE ELECTRODE, SINGLE, CONNECTION MUST BE UNIVERSAL TO FIT ALL NEUROPHYSIOLOGY MACHINES, DISPOSABLE, ASSORTED SIZES | NEUROSCIENCES CONSUMABLES SUPPLEMENTARY
7037 | 4218230001700 | ELECTRODE, SUBDERMAL NEEDLE ELECTRODE, 90 DEGREE, FOR INTRA OPERATIVE MONITORING, CONNECTION MUST BE UNIVERSAL TO FIT ALL NEUROPHYSIOLOGY MACHINES, DISPOSABLE, ASSORTED SIZE | NEUROSCIENCES CONSUMABLES SUPPLEMENTARY
7038 | 4218230001800 | ELECTRODE SUBDERMAL NEEDLE ELECTRODE CORKSCREW TYPE CONNECTION MUST BE UNIVERSAL TO FIT ALL NEUROPHYSIOLOGY MACHINES DISPOSABLE STERILE ASSORTED SIZE | NEUROSCIENCES CONSUMABLES SUPPLEMENTARY
7039 | 4218230001900 | ELECTRODES, GROUND, DISC TYPE, MADE OF STAINLESS STEEL, CONNECTION MUST BE UNIVERSAL TO FIT ALL NEUROPHYSIOLOGY MACHINES, REUSABLE, ASSORTED SIZES | NEUROSCIENCES CONSUMABLES SUPPLEMENTARY
7040 | 4218230002000 | ELECTRODES, GROUND, STRAP TYPE, CONNECTION MUST BE UNIVERSAL TO FIT ALL NEUROPHYSIOLOGY MACHINES, REUSABLE, ASSORTED SIZES | NEUROSCIENCES CONSUMABLES SUPPLEMENTARY
7041 | 4218230002100 | ELECTRODES, STEREOTACTIC DEPTH ELECTRODE, WITH ANCHORS AND BOLTS, PLATINUM, 10 CONTACTS, ASSORTED CONFIGURATIONS, CABLES WITH UNIVERSAL CONNECTION TO FIT ALL NEUROPHYSIOLOGY MACHINES, DISPOSABLE, STERILE | NEUROSCIENCES CONSUMABLES SUPPLEMENTARY
7042 | 4218230002200 | ELECTRODES, STEREOTACTIC DEPTH ELECTRODE, WITH ANCHORS AND BOLTS, PLATINUM, 12 CONTACTS, ASSORTED CONFIGURATIONS, CABLES WITH UNIVERSAL CONNECTION TO FIT ALL NEUROPHYSIOLOGY MACHINES, DISPOSABLE, STERILE | NEUROSCIENCES CONSUMABLES SUPPLEMENTARY
7043 | 4218230002300 | ELECTRODES, STEREOTACTIC DEPTH ELECTRODE, WITH ANCHORS AND BOLTS, PLATINUM, 14 CONTACTS, ASSORTED CONFIGURATIONS, CABLES WITH UNIVERSAL CONNECTION TO FIT ALL NEUROPHYSIOLOGY MACHINES, DISPOSABLE, STERILE | NEUROSCIENCES CONSUMABLES SUPPLEMENTARY
7044 | 4218230002400 | ELECTRODES STEREOTACTIC DEPTH ELECTRODE WITH ANCHORS AND BOLTS PLATINUM 4-5 CONTACTS ASSORTED CONFIGURATIONS CABLES WITH UNIVERSAL CONNECTION TO FIT ALL NEUROPHYSIOLOGY MACHINES DISPOSABLE STERILE. | NEUROSCIENCE
7045 | 4218230002500 | ELECTRODES, STEREOTACTIC DEPTH ELECTRODE, WITH ANCHORS AND BOLTS, PLATINUM, 6 CONTACTS, ASSORTED CONFIGURATIONS, CABLES WITH UNIVERSAL CONNECTION TO FIT ALL NEUROPHYSIOLOGY MACHINES, DISPOSABLE, STERILE | NEUROSCIENCES CONSUMABLES SUPPLEMENTARY
7046 | 4218230002600 | ELECTRODES, STEREOTACTIC DEPTH ELECTRODE, WITH ANCHORS AND BOLTS, PLATINUM, 8 CONTACTS, ASSORTED CONFIGURATIONS, CABLES WITH UNIVERSAL CONNECTION TO FIT ALL NEUROPHYSIOLOGY MACHINES, DISPOSABLE, STERILE | NEUROSCIENCES CONSUMABLES SUPPLEMENTARY
7047 | 4218230002700 | ELECTRODES, SUBDERMAL NEEDLE ELECTRODES, SINGLE, FOR INTRA OPERATIVE MONITORING, MADE OF STAINLESS STEEL, CONNECTION MUST BE UNIVERSAL TO FIT ALL NEUROPHYSIOLOGY MACHINES, DISPOSABLE, ASSORTED SIZE | NEUROSCIENCES CONSUMABLES SUPPLEMENTARY
7048 | 4218230002800 | ELECTRODES SUBDERMAL NEEDLE ELECTRODES TWISTED PAIR FOR INTRA OPERATIVE MONITORING MADE OF STAINLESS STEEL CONNECTION MUST BE UNIVERSAL TO FIT ALL NEUROPHYSIOLOGY MACHINES DISPOSABLE ASSORTED SIZE | NEUROSCIENCES CONSUMABLES SUPPLEMENTARY
7049 | 4218230002900 | ELECTRODES SUBDURAL GRID ELECTRODES PLATINUM 64 CONTACTS ASSORTED CONFIGURATIONS CABLES WITH UNIVERSAL CONNECTION TO FIT ALL NEUROPH YSIOLOGY MACHINES DISPOSABLE STERILE | NEUROSCIENCES CONSUMABLES SUPPLEMENTARY
7050 | 4218230003000 | ELECTRODES SUBDURAL STRIP ELECTRODES PLATINUM 10 CONTACTS ASSORTED CONFIGURATIONS CABLES WITH UNIVERSAL CONNECTION TO FIT ALL NEUROP HYSIOLOGY MACHINES DISPOSABLE STERILE | NEUROSCIENCES CONSUMABLES SUPPLEMENTARY
7051 | 4218230003200 | ELECTRODES SUBDURAL GRID ELECTRODES PLATINUM 20 CONTACTS ASSORTED CONFIGURATIONS CABLES WITH UNIVERSAL CONNECTION TO FIT ALL NEUROPH = YSIOLOGY MACHINES DISPOSABLE STERILE. | NEUROSCIENCE
7052 | 4218230003400 | ELECTRODES SUBDURAL STRIP ELECTRODES PLATINUM 4 CONTACTS ASSORTED CONFIGURATIONS CABLES WITH UNIVERSAL CONNECTION TO FIT ALL NEUROPH YSIOLOGY MACHINES DISPOSABLE STERILE | NEUROSCIENCES CONSUMABLES SUPPLEMENTARY
7053 | 4218230003500 | ELECTRODES SUBDURAL STRIP ELECTRODES PLATINUM 6 CONTACTS ASSORTED CONFIGURATIONS CABLES WITH UNIVERSAL CONNECTION TO FIT ALL NEUROPH YSIOLOGY MACHINES DISPOSABLE STERILE | NEUROSCIENCES CONSUMABLES SUPPLEMENTARY
7054 | 4218230003700 | ELECTRODES SUBDURAL STRIP ELECTRODES PLATINUM 8 CONTACTS ASSORTED CONFIGURATIONS CABLES WITH UNIVERSAL CONNECTION TO FIT ALL NEUROPH YSIOLOGY MACHINES DISPOSABLE STERILE | NEUROSCIENCES CONSUMABLES SUPPLEMENTARY
7055 | 4218230003800 | ELECTRODES, SUBDURAL, DUAL SIDED INTERHEMISPHERIC ELECTRODES, PLATINUM, 12 CONTACTS, ASSORTED CONFIGURATIONS, CABLES WITH UNIVERSAL CONNECTION TO FIT ALL NEUROPHYSIOLOGY MACHINES, DISPOSABLE, STERILE | NEUROSCIENCES CONSUMABLES SUPPLEMENTARY
7056 | 4218230003900 | ELECTRODES, SUBDURAL, DUAL SIDED INTERHEMISPHERIC ELECTRODES, PLATINUM, 16 CONTACTS, ASSORTED CONFIGURATIONS, CABLES WITH UNIVERSAL CONNECTION TO FIT ALL NEUROPHYSIOLOGY MACHINES, DISPOSABLE, STERILE | NEUROSCIENCES CONSUMABLES SUPPLEMENTARY
7057 | 4218230004000 | ELECTRODES, SUBDURAL, DUAL SIDED INTERHEMISPHERIC ELECTRODES, PLATINUM, 20 CONTACTS, ASSORTED CONFIGURATIONS, CABLES WITH UNIVERSAL CONNECTION TO FIT ALL NEUROPHYSIOLOGY MACHINES, DISPOSABLE, STERILE | NEUROSCIENCES CONSUMABLES SUPPLEMENTARY
7058 | 4218230004100 | ELECTRODES, SUBDURAL, DUAL SIDED INTERHEMISPHERIC ELECTRODES, PLATINUM, 32 CONTACTS, ASSORTED CONFIGURATIONS, CABLES WITH UNIVERSAL CONNECTION TO FIT ALL NEUROPHYSIOLOGY MACHINES, DISPOSABLE, STERILE | NEUROSCIENCES CONSUMABLES SUPPLEMENTARY
7059 | 4218230004200 | ELECTRODES, SUBDURAL, DUAL SIDED INTERHEMISPHERIC ELECTRODES, PLATINUM, 8 CONTACTS, ASSORTED CONFIGURATIONS, CABLES WITH UNIVERSAL CONNECTION TO FIT ALL NEUROPHYSIOLOGY MACHINES, DISPOSABLE, STERILE | NEUROSCIENCES CONSUMABLES SUPPLEMENTARY
7060 | 4218230004300 | EXTERNAL PATIENT RECHARGING SYSTEM, FOR DEEP BRAIN STIMULATOR | NEUROSCIENCES CONSUMABLES SUPPLEMENTARY
7061 | 4218230004500 | INSERTION STAR ARRAY ELECTRODES, FOR DEEP BRAIN STIMULATION, COMPATIBLE WITH MICROELECTRODE RECORDING MACHINE, DISPOSABLE, STERILE, ASSORTED SIZES | NEUROSCIENCES CONSUMABLES SUPPLEMENTARY
7062 | 4218230004600 | DRILL GUIDE AND PLACEMENT WRENCH, FOR DEPTH ELECTRODES PLACEMENT, REUSABLE | NEUROSCIENCES CONSUMABLES SUPPLEMENTARY
7063 | 4218230004700 | LEAD EXTENSIONS, FOR DEEP BRAIN STIMULATION, ASSORTED SIZES | NEUROSCIENCES CONSUMABLES SUPPLEMENTARY
7064 | 4218230004800 | LEAD INSERTION TUBE, WITH STYLET, FOR DEEP BRAIN STIMULATION, COMPATIBLE WITH MICROELECTRODE RECORDING MACHINE, DISPOSABLE, STERILE, ASSORTED SIZES | NEUROSCIENCES CONSUMABLES SUPPLEMENTARY
7065 | 4218230004900 | LEADS, DIRECTIONAL, FOR DEEP BRAIN STIMULATION, MRI COMPATIBLE, ASSORTED SIZES | NEUROSCIENCES CONSUMABLES SUPPLEMENTARY
7066 | 4218230005000 | LEADS, WITH CANNULA AND CABLES, FOR DEEP BRAIN STIMULATION, COMPATIBLE WITH MICROELECTRODE RECORDING MACHINE, DISPOSABLE, STERILE | NEUROSCIENCES CONSUMABLES SUPPLEMENTARY
7067 | 4218230005200 | NAVIGATION PATIENT TRACKER, DISPOSABLE, STERILE | NEUROSCIENCES CONSUMABLES SUPPLEMENTARY
7068 | 4218230005300 | NON IMPLANTABLE EXTERNAL PULSE GENERATOR, FOR TESTING PURPOSE, FOR DEEP BRAIN STIMULATION | NEUROSCIENCES CONSUMABLES SUPPLEMENTARY
7069 | 4218230005400 | OBTURATOR, MAKES A TUNNEL FOR ELECTRODE WIRES THROUGH SURGICAL SITE, 200 CM (+/- 10 CM), REUSABLE, STERILE | NEUROSCIENCES CONSUMABLES SUPPLEMENTARY
7070 | 4218230005500 | PATIENT CONTROLLER, FOR DEEP BRAIN STIMULATOR OR SPINAL CORD STIMULATOR | NEUROSCIENCES CONSUMABLES SUPPLEMENTARY
7071 | 4218230005600 | PROGRAMMER, FOR NEURO SHUNT VALVES | NEUROSCIENCES CONSUMABLES SUPPLEMENTARY
7072 | 4218230005700 | RULER, CHANNELED, FOR DEPTH ELECTRODES PLACEMENT, COMPATIBLE WITH LEKSELL FRAME, REUSABLE | NEUROSCIENCES CONSUMABLES SUPPLEMENTARY
7073 | 4218230005800 | RULER, USED TO MEASURE THE SIZE OF FIXATION PINS, DISPOSABLE, STERILE | NEUROSCIENCES CONSUMABLES SUPPLEMENTARY
7074 | 4218230005900 | STIMULATION PROBE, BALL TIP, FOR NERVES STIMULATION, CONNECTION MUST BE UNIVERSAL TO FIT ALL NEUROPHYSIOLOGY MACHINES, DISPOSABLE, STERILE | NEUROSCIENCES CONSUMABLES SUPPLEMENTARY
7075 | 4218230006000 | STIMULATION PROBE, BIPOLAR, FOR NERVES STIMULATION, CONNECTION MUST BE UNIVERSAL TO FIT ALL NEUROPHYSIOLOGY MACHINES, DISPOSABLE, STERILE | NEUROSCIENCES CONSUMABLES SUPPLEMENTARY
7076 | 4218230006100 | STIMULATION PROBE, CONCENTRIC, ADJUSTABLE TIP, FOR NERVES STIMULATION, CONNECTION MUST BE UNIVERSAL TO FIT ALL NEUROPHYSIOLOGY MACHINES, DISPOSABLE, STERILE | NEUROSCIENCES CONSUMABLES SUPPLEMENTARY
7077 | 4218230006200 | STIMULATION PROBE, DISSECTING, CONNECTION MUST BE UNIVERSAL TO FIT ALL NEUROPHYSIOLOGY MACHINES, REUSABLE, ASSORTED SIZES | NEUROSCIENCES CONSUMABLES SUPPLEMENTARY
7078 | 4218230006300 | STIMULATION PROBE DOUBLE HOOK FOR NERVES STIMULATION CONNECTION MUST BE UNIVERSAL TO FIT ALL NEUROPHYSIOLOGY MACHINES DISPOSABLE STERILE | NEUROSCIENCES CONSUMABLES SUPPLEMENTARY
7079 | 4218230006400 | STIMULATION PROBE FLUSH TIP FOR NERVES STIMULATION CONNECTION MUST BE UNIVERSAL TO FIT ALL NEUROPHYSIOLOGY MACHINES DISPOSABLE STERILE | NEUROSCIENCES CONSUMABLES SUPPLEMENTARY
7080 | 4218230006500 | STIMULATION PROBE, RIGHT ANGLED DOUBLE HOOK, FOR NERVES STIMULATION, CONNECTION MUST BE UNIVERSAL TO FIT ALL NEUROPHYSIOLOGY MACHINES, DISPOSABLE, STERILE | NEUROSCIENCES CONSUMABLES SUPPLEMENTARY
7081 | 4218230006600 | STIMULATION PROBE TRIPLE HOOK FOR NERVES STIMULATION CONNECTION MUST BE UNIVERSAL TO FIT ALL NEUROPHYSIOLOGY MACHINES DISPOSABLE STERILE | NEUROSCIENCES CONSUMABLES SUPPLEMENTARY
7082 | 4218230006700 | ELECTRODES STEREOTACTIC DEPTH ELECTRODE WITH ANCHORS AND BOLTS PLATINUM 15-16 CONTACTS ASSORTED CONFIGURATIONS CABLES WITH UNIVERSAL CONNECTION TO FIT ALL NEUROPHYSIOLOGY MACHINES DISPOSABLE STERILE. | NEUROSCIENCE
7083 | 4218230700000 | FIXATION PIN, USED TO ATTACH THE HEAD FRAME TO THE PATIENT'S HEAD, COMPATIBLE WITH STEREOTACTIC SYSTEM, DISPOSABLE, STERILE, ASSORTED SIZES | NEUROSCIENCES CONSUMABLES SUPPLEMENTARY
7084 | 4218231600300 | ELECTRODE JUMPER, CABLE FOR MULTICHANNEL EVOKED POTENTIALS COMPATIBLE WITH END USER EQUIPMENT | EAR, NOSE & THROAT SUPPLIES (ENT)
7085 | 4218231800100 | ELECTRODES SUBDURAL GRID ELECTRODES PLATINUM 8 CONTACTS 2 X 4 CONFIGURATION WITH INTEGRATED CABLE DISPOSABLE STERILE. | NEUROSCIENCE
7086 | 4218231800200 | ELECTRODES SUBDURAL GRID ELECTRODES PLATINUM 20 CONTACTS 4 X 5 CONFIGURATION WITH INTEGRATED CABLE DISPOSABLE STERILE /. | NEUROSCIENCE
7087 | 4218231900000 | ELECTRODES CUP FOR EEG SILVER 10 MM DISC WITH 2 MM HOLE REUSABLE ASSORTED LENGTHS. | NEUROSCIENCE
7088 | 4218231901000 | ELECTRODES, SUBDURAL GRID, PLATINUM, 16 CONTACTS, ASSORTED CONFIGURATIONS, CABLES WITH UNIVERSAL CONNECTION TO FIT ALL NEUROPHYSIOLOGY MACHINES, DISPOSABLE, STERILE | NEUROSCIENCES CONSUMABLES SUPPLEMENTARY
7089 | 4218231901100 | ELECTRODES SUBDURAL GRID ELECTRODES PLATINUM 24 CONTACTS ASSORTED CONFIGURATIONS CABLES WITH UNIVERSAL CONNECTION TO FIT ALL NEUROPH = YSIOLOGY MACHINES DISPOSABLE STERILE. | NEUROSCIENCE
7090 | 4218231901200 | ELECTRODES, SUBDURAL GRID, PLATINUM, 32 CONTACTS, ASSORTED CONFIGURATIONS, CABLES WITH UNIVERSAL CONNECTION TO FIT ALL NEUROPHYSIOLOGY MACHINES, DISPOSABLE, STERILE | NEUROSCIENCES CONSUMABLES SUPPLEMENTARY
7091 | 4218231901300 | ELECTRODES, SUBDURAL GRID, PLATINUM, 8 CONTACTS, ASSORTED CONFIGURATIONS, CABLES WITH UNIVERSAL CONNECTION TO FIT ALL NEUROPHYSIOLOGY MACHINES, DISPOSABLE, STERILE | NEUROSCIENCES CONSUMABLES SUPPLEMENTARY
7092 | 4218232600500 | SENSOR HYDROGEL FOR NEONATAL COMPATIBLE WITH OLYMPIC BRAINZ MONITOR (OBM) DISPOSABLE. | SUPPLEMENTARY GEN.SUPPLIES NURS,BURN
7093 | 4218232600600 | SENSOR HYDROGEL FOR NEONATAL COMPATIBLE WITH CFM MONITORING OR EQUIVALENT DISPOSABLE STERILE. | SUPPLEMENTARY GEN.SUPPLIES NURS,BURN
7094 | 4218232600700 | CAP, FOR EEG, MADE OF FABRIC MATERIAL, UNIVERSAL CONNECTION TO FIT ALL NEUROPHYSIOLOGY MACHINES, REUSABLE, ASSORTED SIZES | NEUROSCIENCES CONSUMABLES SUPPLEMENTARY
7095 | 4218232603400 | ELECTRODES, CUP, FOR EEG, GOLD PLATED, 10 MM DISC WITH 2 MM HOLE, REUSABLE, ASSORTED LENGHTS | NEUROSCIENCES CONSUMABLES SUPPLEMENTARY
7096 | 4218232603600 | ELECTRODES, CUP, FOR EEG, GOLD PLATED, 6 MM DISC WITH 1.5 MM HOLE, REUSABLE, ASSORTED LENGTHS | NEUROSCIENCES CONSUMABLES SUPPLEMENTARY
7097 | 4218232603700 | ELECTRODES, CUP, FOR EEG, MRI COMPATIBLE, DISPOSABLE, ASSORTED LENGTHS | NEUROSCIENCES CONSUMABLES SUPPLEMENTARY
7098 | 4218240000200 | NEWBORN HEARING SCREENING SET : EARPHONES SENSORS BABY PREPARATION GUIDE COMPATIBLE WITH ALGO (NATUS) HEARING SCREENING SYSTEM DISPOSABLE STERILE... | SUPPLEMENTARY GEN.SUPPLIES NURS,BURN
7099 | 4218240000800 | BATTERY, RECHARGEABLE, FOR HANDHELD IMPEDANCE AND HEARING SCREENER, COMPATIBLE WITH END USER EQUIPMENT | EAR, NOSE & THROAT SUPPLIES (ENT)
7100 | 4218240000900 | CABLE ALLIGATOR CLIP FOR ELECTRODES DIFFERENT COLORS DIFFERENT SIZES AS REQUESTED BY END USER | EAR, NOSE & THROAT SUPPLIES (ENT)
7101 | 4218240001000 | CABLE, B71/81 BONE CONDUCTOR REPLACEMENT, DIFFERENT LENGTH AS REQUESTED BY END USER | EAR, NOSE & THROAT SUPPLIES (ENT)
7102 | 4218240001100 | CABLE, BUTTON FOR ELECTRODES, DIFFERENT COLORS, DIFFERENT SIZES AS REQUESTED BY END USER | EAR, NOSE & THROAT SUPPLIES (ENT)
7103 | 4218240001200 | CABLE, CONTRALATERAL FOR ACOUSTIC REFLEXES, COMPATIBLE WITH END USER EQUIPMENT, DIFFERENT LENGTH | EAR, NOSE & THROAT SUPPLIES (ENT)
7104 | 4218240001300 | CABLE, EXTENSION CABLE FOR HANDHELD IMPEDANCE AND OTOACOUSTIC EMISSIONS (OAE), COMPATIBLE WITH END USER EQUIPMENT | EAR, NOSE & THROAT SUPPLIES (ENT)
7105 | 4218240001400 | CABLE, IP30 INSERT EARPHONE REPLACEMENT, DIFFERENT LENGTH AS REQUESTED BY END USER | EAR, NOSE & THROAT SUPPLIES (ENT)
7106 | 4218240001500 | CABLE, PINCH CLIP FOR ELECTRODES, DIFFERENT COLORS, DIFFERENT SIZES AS REQUESTED BY END USER | EAR, NOSE & THROAT SUPPLIES (ENT)
7107 | 4218240001600 | CABLE, SHORT EXTENSION PROBE CABLE FOR HANDHELD HEARING SCREENER, INCLUDING CALIBRATION | EAR, NOSE & THROAT SUPPLIES (ENT)
7108 | 4218240001700 | CABLE, TDH39/DD45 REPLACEMENT, DIFFERENT LENGTH AS REQUESTED BY END USER | EAR, NOSE & THROAT SUPPLIES (ENT)
7109 | 4218240001800 | CRADLE FITTINGS AND RETAINING PLATE INCLUDED, FOR HANDHELD IMPEDANCE AND HEARING SCREENER, COMPATIBLE WITH END USER EQUIPMENT | EAR, NOSE & THROAT SUPPLIES (ENT)
7110 | 4218240001900 | EARCUP, FOR IP30 STEREO ID HEADSET, DISPOSABLE COMPATIBLE WITH END USER EQUIPMENT | EAR, NOSE & THROAT SUPPLIES (ENT)
7111 | 4218240002000 | FOAM PAD, FOR CONTRALATERAL HEADSET, DISPOSABLE | EAR, NOSE & THROAT SUPPLIES (ENT)
7112 | 4218240002100 | FOAM, FOR IMPRESSION PADS DIFFERENT SIZES AS REQUESTED BY END USER | EAR, NOSE & THROAT SUPPLIES (ENT)
7113 | 4218240002200 | INSERT EARPHONE, IP30 CONTRA FOR ACOUSTIC REFLEXES, WITH MINIJACK, INCLUDING CALIBRATION, DIFFERENT LENGTH, COMPATIBLE WITH END USER EQUIPMENT | EAR, NOSE & THROAT SUPPLIES (ENT)
7114 | 4218240002300 | INSERT EARPHONE, IP30 STEREO FOR EVOKED POTENTIALS SYSTEM, (ABR), INCLUDING CALIBRATION, COMPATIBLE WITH END USER EQUIPMENT, DIFFERENT LENGTH | EAR, NOSE & THROAT SUPPLIES (ENT)
7115 | 4218240002400 | MICROPHONE, TEST BOX REFERENCE FOR HEARING AID VERIFICATION | EAR, NOSE & THROAT SUPPLIES (ENT)
7116 | 4218240002500 | MIXING TRAY, WITH DOSING SCALE FOR IMPRESSION MATERIAL MIXING | EAR, NOSE & THROAT SUPPLIES (ENT)
7117 | 4218240002600 | PREAMPLIFIER, FOR DIAGNOSTIC EVOKED POTENTIALS, COMPATIBLE WITH END USER EQUIPMENT | EAR, NOSE & THROAT SUPPLIES (ENT)
7118 | 4218240002700 | PREAMPLIFIER, FOR HANDHELD HEARING SCREENER, COMPATIBLE WITH END USER EQUIPMENT | EAR, NOSE & THROAT SUPPLIES (ENT)
7119 | 4218240002800 | PROBE COUPLER, FOR DISTORTION PRODUCT OTOACOUSTIC EMISSIONS (DPOAE), COMPATIBLE WITH END USER EQUIPMENT | EAR, NOSE & THROAT SUPPLIES (ENT)
7120 | 4218240002900 | PROBE COUPLER, FOR TRANSIENT EVOKED OTOACOUSTIC EMISSIONS (TEOAE), COMPATIBLE WITH END USER EQUIPMENT | EAR, NOSE & THROAT SUPPLIES (ENT)
7121 | 4218240003000 | PROBE DOCK, WITH TWO PROBE MICROPHONES, FOR REAL EAR MEASUREMENT | EAR, NOSE & THROAT SUPPLIES (ENT)
7122 | 4218240003100 | PROBE, OTOACOUSTIC EMISSIONS (OAE), COMPATIBLE WITH END USER EQUIPMENT | EAR, NOSE & THROAT SUPPLIES (ENT)
7123 | 4218240003200 | PROBE, SERVICEABLE FOR DISTORTION PRODUCT AND TRANSIENT EVOKED OTOACOUSTIC EMISSIONS (DP+TE OAE), COMPATIBLE WITH END USER EQUIPMENT | EAR, NOSE & THROAT SUPPLIES (ENT)
7124 | 4218240003300 | PROBE, SERVICEABLE FOR TRANSIENT EVOKED OTOACOUSTIC EMISSIONS (TEOAE), COMPATIBLE WITH END USER EQUIPMENT | EAR, NOSE & THROAT SUPPLIES (ENT)
7125 | 4218240003400 | TEST CAVITY, FOR EVOKED POTENTIAL AND OTOACOUSTIC EMISSION CABLES, COMPATIBLE WITH END USER EQUIPMENT | EAR, NOSE & THROAT SUPPLIES (ENT)
7126 | 4218240003500 | TRANSDUCER, REAL EAR MEASUREMENT, COMPATIBLE WITH END USER EQUIPMENT | EAR, NOSE & THROAT SUPPLIES (ENT)
7127 | 4218240500700 | NEWBORN HEARING SCREENING SET : EARPHONES SENSORS BABY PREPARATION GUIDE COMPATIBLE WITH (GSI) HEARING SCREENING SYSTEM DISPOSABLE STERILE... | SUPPLEMENTARY GEN.SUPPLIES NURS,BURN
7128 | 4218240900100 | HEARING AID, BEHIND-THE-EAR 16 FITTING CHANNELS OR MORE FOR SEVERE HEARING LOSS, PEDIATRIC (INDICATOR LIGHT), INTEGRATED RECEIVER TO DIRECTLY CONNECT TO ROGER WIRELESS SYSTEMS OR PROVIDE NEEDED REQUIREMENT FOR CONNECTION, WIRELESS DIRECT CONNECTIVITY TO SMART DEVICES, IP68 OR HIGHER, MAXIMUM GAIN/OUTPUT OF 83/143 DB SPL IN EAR STIMULATION (AS A MINIMUM), FREQUENCY RANGE OF 100-5100 HZ, BATTERY SIZE 312 OR 13 OR RECHARGEABLE COLOR AND BATTERY TYPE TO BE ORDERED BASED ON END USER REQUEST/NEED. HAS THE ABILITY TO BE FIT AS OPEN-FIT HEARING AID WITH TUBE AND DOME. COMPATIBLE WITH CROS. | EAR, NOSE & THROAT SUPPLIES (ENT)
7129 | 4218240900200 | HEARING AID, BEHIND-THE-EAR, 12 FITTING CHANNEL OR MORE FOR MILD TO MODERATE HEARING LOSS, PEDIATRIC (INDICATOR LIGHT), WITH SLIM TUBE/DOME FITTING OPTION, INTEGRATED RECEIVER FOR DIRECT CONNECTIVITY TO ROGER WIRELESS SYSTEMS OR PROVIDE NEEDED REQUIREMENTS FOR CONNECTION, WIRELESS DIRECT CONNECTIVITY TO SMART DEVICES, IP68 OR HIGHER, MAXIMUM GAIN/OUTPUT OF 63/132 DB (EAR SIMULATOR) OR HIGHER, BATTERY SIZE 13 OR 312 OR RECHARGEABLE, HAS THE ABILITY TO BE FIT AS OPEN-FIT HEARING AID WITH TUBE AND DOME, COLOR AND BATTERY TYPE TO BE ORDERED BASED ON END USER REQUEST/NEED, COMPATIBLE WITH CROS. | EAR, NOSE & THROAT SUPPLIES (ENT)
7130 | 4218240900400 | HEARING AID, BEHIND-THE-EAR, 12 FITTING CHANNEL OR MORE FOR SEVERE TO PROFOUND HEARING LOSS, PEDIATRIC (INDICATOR LIGHT), INTEGRATED RECEIVER FOR DIRECT CONNECTIVITY TO ROGER WIRELESS SYSTEMS OR PROVIDE NEEDED REQUIREMENTS FOR CONNECTION, WIRELESS DIRECT CONNECTIVITY TO SMART DEVICES, IP68 OR HIGHER, MAXIMUM GAIN/OUTPUT OF 85/145 DB SPL IN EAR STIMULATION OR HIGHER AND FREQUENCY RANGE OF 100-5100 HZ OR HIGHER, BATTERY SIZE 675 OR RECHARGEABLE, COLOR AND BATTERY TYPE TO BE ORDERED BASED ON END USER REQUEST/NEED. | EAR, NOSE & THROAT SUPPLIES (ENT)
7131 | 4218240900600 | IMPLANTABLE HEARING AID, IMPLANTED BONE ANCHORED SYSTEM, INTERNAL PART MRI COMPATIBILITY UP TO 1.5 TESLA. COMPENSATES UP-TO 45, 55, 65 DB HL FOR SENSORINEURAL, MIXED AND/OR CONDUCTIVE HEARING LOSS, AS REQUESTED BY END USER | EAR, NOSE & THROAT SUPPLIES (ENT)
7132 | 4218240900700 | BATTERY, ZINC AIR HEARING AID BATTERIES, SIZE 13 | EAR, NOSE & THROAT SUPPLIES (ENT)
7133 | 4218240900800 | BATTERY, ZINC AIR HEARING AID BATTERIES, SIZE 10 | EAR, NOSE & THROAT SUPPLIES (ENT)
7134 | 4218242400000 | EARTIP STANDARD ADULT FOAM TIPS FOR INSERT EARPHONES - YELLOW (REGULAR SIZE), DISPOSABLE, OR EQUIVALENT | EAR, NOSE & THROAT SUPPLIES (ENT)
7135 | 4218242400200 | ADI EAR TIP ADAPTORS FOR INSERT EARPHONES, COMPATIBLE WITH END USER EQUIPMENT | EAR, NOSE & THROAT SUPPLIES (ENT)
7136 | 4218242400300 | CONNECTORS, FOR IP30 TUBE REPLACEMENT BLACK ROUND PLASTIC TIPS FOR INSERT EARPHONE, OR EQUIVALENT | EAR, NOSE & THROAT SUPPLIES (ENT)
7137 | 4218242400500 | EARTIPS BLUE AKR MUSHROOM- SIZE 5, DISPOSABLE, OR EQUIVALENT | EAR, NOSE & THROAT SUPPLIES (ENT)
7138 | 4218242400600 | EARTIPS BLUE- SIZE 13, DISPOSABLE, OR EQUIVALENT | EAR, NOSE & THROAT SUPPLIES (ENT)
7139 | 4218242400800 | EARTIPS BLUE- SIZE 9, DISPOSABLE, OR EQUIVALENT | EAR, NOSE & THROAT SUPPLIES (ENT)
7140 | 4218242400900 | EARTIPS BLUE MUSHROOM- SIZE 11, DISPOSABLE, OR EQUIVALENT | EAR, NOSE & THROAT SUPPLIES (ENT)
7141 | 4218242401000 | EARTIPS BLUE MUSHROOM- SIZE 15, DISPOSABLE, OR EQUIVALENT | EAR, NOSE & THROAT SUPPLIES (ENT)
7142 | 4218242401100 | EARTIPS BLUE MUSHROOM- SIZE 7, DISPOSABLE, OR EQUIVALENT | EAR, NOSE & THROAT SUPPLIES (ENT)
7143 | 4218242401200 | EARTIPS BLUE UMBRELLA- SIZE 10, DISPOSABLE, OR EQUIVALENT | EAR, NOSE & THROAT SUPPLIES (ENT)
7144 | 4218242401300 | EARTIPS BLUE UMBRELLA- SIZE 19, DISPOSABLE, OR EQUIVALENT | EAR, NOSE & THROAT SUPPLIES (ENT)
7145 | 4218242401400 | EARTIP SIZE 3, DISPOSABLE, OR EQUIVALENT | EAR, NOSE & THROAT SUPPLIES (ENT)
7146 | 4218242401500 | EARTIPS GREEN SIZE 10 DISPOSABLE OR EQUIVALENT | EAR, NOSE & THROAT SUPPLIES (ENT)
7147 | 4218242401600 | EARTIPS GREEN SIZE 6 DISPOSABLE OR EQUIVALENT | EAR, NOSE & THROAT SUPPLIES (ENT)
7148 | 4218242401700 | EARTIPS GREEN MUSHROOM SIZE 13 DISPOSABLE OR EQUIVALENT | EAR, NOSE & THROAT SUPPLIES (ENT)
7149 | 4218242401800 | EARTIPS GREEN MUSHROOM SIZE 9 DISPOSABLE OR EQUIVALENT | EAR, NOSE & THROAT SUPPLIES (ENT)
7150 | 4218242401900 | EARTIPS GREEN UMBRELLA SIZE 7.5 DISPOSABLE OR EQUIVALENT | EAR, NOSE & THROAT SUPPLIES (ENT)
7151 | 4218242402000 | EARTIP JUMBO ADULT FOAM TIPS FOR INSERT EARPHONES - YELLOW (JUMBO), DISPOSABLE, OR EQUIVALENT | EAR, NOSE & THROAT SUPPLIES (ENT)
7152 | 4218242402100 | EARTIP OTOACOUSTIC EMISSIONS FOAM FOR ADULTS, DISPOSABLE, OR EQUIVALENT | EAR, NOSE & THROAT SUPPLIES (ENT)
7153 | 4218242402200 | EARTIP PEDIATRIC FOAM TIPS FOR INSERT EARPHONES - BEIGE, DISPOSABLE, OR EQUIVALENT | EAR, NOSE & THROAT SUPPLIES (ENT)
7154 | 4218242402400 | EARTIP PEDIATRIC OTOSCOPE SPECULA SIZE 2.5 DISPOSABLE OR EQUIVALENT | EAR, NOSE & THROAT SUPPLIES (ENT)
7155 | 4218242402500 | EARTIP PINK OTOACOUSTIC EMISSIONS FOAM FOR PEDIATRIC, DISPOSABLE, OR EQUIVALENT | EAR, NOSE & THROAT SUPPLIES (ENT)
7156 | 4218242402600 | EARTIPS RED AKR MUSHROOM- SIZE 4, DISPOSABLE, OR EQUIVALENT | EAR, NOSE & THROAT SUPPLIES (ENT)
7157 | 4218242402700 | EARTIP RED AND BLACK INFANT INSERTS - SIZE 3.5, DISPOSABLE, OR EQUIVALENT | EAR, NOSE & THROAT SUPPLIES (ENT)
7158 | 4218242402800 | EARTIP RED AND BLACK INFANT INSERTS - SIZE 4, DISPOSABLE, OR EQUIVALENT | EAR, NOSE & THROAT SUPPLIES (ENT)
7159 | 4218242402900 | EARTIPS RED SIZE 12 DISPOSABLE OR EQUIVALENT | EAR, NOSE & THROAT SUPPLIES (ENT)
7160 | 4218242403000 | EARTIPS RED SIZE 8 DISPOSABLE OR EQUIVALENT | EAR, NOSE & THROAT SUPPLIES (ENT)
7161 | 4218242403100 | EARTIPS RED FLANGED- SIZE 3 - 5, DISPOSABLE, OR EQUIVALENT | EAR, NOSE & THROAT SUPPLIES (ENT)
7162 | 4218242403200 | EARTIPS RED MUSHROOM- SIZE 10, DISPOSABLE, OR EQUIVALENT | EAR, NOSE & THROAT SUPPLIES (ENT)
7163 | 4218242403300 | EARTIPS RED MUSHROOM- SIZE 14, DISPOSABLE, OR EQUIVALENT | EAR, NOSE & THROAT SUPPLIES (ENT)
7164 | 4218242403400 | EARTIPS RED UMBRELLA- SIZE 15, DISPOSABLE, OR EQUIVALENT | EAR, NOSE & THROAT SUPPLIES (ENT)
7165 | 4218242403500 | EARTIPS RED UMBRELLA- SIZE 9, DISPOSABLE, OR EQUIVALENT | EAR, NOSE & THROAT SUPPLIES (ENT)
7166 | 4218242403600 | EARTIP TAB ELECTRODES WITH SOLID GEL, DISPOSABLE, OR EQUIVALENT | EAR, NOSE & THROAT SUPPLIES (ENT)
7167 | 4218242403700 | EARTIPS YELLOW SIZE 11 DISPOSABLE OR EQUIVALENT | EAR, NOSE & THROAT SUPPLIES (ENT)
7168 | 4218242403900 | EARTIPS YELLOW SIZE 16 DISPOSABLE OR EQUIVALENT | EAR, NOSE & THROAT SUPPLIES (ENT)
7169 | 4218242404000 | EARTIPS YELLOW SIZE 7 DISPOSABLE OR EQUIVALENT | EAR, NOSE & THROAT SUPPLIES (ENT)
7170 | 4218242404100 | EARTIP YELLOW FLANGED INFANT SIZE 5-8 MM, DISPOSABLE, OR EQUIVALENT | EAR, NOSE & THROAT SUPPLIES (ENT)
7171 | 4218242404200 | EARTIPS YELLOW MUSHROOM SIZE 12 DISPOSABLE OR EQUIVALENT | EAR, NOSE & THROAT SUPPLIES (ENT)
7172 | 4218242404300 | EARTIPS YELLOW MUSHROOM SIZE 19 DISPOSABLE OR EQUIVALENT | EAR, NOSE & THROAT SUPPLIES (ENT)
7173 | 4218242404400 | EARTIPS YELLOW MUSHROOM SIZE 8 DISPOSABLE OR EQUIVALENT | EAR, NOSE & THROAT SUPPLIES (ENT)
7174 | 4218242404500 | EARTIPS YELLOW UMBRELLA SIZE 11 DISPOSABLE OR EQUIVALENT | EAR, NOSE & THROAT SUPPLIES (ENT)
7175 | 4218242600300 | SOUND TUBES, FOR EVOKED POTENTIALS SYSTEM, (ABR), SIZE 3A USED FOR INSERT EAR PHONES | EAR, NOSE & THROAT SUPPLIES (ENT)
7176 | 4218242600500 | CABLE, ELECTROCOCHLEOGRAPHY (ECOCHG) COMPATIBLE WITH END USER EQUIPMENT | EAR, NOSE & THROAT SUPPLIES (ENT)
7177 | 4218242600800 | HEADPHONES TRANSDUCER , DD45S COMPATIBLE WITH EVOKED POTENTIALS SYSTEM (ABR) OR EQUIVALENT INCLUDING CALIBRATION HEADBAND MODEL LENGTH PLUG TYPE AS REQUESTED BY END USER | EAR, NOSE & THROAT SUPPLIES (ENT)
7178 | 4218242600900 | BONE CONDUCTION HEADBAND, ADJUSTABLE SOFT FOR BONE CONDUCTION TESTING FOR ADULTS AND CHILDREN USED WITH EVOKED POTENTIALS OR PURE TONE AUDIOMETRY | EAR, NOSE & THROAT SUPPLIES (ENT)
7179 | 4218242608000 | HEADBAND, ADULT FOLDABLE AUDIOMETRIC, COMPATIBLE WITH END USER TRANSDUCER | EAR, NOSE & THROAT SUPPLIES (ENT)
7180 | 4218242608100 | HEADBAND, DD45 CONTRALATERAL AUDIOMETRIC, COMPATIBLE WITH END USER TRANSDUCER | EAR, NOSE & THROAT SUPPLIES (ENT)
7181 | 4218242608200 | HEADBAND, PEDIATRIC FOLDABLE AUDIOMETRIC, COMPATIBLE WITH END USER TRANSDUCER | EAR, NOSE & THROAT SUPPLIES (ENT)
7182 | 4218242608300 | HEADBAND, RE-7 AUDIOMETRIC, COMPATIBLE WITH END USER TRANSDUCER | EAR, NOSE & THROAT SUPPLIES (ENT)
7183 | 4218242608400 | HEADLIGHT, LED PORTABLE, BATTERY OPERATED | EAR, NOSE & THROAT SUPPLIES (ENT)
7184 | 4218242608500 | HEADSET TRANSDUCER, FOR DD45 AUDIOMETRIC EARPHONE INCLUDING CALIBRATION, HEADBAND MODEL, LENGTH, PLUG TYPE AS REQUESTED BY END USER | EAR, NOSE & THROAT SUPPLIES (ENT)
7185 | 4218242608600 | HEADSET TRANSDUCER, FOR DD45 CONTRALATERAL AUDIOMETRIC EARPHONE INCLUDING CALIBRATION, HEADBAND MODEL, LENGTH, PLUG TYPE AS REQUESTED BY END USER | EAR, NOSE & THROAT SUPPLIES (ENT)
7186 | 4218242608700 | HEADSET TRANSDUCER, FOR DD45 PEDIATRIC AND ADULT AUDIOMETRIC EARPHONE, INCLUDING CALIBRATION, HEADBAND MODEL, LENGTH, PLUG TYPE AS REQUESTED BY END USER | EAR, NOSE & THROAT SUPPLIES (ENT)
7187 | 4218242608800 | HEADSET TRANSDUCER, AUDIOMETRIC HIGH FREQUENCY EARPHONE, INCLUDING CALIBRATION, HEADBAND MODEL, LENGTH, PLUG TYPE AS REQUESTED BY END USER | EAR, NOSE & THROAT SUPPLIES (ENT)
7188 | 4218242608900 | HEADSET TRANSDUCER, FOR TDH39 AUDIOMETRIC EARPHONE INCLUDING CALIBRATION, HEADBAND MODEL, LENGTH, PLUG TYPE AS REQUESTED BY END USER | EAR, NOSE & THROAT SUPPLIES (ENT)
7189 | 4218242609000 | HEADSET, B71/81 BONE TRANSDUCER INCLUDING CALIBRATION, MODEL AND LENGTHS AS REQUESTED BY END USER | EAR, NOSE & THROAT SUPPLIES (ENT)
7190 | 4218242609100 | HEADSET, DD65 PASSIVE ATTENUATION AUDIOMETRIC INCLUDING CALIBRATION, HEADBAND MODEL, LENGTH, PLUG TYPE AS REQUESTED BY END USER | EAR, NOSE & THROAT SUPPLIES (ENT)
7191 | 4218242609200 | REPLACEMENT PAD, FOR SPRING STEEL HEADBAND, DISPOSABLE | EAR, NOSE & THROAT SUPPLIES (ENT)
7192 | 4218242609300 | RESPONSE BUTTON, FOR AUDIOMETRY | EAR, NOSE & THROAT SUPPLIES (ENT)
7193 | 4218242700100 | PAPER ROLL FOR TYMPANOMETRY TESTING COMPATIBLE WITH END USER EQUIPMENT PAPER ROLL FOR TYMPANOMETRY TESTING APPROXIMATELY 25 METERS IN LENGTH COMPATIBLE WITH END USER EQUIPMENT. | EAR, NOSE & THROAT SUPPLIES (ENT)
7194 | 4218242700300 | PROBE TIP REPLACEMENT KITS FOR TYMPANOMETER, OTOACOUSTIC EMISSIONS (OAES), SCREENER, COMPATIBLE WITH END USER EQUIPMENT | EAR, NOSE & THROAT SUPPLIES (ENT)
7195 | 4218242700400 | FLOSS 3IN1 USED TO CLEAN TYMPANOMETRY AND OTOACOUSTIC EMISSION PROBES | EAR, NOSE & THROAT SUPPLIES (ENT)
7196 | 4218242701300 | CLEANING TOOL, THIN RIGID PLASTIC CORD, FOR TYMPANOMETRY AND OTOACOUSTIC EMISSIONS PROBE (OAE), COMPATIBLE WITH END USER EQUIPMENT | EAR, NOSE & THROAT SUPPLIES (ENT)
7197 | 4218260000500 | CHROME LEATHER LINING, BLACK, THICKNESS 1.0-1.8 MM APPROXIMATELY | PROSTHETICS & ORTHOSIS SUPPLIES
7198 | 4218260000600 | CHROME LEATHER LINING, COGNAC, 1.0-1.8 MM | PROSTHETICS & ORTHOSIS SUPPLIES
7199 | 4218270100000 | ASSESSMENT TOOLS, FINGER GONIOMETER STAINLESS STEEL GONIOMETER MEASURES THE RANGE OF MOTION OF FINGER JOINTS, 180 DEGREE, ASSORTED SIZES | REHABILITATION,PHYSIOTHERAPY SUPPLIES
7200 | 4218270100100 | ASSESSMENT TOOLS, STANDARD GONIOMETER STAINLESS STEEL GONIOMETER MEASURES THE AVAILABLE RANGE OF MOTION AT A JOINT, 180 DEGREE, ASSORTED SIZES | REHABILITATION,PHYSIOTHERAPY SUPPLIES
7201 | 4218270200000 | TAPE MEASURING INFANT PAPER 100 CM LONG GRADUATED IN 1 CM INCREMENT DISPOSABLE.. | SUPPLEMENTARY GEN.SUPPLIES NURS,BURN
7202 | 4218270200100 | TAPE MEASURING FOR INTRAOPERATIVE USE NOT LESS THAN 150 CM DISPOSABLE STERILE.. | SUPPLEMENTARY GEN.SUPPLIES NURS,BURN
7203 | 4218300500000 | STAINING SOLUTION FOR ANTERIOR SURGERY, SYRINGE, HIGHLY PURIFIED 0.06% TRYPAN BLUE WITH LOWEST RECORDED LEVELS OF MONOAZO DYE IMPURITY, DISPOSABLE, STERILE | OPHTHALMOLOGY SUPPLIES
7204 | 4218300500100 | STAINING SOLUTION FOR RETINA SURGERY, SYRINGE, DUAL DYE MEMBRANE (ILM, ERM AND PVR) BLUE, DISPOSABLE, STERILE | OPHTHALMOLOGY SUPPLIES
7205 | 4218301700600 | SPECULUM COOK EYE WITH LOCKING SCREW NO. 1 REUSABLE. | SURGICAL INSTRUMENT TENDER
7206 | 4218301900100 | PROBE ENDOILLUMINATION STRAIGHT 23 GAUGE COMPATIBLE WITH HOSPITAL MACHINE DISPOSABLE STERILE...,<(>,<)> | OPHTHALMOLOGY SUPPLIES SUPPLEMENTARY
7207 | 4218301900200 | PROBE ENDOILLUMINATION WIDE ANGLE 23 GAUGE COMPATIBLE WITH HOSPITAL MACHINE DISPOSABLE STERILE...,<(>,<)> | OPHTHALMOLOGY SUPPLIES SUPPLEMENTARY
7208 | 4218301900700 | CHANDELIER, LIGHTING SYSTEM, 25G, WITH TROCAR, STERILE | OPHTHALMOLOGY SUPPLIES
7209 | 4218301900800 | G-PROBE, GLAUCOMA, DEVICE COMPATIBLE TO SLX MACHINE OR EQUIVALENT, DISPOSABLE, STERILE | OPHTHALMOLOGY SUPPLIES
7210 | 4218306000000 | SCHIRMER STRIP FILTER PAPER, DISPOSABLE | OPHTHALMOLOGY SUPPLIES
7211 | 4218306100000 | IMPLANT, GLAUCOMA STENT, INTRAOCULAR, DESIGNED TO REDUCE EYE PRESSURE, STERILE | OPHTHALMOLOGY SUPPLIES
7212 | 4218307300200 | MEMBRANE PICK, 23 GAUGE, REUSABLE | OPHTHALMOLOGY SUPPLIES
7213 | 4218307500100 | SCRAPER, ILM PEEL, LOOP DESIGN, 23 GAUGE, DISPOSABLE, STERILE | OPHTHALMOLOGY SUPPLIES
7214 | 4218308000000 | CASE OF OPHTHALMIC TRAIL LENSES SET FOR REFRACTION IN THE CLINIC, REUSABLE | OPHTHALMOLOGY SUPPLIES
7215 | 4218308500100 | SENSOR, FOR MEMBRANE, AND TIP ASSEMBLY, COMPATIBLE FOR RATCHET 30 PNEUMATONOMETER | OPHTHALMOLOGY SUPPLIES SUPPLEMENTARY
7216 | 4218308500200 | TIP COVER, COMPATIBLE WITH HAND HELD TONO-PEN TONOMETERS, INDIVIDUALLY PACKED, SANITIZED, DISPOSABLE | OPHTHALMOLOGY SUPPLIES SUPPLEMENTARY
7217 | 4218308500300 | PROBES, TONOMETER, COMPATIBLE WITH ICARE HAND HELD IOP TONOMETER UNIT, DISPOSABLE | OPHTHALMOLOGY SUPPLIES
7218 | 4218320210100 | SKIN PATCH TEST PANELS FOR AT LEAST 35 ALLERGENS READY TO USE FOR DERMATOLOGY DISPOSABLE.... | SUPPLEMENTARY GEN.SUPPLIES NURS,BURN
7219 | 4218340300200 | FUNDUS VIEWING SYSTEMS, CARL ZEISS RESIGHT 700 OR ANY EQUIVALENT, DIFFERENT VIEW – BETWEEN WIDE FIELD AND HIGH MAGNIFICATION, REUSABLE | OPHTHALMOLOGY SUPPLIES SUPPLEMENTARY
7220 | 4219000085000 | HYPERTHERMIA KIT WITH 4.4 LITER RESERVOIR, MEDICAL GRADE STAINLESS STEEL RINGS WITHIN THE STERILE FLUID PATH, HEAT EXCHANGER, DOUBLE LUMEN PATIENT LINE WITH (2) TEMPERATURE PROBES,<(>,<)> ALUMINUM-FREE, COMPATIBLE WITH HYPERTHERMIA PUMP OR EQUIVALENT | ANESTHESIA AND RESPIRATORY SUPPLEMENTARY
7221 | 4219160700100 | CURTAIN MEDICAL MADE OF POLYPROPYLENE WITH ANTIMICROBIAL WITH / PATENTED HOOKS FOR EASY INSTALLATION AND VELCRO STICKER TO SECURE / THECURTAIN SIZE: HEIGHT 2 M X WIDTH 7.5 M ASSORTED COLORS DISPOSABLE... | SUPPLEMENTARY GEN.SUPPLIES NURS,WOUND
7222 | 4219160700200 | CURTAIN MEDICAL MADE OF POLYPROPYLENE WITH ANTIMICROBIAL WITH PATENTED HOOKS FOR EASY INSTALLATION AND VELCRO STICKER TO SECURE THE CURTAIN SIZE: HEIGHT 2.5 M X WIDTH 7.5 M ASSORTED COLORS DISPOSABLE... | SUPPLEMENTARY GEN.SUPPLIES NURS,WOUND
7223 | 4219170492400 | CO2 CARTRIDGE COMPRESSED COMPATIBLE WITH PNEUMATIC HOLDING ARM DISPOSABLE.. | NEUROSCIENCE
7224 | 4219171400200 | CYLINDER KEY, SIZE SMALL, MADE OF METAL FOR DURABILITY, WITH CHAIN FOR OPENING D/E SIZE OXYGEN CYLINDER | ANESTHESIA AND RESPIRATORY SUPPLEMENTARY
7225 | 4219180200100 | MATTRESS WARMING : (NEONATE) : BASED ON A 24 C/ 75 F START TEMPERATURE THE MATTRESS REACHES A PEAK TEMPERATURE OF 40 C/ 104 F IN LESS THAN 60 SECONDS LATEX AND PVC FREE MADE WITH NONTOXIC FOOD - GRADE MATERIALS TRANSWARMER MINIMIZES THE RISK OF HYPOTHERMIA IN CESAREAN DELIVERIES PATENTED GEL AND SOFT NON - WOVEN SURFACE DISPOSABLE HEAT PACK 10 INCH X 16 INCH PROVIDES WARMTH FOR UP TO 2 HOURS (DEPENDING ON AMBIENT TEMPERATURE).. | SUPPLEMENTARY GEN.SUPPLIES NURS,BURN
7226 | 4219180300600 | ADAPTER, SOCKET, PEDIATRIC, WITH FOUR ADJUSTMENT SET SCREWS | PROSTHETICS & ORTHOSIS SUPPLIES
7227 | 4219181000000 | PAD ANTI-DECUBITUS SIZE: 75 X 145 CM (+/- 10 CM) (WOUND AND OSTOMY CARE).. | SUPPLEMENTARY GEN.SUPPLIES NURS,BURN
7228 | 4219181000400 | PAD ATTACHMENT FOR COROMETRICS FETAL SCALP ELECTRODE CABLE.. | SUPPLEMENTARY GENERAL CONSUMABLES
7229 | 4219181001000 | MATTRESS EGG CRATE (CONVOLUTED FOAM PAD) 36-40 X 73-77 X 3 INCH.... | SUPPLEMENTARY GEN.SUPPLIES NURS,BURN
7230 | 4219181300300 | PAPER PRINT TYPE IV (HIGH DENSITY) 110 MM X 20 M ROLL FOR ULTRASOUND DIAGNOSTIC EQUIPMENT.. | SUPPLEMENTARY GEN.SUPPLIES NURS,BURN
7231 | 4219181300400 | PAPER RECORDING CONTINUOUS CTG FOR HP M1911A / M1913A SIZE APPROX. 151 MM X 100 MM.. | SUPPLEMENTARY GEN.SUPPLIES NURS,BURN
7232 | 4219181300500 | PAPER PRINT TYPE I (STANDARD DENSITY) 110 MM X 20 M ROLL FOR ULTRASOUND DIAGNOSTIC EQUIPMENT.. | SUPPLEMENTARY GEN.SUPPLIES NURS,BURN
7233 | 4219181300600 | PAPER ECG FOR LIFEPAK 6 / 10 / 12 / 20 SIZE APPROX. 50 MM X 30 M.. | SUPPLEMENTARY GEN.SUPPLIES NURS,BURN
7234 | 4219181300800 | PAPER EFFICIA FOR PHILIPS DFM100 DEFIBRILLATOR SIZE APPROX 50 MM X 20 M.... | SUPPLEMENTARY GEN.SUPPLIES NURS,BURN
7235 | 4219181300900 | PAPER FOR GE DIAGNOSIS SYSTEM HD STRESS TEST SIZE APPROX 210 MM X 280 / MM.... | SUPPLEMENTARY GEN.SUPPLIES NURS,BURN
7236 | 4219181301100 | PAPER FOR EXAMINATION COUCH WITH ONE PLASTIC SIDE AND OTHER CELLULOSE SIDE WITH PERFORATION EVERY 60 CM SIZE: 60 - 80 CM X 30 YARDS/ROLL.. | SUPPLEMENTARY GEN.SUPPLIES NURS,BURN
7237 | 4219181301200 | PAPER PRINT TYPE V HIGH GLOSSY 110 MM X 18 M ROLL FOR ULTRASOUND DIAGNOSTIC EQUIPMENT. | SUPPLEMENTARY GEN.SUPPLIES NURS,BURN
7238 | 4219181301300 | PAPER FOR EXAMINATION COUCH WITH ONE PLASTIC SIDE AND OTHER CELLULOSE / SIDE WITH PERFORATION EVERY 45 CM SIZE: 45 - 50 CM X 30-35 YARDS/ROLL.. | SUPPLEMENTARY GEN.SUPPLIES NURS,BURN
7239 | 4219181400100 | PROBE FOR TEMPERATURE NEONATE COMPATIBLE WITH GIRAFFE INCUBATOR DISPOSABLE.. | SUPPLEMENTARY GEN.SUPPLIES NURS,BURN
7240 | 4219181400600 | PROBE FOR TEMPERATURE FOR PEDIATRIC SKIN IT SHOULD BE COMPATIBLE WITH DRAGER DISPOSABLE.. | SUPPLEMENTARY GEN.SUPPLIES NURS,BURN
7241 | 4219181401600 | PROBE FOR TEMPERATURE SKIN COMPATIBLE WITH NEONATAL TOTAL BODY COOLING COMPATIBLE WITH TECOTHERM NEONATE DISPOSABLE STERILE.. | SUPPLEMENTARY GEN.SUPPLIES NURS,BURN
7242 | 4219181401700 | PROBE ORAL TEMPERATURE FOR THERMOMETER ELECTRONIC COMPATIBLE WITH WELCH ALLYN.. | SUPPLEMENTARY GEN.SUPPLIES NURS,BURN
7243 | 4219181900200 | AID, POSITIONING, PROVIDES SAFE BOUNDARIES / CONTAINMENT AND COMFORT, SUPPORTS PROPER MUSCULOSKELETAL DEVELOPMENT, REUSABLE, WASHABLE, INDIVIDUALLY PACKAGED, WITH ROD, SAFE, HOSPITAL GRADE, NON-ALLERGIC MATERIAL, DISPOSABLE | SUPPLEMENTARY GEN.SUPPLIES NURS,BURN
7244 | 4219181900800 | WILSON KIT FOR SAFER PATIENT POSITIONING AND REDUCE SKIN TRAUMA KIT INCLUDES: 1 SLOTTED HEAD REST WITH MEMORY FOAM LAYER 2 PAD SLEEVES WITH DERMAPROX 1 TRANSVERSE BAR COVER 1 BASE COVER DRAPE | SUPPLEMENTARY GENERAL CONSUMABLES
7245 | 4219182000000 | AID POSITIONING NEONATE PRONE PLUS MEDIUM (MORE THAN 1000 GRAMS) PROMOTES SAFE PRONE POSITIONING WASHABLE INDIVIDUALLY PACKAGED REUSABLE HOSPITAL GRADE NONALLERGIC MATERIAL DISPOSABLE.. | SUPPLEMENTARY GEN.SUPPLIES NURS,BURN
7246 | 4219182001000 | AID POSITIONING NEONATE PRONE PLUS SMALL (LESS THAN 1000 GRAMS) PROMOTES SAFE PRONE POSITIONING WASHABLE INDIVIDUALLY PACKAGED REUSABLE HOSPITAL GRADE NONALLERGIC MATERIAL DISPOSABLE.. | SUPPLEMENTARY GEN.SUPPLIES NURS,BURN
7247 | 4219200500000 | DIAPER, WRAP AROUND, WAIST SIZE: XXX-LARGE, HIGHLY ABSORBENT, ASSURES DRY SURFACE, READJUSTABLE ADHESIVE TAPE, PACKING, WRAPPED IN A PLASTIC PACK | GENERAL MEDICAL CONSUMABLES
7248 | 4219210000400 | INFANT SOFT FOAM FLOOR SEAT WITH EATING AND PLAY TOP TRAY DEEP SEATING SURFACE AND ELEVATED LEG OPENINGS OF THIS BABY FLOOR SEAT GENTLY RECLINE THE BABY TOWARD THE CENTER OF THE ROUNDED BACKREST WITH REMOVABLE FEEDING TRAY EASY TO CLEAN COMFORTABLE DESIGNED FOR INFANTS AGED 3 TO 12 MONTHS.. | SUPPLEMENTARY REHAB,PHYSIOTHERAPY SUPPL.
7249 | 4219220800800 | WHEELCHAIR ACCESSORIES CHEST BELT DYNAMIC ADJUSTABLE STRETCH CENTER OPENING WITH BUCKLE TORSO SUPPORT ANTERIOR TRUNK SUPPORT NEOPRENE WHEELCHAIR POSITIONING AND SUPPORT ADJUSTABLE SIZE: LARGE.. | SUPPLEMENTARY REHAB,PHYSIOTHERAPY SUPPL.
7250 | 4219220801100 | WHEELCHAIR ACCESSORIES AMPUTEE STUMP SUPPORT PROVIDES PATIENTS A FULLY ADJUSTABLE AMPUTEE SUPPORT POLYURETHANE MULTI DIRECTIONAL STRETCH COVER SOFT HR FOAM WHEELCHAIR POSITIONING AND SUPPORT 11X10X3IN WHEELCHAIR TRAYS ARE SPECIALLY DESIGNED PLATFORMS OR SURFACES THAT ATTACH TO WHEELCHAIRS PROVIDING A FIRM TABLE FOR ENABLE INDEPENDENCE AND CONVENIENCE FOR WHEELCHAIR USERS FOR USE ON FULL ARM WHEELCHAIRS WATERPROOF FIREPROOF RAISED EDGE WITH A 1.5CM DESIGN TO PREVENT SPILLS LATEX FREE.. | SUPPLEMENTARY REHAB,PHYSIOTHERAPY SUPPL.
7251 | 4219220801200 | WHEELCHAIR ACCESSORIES AMPUTEE STUMP SUPPORT PROVIDES PATIENTS A FULLY ADJUSTABLE STUMP SUPPORT DESIGNED TO INSTALL ON ANY WHEELCHAIRWITH FRAME TUBE SIZE FROM 7/8 INCH TO 1 INCH INSTALLS ON EITHER LEFT OR RIGHT SIDE SWINGAWAY COINCIDES WITH ANY WHEELCHAIR CUSHION RIGID BASE COVERED BY TOP LAYER OF CONTOURED SOFT HR FOAM POLYURETHANE COVER SPILL PROOF WITH MULTIDIRECTIONAL STRETCH SIZE 11X14X3 INCH.. | SUPPLEMENTARY REHAB,PHYSIOTHERAPY SUPPL.
7252 | 4219220801300 | WHEELCHAIR ACCESSORIES AMPUTEE STUMP SUPPORT PROVIDES PATIENTS A FULLY ADJUSTABLE STUMP SUPPORT DESIGNED TO INSTALL ON ANY WHEELCHAIRWITH FRAME TUBE SIZE FROM 7/8 INCH TO 1 INCH INSTALLS ON EITHER LEFT OR RIGHT SIDE SWINGAWAY COINCIDES WITH ANY WHEELCHAIR CUSHION RIGID BASE COVERED BY TOP LAYER OF CONTOURED SOFT HR FOAM POLYURETHANE COVER SPILL PROOF WITH MULTIDIRECTIONAL STRETCH SIZE 12X10X3 INCH.. | SUPPLEMENTARY REHAB,PHYSIOTHERAPY SUPPL.
7253 | 4219220801400 | WHEELCHAIR ACCESSORIES AMPUTEE STUMP SUPPORT PROVIDES PATIENTS A FULLY ADJUSTABLE STUMP SUPPORT DESIGNED TO INSTALL ON ANY WHEELCHAIRWITH FRAME TUBE SIZE FROM 7/8 INCH TO 1 INCH INSTALLS ON EITHER LEFT OR RIGHT SIDE SWINGAWAY COINCIDES WITH ANY WHEELCHAIR CUSHION RIGID BASE COVERED BY TOP LAYER OF CONTOURED SOFT HR FOAM POLYURETHANE COVER SPILL PROOF WITH MULTIDIRECTIONAL STRETCH SIZE 12X14X3 INCH.. | SUPPLEMENTARY REHAB,PHYSIOTHERAPY SUPPL.
7254 | 4219220801500 | WHEELCHAIR ACCESSORIES AMPUTEE STUMP SUPPORT PROVIDES PATIENTS A FULLY ADJUSTABLE STUMP SUPPORT DESIGNED TO INSTALL ON ANY WHEELCHAIRWITH FRAME TUBE SIZE FROM 7/8 INCH TO 1 INCH INSTALLS ON EITHER LEFT OR RIGHT SIDE SWINGAWAY COINCIDES WITH ANY WHEELCHAIR CUSHION RIGID BASE COVERED BY TOP LAYER OF CONTOURED SOFT HR FOAM POLYURETHANE COVER SPILL PROOF WITH MULTIDIRECTIONAL STRETCH SIZE 8X10X3 INCH.. | SUPPLEMENTARY REHAB,PHYSIOTHERAPY SUPPL.
7255 | 4219220801600 | WHEELCHAIR ACCESSORIES AMPUTEE STUMP SUPPORT PROVIDES PATIENTS A FULLY ADJUSTABLE STUMP SUPPORT DESIGNED TO INSTALL ON ANY WHEELCHAIRWITH FRAME TUBE SIZE FROM 7/8 INCH TO 1 INCH INSTALLS ON EITHER LEFT OR RIGHT SIDE SWINGAWAY COINCIDES WITH ANY WHEELCHAIR CUSHION RIGID BASE COVERED BY TOP LAYER OF CONTOURED SOFT HR FOAM POLYURETHANE COVER SPILL PROOF WITH MULTIDIRECTIONAL STRETCH SIZE 8X14X3 INCH.. | SUPPLEMENTARY REHAB,PHYSIOTHERAPY SUPPL.
7256 | 4219220801700 | WHEELCHAIR ACCESSORIES AMPUTEE STUMP SUPPORT PROVIDES PATIENTS A FULLY ADJUSTABLE STUMP SUPPORT DESIGNED TO INSTALL ON ANY WHEELCHAIRWITH FRAME TUBE SIZE FROM 7/8 INCH TO 1 INCH INSTALLS ON EITHER LEFT OR RIGHT SIDE SWINGAWAY COINCIDES WITH ANY WHEELCHAIR CUSHION RIGID BASE COVERED BY TOP LAYER OF CONTOURED SOFT HR FOAM POLYURETHANE COVER SPILL PROOF WITH MULTIDIRECTIONAL STRETCH SIZE 9X10X3 INCH.. | SUPPLEMENTARY REHAB,PHYSIOTHERAPY SUPPL.
7257 | 4219220801900 | WHEELCHAIR ACCESSORIES CHEST BELT DYNAMIC CLASSIC TORSO SUPPORT ADJUSTABLE STRETCH NEOPRENE WHEELCHAIR POSITIONING AND SUPPORT ADJUS = TABLE SIZE: LARGE.. | SUPPLEMENTARY REHAB,PHYSIOTHERAPY SUPPL.
7258 | 4219220802000 | WHEELCHAIR ACCESSORIES, CHEST BELT, DYNAMIC CONTOUR TORSO SUPPORT, ADJUSTABLE STRETCH NEOPRENE, WHEELCHAIR POSITIONING AND SUPPORT FOR WOMEN, ADJUSTABLE, SIZE: LARGE | REHABILITATION,PHYSIOTHERAPY SUPPLIES
7259 | 4219220802800 | WHEELCHAIR ACCESSORIES ELASTIC STRAP HIGH-STRETCH NEOPRENE WITH HOOK-AND-LOOP CLOSURE EASILY CUT-TO-LENGTH WITHOUT FRAYING FITTINGS USE ON THE CHEST ABDOMEN THIGHS OR LOWER LEGS LENGTH 142CM (+- 5 CM) WIDTH 7.5CM (+- 1 CM).. | SUPPLEMENTARY REHAB,PHYSIOTHERAPY SUPPL.
7260 | 4219220802900 | WHEELCHAIR ACCESSORIES ELASTIC STRAP HIGH-STRETCH NEOPRENE WITH HOOK-AND-LOOP CLOSURE EASILY CUT-TO-LENGTH WITHOUT FRAYING FITTINGS USE ON THE CHEST ABDOMEN THIGHS OR LOWER LEGS LENGTH 142CM (+- 5 CM) WIDTH 11 CM (+- 1 CM).. | SUPPLEMENTARY REHAB,PHYSIOTHERAPY SUPPL.
7261 | 4219220803000 | WHEELCHAIR ACCESSORIES ELASTIC STRAP HIGH-STRETCH NEOPRENE WITH HOOK-AND-LOOP CLOSURE EASILY CUT-TO-LENGTH WITHOUT FRAYING FITTINGS USE ON THE CHEST ABDOMEN THIGHS OR LOWER LEGS LENGTH 142CM (+- 5 CM) WIDTH 15 CM (+- 1 CM).. | SUPPLEMENTARY REHAB,PHYSIOTHERAPY SUPPL.
7262 | 4219220803900 | WHEELCHAIR ACCESSORIES, CHEST BELT, DYNAMIC CONTOUR TORSO SUPPORT, ADJUSTABLE STRETCH NEOPRENE, WHEELCHAIR POSITIONING AND SUPPORT, ADJUSTABLE, DESIGNED FOR INCREASED RANGE OF MOTION FOR ONE ARM WHILE PROVIDING OPTIMAL SUPPORT, SIZE: LARGE | REHABILITATION,PHYSIOTHERAPY SUPPLIES
7263 | 4219220804000 | WHEELCHAIR ACCESSORIES, CHEST BELT, DYNAMIC ZIPPER OPEN TORSO SUPPORT ADJUSTABLE STRETCH NEOPRENE, WHEELCHAIR POSITIONING AND SUPPORT, ADJUSTABLE, DESIGNED TO AID IN FREQUENT TRANSFERS AND EASE OF REMOVAL, SIZE: LARGE | REHABILITATION,PHYSIOTHERAPY SUPPLIES
7264 | 4219220804100 | FLEXIBLE ARM, PROVIDES MAXIMUM SURGICAL EXPOSURE IN VASCULAR AND MITRAL VALVE PROCEDURE WITH BLADES 20MM, 35MM, 40 MM, REUSABLE | SURGICAL INSTRUMENT TENDER
7265 | 4219220821400 | WHEELCHAIR ACCESSORIES FOAM ARMRESTS PADDING ATTACH WITH HOOK AND LOOP FASTENER COMFORT PRESSURE RELIEF AND PROTECTION OF SENSITIVE ARM AND ELBOWS COVERED WITH FABRIC THAT CAN EASILY BE CLEAN LENGTH 11 INCH. | SUPPLEMENTARY REHAB,PHYSIOTHERAPY SUPPL.
7266 | 4219220821500 | WHEELCHAIR ACCESSORIES FOAM ARMRESTS PADDING ATTACH WITH HOOK AND LOOP FASTENER COMFORT PRESSURE RELIEF AND PROTECTION OF SENSITIVE ARM AND ELBOWS COVERED WITH FABRIC THAT CAN EASILY BE CLEAN LENGTH 16 INCH. | SUPPLEMENTARY REHAB,PHYSIOTHERAPY SUPPL.
7267 | 4219220821700 | WHEELCHAIR ACCESSORIES, NYLON OXYGEN TANK HOLDER FOR WHEELCHAIR TOP AND BOTTOM STRAPS WITH BUCKLES, FITS ANY WHEELCHAIR, FITS MOST OXYGEN CYLINDERS, STRONG AND LIGHT, ADJUSTABLE MOUNTING STRAPS, MOUNT THE TANK OFF-CENTER TO AVOID CONTACT WITH THE PATIENT'S HEAD, WATERPROOF, BLACK OR NAVY, OVERALL PRODUCT SIZE 25.8 INCH H X 8.5 INCH W | REHABILITATION,PHYSIOTHERAPY SUPPLIES
7268 | 4219221100100 | ASSISTIVE TOOLS, TRANSFER BOARD, LAMINATED WOODEN BOARD, TO TRANSFER BETWEEN SURFACES, AND THE ENDS ARE THINNED TO SLIDE UNDER THE PATIENT, TRANSFER BOARD WITH HANDHOLES, WITH A HAND HOLE, CUT INTO BOTH ENDS FOR EASIER GRIP, MAXIMUM USER WEIGHT 160 KG APPROXIMATELY, LENGTH: 760MM WIDTH: 210MM APPROXIMATELY | SUPPLEMENTARY REHAB,PHYSIOTHERAPY SUPPL.
7269 | 4219221100200 | ASSISTIVE TOOLS, TRANSFER BOARD, WOODEN, TO TRANSFER BETWEEN SURFACES, AND THE ENDS ARE THINNED TO SLIDE UNDER THE PATIENT. PRODUCT WEIGHT 1 KG APPROXIMATELY, MAXIMUM USER WEIGHT 190 KG APPROXIMATELY, SIZE: 20 CM WIDTH X 61 CM LENGTH APPROXIMATELY | REHABILITATION,PHYSIOTHERAPY SUPPLIES
7270 | 4219221100400 | ASSISTIVE TOOLS, TRANSFER BOARD, WIDE WOODEN LAMINATED, PRODUCT WEIGHT LESS THAN 1.5 KG, MAXIMUM USER WEIGHT UPTO 280 KG . SIZE: 30 X 60 CM APPROXIMATELY | REHABILITATION,PHYSIOTHERAPY SUPPLIES
7271 | 4219221100500 | ASSISTIVE TOOLS, TRANSFER BOARD, WOODEN, WIDE, TO TRANSFER BETWEEN SURFACES, AND THE ENDS ARE THINNED TO SLIDE UNDER THE PATIENT, TRANSFER BOARD WITH HANDHOLES, WITH A HAND HOLE, CUT INTO BOTH ENDS FOR EASIER GRIP, PRODUCT WEIGHT 1 KG APPROXIMATELY, MAXIMUM USER WEIGHT 190 KG APPROXIMATELY, SIZE: 30 CM WIDTH X 76 CM LENGTH APPROXIMATELY | REHABILITATION,PHYSIOTHERAPY SUPPLIES
7272 | 4219221100600 | ASSISTIVE TOOLS, TRANSFER BOARD, CURVED TRANSFER, THE BOARD’S TAPERED DESIGN ENABLES EASY USE IN ALL TRANSFER SITUATIONS, EG. CHAIR TO WHEELCHAIR OR WHEELCHAIR TO CAR, THE ARC SHAPE NOT ONLY ENABLES A VARIETY OF POSITIONING OPTIONS BUT ALSO ALLOWS FOR THE NATURAL SWEEPING PATTERN OF AN ASSISTED TRANSFER, WEIGHT 1.95 KG, MAXIMUM USER WEIGHT 152 KG | REHABILITATION,PHYSIOTHERAPY SUPPLIES
7273 | 4219221100700 | ASSISTIVE TOOLS, TRANSFER BOARD, EASY TRANSFER, 81 CM, S-SHAPED, WITH CHANNEL CUT, WIDTHWAYS ALONG THE CENTER AND INTEGRAL SEAT, WHICH SLIDES TO FACILITATE TRANSFERS, PLASTIC TRANSFER BOARDS, MADE FROM A PATENTED, POLYMER, TRANS BOARD, FOR MOVING AND HANDLING IDEAL FOR CAR, TO WHEELCHAIR TRANSFER, WEIGHT CAPACITY 180 KG | REHABILITATION,PHYSIOTHERAPY SUPPLIES
7274 | 4219221100800 | ASSISTIVE TOOLS, TRANSFER BOARD, EASY TRANSFER, WITH CHANNEL CUT, WIDTHWAYS ALONG THE CENTER AND INTEGRAL SEAT, WHICH SLIDES TO FACILITATE TRANSFERS, PLASTIC TRANSFER BOARDS, MADE FROM A PATENTED POLYMER, 68 CM BOARD, THIS BOARD IS A GREAT SOLUTION FOR SITUATIONS, WHEN THE ARM OF THE WHEELCHAIR, IS NOT REMOVABLE OR THE WHEEL IS AN OBSTACLE, THE CRESCENT SHAPE, OF THE BOARD FACILITATES THE CAREGIVERS, NATURAL TRANSFER MOTIONS, WEIGHT CAPACITY 180 KG | REHABILITATION,PHYSIOTHERAPY SUPPLIES
7275 | 4219221100900 | ASSISTIVE TOOLS, TRANSFER BOARD, EASY TRANSFER, WITH CHANNEL CUT, WIDTHWAYS ALONG THE CENTER AND INTEGRAL SEAT, WHICH SLIDES TO FACILITATE TRANSFERS, PLASTIC TRANSFER BOARDS, MADE FROM A PATENTED POLYMER, 68 CM BOARD, IDEAL, FOR SHORT TRANSFER DISTANCE, SUCH AS BETWEEN BED, AND WHEELCHAIRS, WEIGHT CAPACITY, 180 KG | REHABILITATION,PHYSIOTHERAPY SUPPLIES
7276 | 4219240100000 | CRASH CART PLASTIC SEALS LOCK EASILY BROKEN BY HAND WITH SEQUENTIAL NUMBERS OF NOT LESS THAN 6 DIGITS COLOR-CODED (RED YELLOW GREEN BLUE).. | SUPPLEMENTARY GEN.SUPPLIES NURS,BURN
7277 | 4219241900000 | MOTHER CARE KIT CONTAINING 1 UPSIDE DOWN PERI BOTTLE1 DELIVERY +NURSING GOWN 1 PAIR OF GRIPPY SOCKS 4 DISPOSABLE POSTPARTUM UNDERWEAR4 2-IN-1 INSTANT ICE MAXI PADS 1 PERINEAL HEALING FOAM NET 4OZ 24PERINEAL HEALING + COOLING PAD LINERS TOILETRY BAG TOILET-TOP STORAGE CADDY | GENERAL MEDICAL CONSUMABLES
7278 | 4219241900100 | BABY CARE KIT CONTAINING 1 NOSE HYGIENE FILTERS 1 10-PACK OF WINDITHE GASSPASSER TUBES 1 NAIL THE SNIPPERCLIPPER 1 S-SHAPED BABY NAILFILE 1 UPSIDE DOWN PERI BOTTLE | GENERAL MEDICAL CONSUMABLES
7279 | 4219242000100 | FIRST AID KIT ( BASIC ) PLASTIC BOX FOR FIRST AID CONTAINS THE FOLLOWING ITEMS : 2 GAUZE BANDAGE 5CM X 4.5M 1 GAUZE BANDAGE 8CM X 4.5M 1 ELASTIC CREPE BANDAGE 7.5CM X 4.5M 1 TRAUMA PAD 1TRIANGULAR BANDAGE 1 CONFORMING BANDAGE 7.5CM X 4.5M 1 ELASTIC ADHESIVE BANDAGE 5CM 2 MEDICAL ADHESIVE TAPE 1.25CM X 9M 8 GAUZE SWAB 10 X 10CM 8PLY 2PC/PKT 4 ALCOHOL SWAB 1NITRILE GLOVES SZ LARGE 1 NITRILE GLOVES SZ MEDIUM 1 EMPTY PLASTIC BOTTLE 1 SCISSORS 2 NON-WOVEN WOUND DRESSING 8.5 X 6CM 1 PLASTIC FORCEPS... | SUPPLEMENTARY GEN.SUPPLIES NURS,WOUND
7280 | 4219242000200 | FIRST AID KIT ( MEDIUM ) PLASTIC BOX FOR FIRST AID CONTAINS THE FOLLOWING ITEMS : 6 GAUZE BANDAGE 5CM X 4.5M 6 GAUZE BANDAGE 8CM X 4.5M 2 ELASTIC CREPE BANDAGE 5CM X 4.5M 2 ELASTIC CREPE BANDAGE 7.5CM X 4.5M 4 TRAUMA PAD 4 TRIANGULAR BANDAGE 4 TRIANGULAR BANDAGE 4 CONFORMING BANDAGE 7.5CM X 4.5M 4 CONFORMING BANDAGE 10CM X 4.5M 1 ELASTIC ADHESIVE BANDAGE 7.5CM 1 ELASTIC ADHESIVE BANDAGE 15CM 1 MEDICAL ADHESIVE TAPE 2.5CM X 9M 12 GAUZE SWAB 10 X 10CM 8PLY 2PC/PKT 4 PARAFFIN DRESSING 10 X 10CM 16 ALCOHOL SWAB 4 CHLORHEXIDINE WIPES 5 EYE PAD STERILE 1 NITRILE GLOVES SZ LARGE 1 NITRILE GLOVES SZ MEDIUM 2 EMPTY PLASTIC BOTTLE 1 SCISSORS 2 NON-WOVEN WOUND DRESSING 8.5 X 6CM 2 FORCEPS 10 COTTON BALLS 5PC/PKT.... | SUPPLEMENTARY GEN.SUPPLIES NURS,WOUND
7281 | 4219242000300 | FIRST AID KIT ( ADVANCE ) PLASTIC BOX FOR FIRST AID CONTAINS THE FOLLOWING ITEMS: 6 GAUZE BANDAGE 5CM X 4.5M 6 GAUZE BANDAGE 8CM X 4.5M 2 ELASTIC CREPE BANDAGE 5CM X 4.5M 2 ELASTIC CREPE BANDAGE 7.5CM X 4.5M 2 ELASTIC CREPE BANDAGE 10CM X 4.5M 1 RUBBER TOURNIQUET (ROLL) 6 TRIANGULAR BANDAGE 4 CONFORMING BANDAGE 7.5CM X 4.5M 4 CONFORMING BANDAGE 15CM X 4.5M 1 ELASTIC ADHESIVE BANDAGE 7.5CM 1 ELASTIC ADHESIVE BANDAGE 15CM 1 MEDICAL ADHESIVE TAPE 2.5CM X 9M 12 GAUZE SWAB 10 X 10CM 8PLY 2PC/PKT 6 PARAFFIN DRESSING 10 X 10CM 20 ALCOHOL SWAB 6 CHLORHEXIDINE WIPES 6 EYE PAD STERILE 2 NITRILE GLOVES SZ LARGE 2 NITRILE GLOVES SZ MEDIUM 4 TONGUE DEPRESSOR 1 EMERGENCY FOIL BLANKET – ADULT 1 SCISSORS 2 NON-WOVEN WOUND DRESSING 8.5 X 6CM 4 FORCEPS 10 / COTTON BALLS 5PC/PKT... | SUPPLEMENTARY GEN.SUPPLIES NURS,WOUND
7282 | 4219250100400 | COVER FOR OMNIBED HOOD FOR GIRAFFE.. | SUPPLEMENTARY GEN.SUPPLIES NURS,BURN
7283 | 4219250100500 | COVER INCO TO FIT GE GIRAFFE OMNIBED OR EQUIVALENT.. | SUPPLEMENTARY GEN.SUPPLIES NURS,BURN
7284 | 4219250100900 | DISPOSABLE PLASTIC COVERS FOR HIGH-TOUCH DENTAL EQUIPMENT AND SURFACES SHAPED FOR BETTER FIT AND TO REDUCE EXCESS MATERIAL ONE EACH (EA)=ONE (1) PACK | DENTAL GENERAL SUPPLIES
7285 | 4219250101000 | DRAPE, UNIVERSAL FOR O-ARM X-RAY MACHINE, DISPOSABLE | ORTHOPEDIC & SPINAL SUPPLIES
7286 | 4219250101100 | SHEATH COVER WITH A ROUND RIGID FIXATION RING OPTICAL WINDOW FOR HIGH-SENSITIVITY IMAGING SYSTEM LENS PROTECTION USED FOR PARATHYROID DETECTION IT SHOULD BE COMPATIBLE WITH HOSPITAL MACHINES DISPOSABLE STERILE... | SUPPLEMENTARY GENERAL CONSUMABLES
7287 | 4219250101200 | COVER PLASTIC TO PROTECT MEDICAL PRODUCTS FROM DUST AND DAMAGE 100 CM / X 35-40 M PERFORATED EACH 200CM.... | SUPPLEMENTARY GEN.SUPPLIES NURS,BURN
7288 | 4219260022600 | PLASTIC STORAGE BOX (BINS), COLOR DEPEND ON SECTOR NEED, SIZE 200 X 355 X 130 CM (+/-5CM), | GENERAL MEDICAL CONSUMABLES
7289 | 4219260022700 | PLASTIC STORAGE BOX (BINS), COLOR DEPEND ON SECTOR NEED, SIZE 150 X 240 X 130 CM (+/-5CM) | GENERAL MEDICAL CONSUMABLES
7290 | 4219260022900 | PLASTIC STORAGE BOX (BINS), COLOR DEPEND ON SECTOR NEED, SIZE 300 X 505 X 200 CM (+/-5CM), | GENERAL MEDICAL CONSUMABLES
7291 | 4219260023000 | PLASTIC STORAGE BOX (BINS), COLOR DEPEND ON SECTOR NEED420 X 380 X 180 CM (+/-5CM) | GENERAL MEDICAL CONSUMABLES
7292 | 4219260023100 | PLASTIC STORAGE BOX (BINS),COLOR DEPEND ON SECTOR NEED, SIZE 100 X 165 X 75 CM (+/-5CM), | GENERAL MEDICAL CONSUMABLES
7293 | 4219260200100 | CONTAINER TABLETS PLASTIC DISPENSING CLEAR BROWN COLOR CHILD PROOF LOCK 50 GM.. | SUPPLEMENTARY GEN.SUPPLIES NURS,BURN
7294 | 4219260200200 | CUP FOR MEDICINE DISPENSING CLEAR MEDICAL PLASTIC UNIVERSAL GRADUATION 30 ML.. | SUPPLEMENTARY GEN.SUPPLIES NURS,BURN
7295 | 4219260200300 | CUP FOR MOUTH RINSING NOT LESS THAN 150 ML CAPACITY DISPOSABLE.. | SUPPLEMENTARY GEN.SUPPLIES NURS,BURN
7296 | 4219260201100 | BOTTLE MEDICINE AMBER GRADUATED EMPTY WITH CHILD RESISTANT PLASTIC SCREW CAP 120-130 ML.. | SUPPLEMENTARY GEN.SUPPLIES NURS,BURN
7297 | 4219260201200 | BOTTLE MEDICINE AMBER GRADUATED EMPTY WITH CHILD RESISTANT PLASTIC SCREW CAP 60-70 ML.. | SUPPLEMENTARY GEN.SUPPLIES NURS,BURN
7298 | 4219260201600 | VIAL PLASTIC WITH PUSH AND TURN TYPE SAFE FITTED CAPS WIDE MOUTH AMBER COLOR POLYSTYRENE MATERIAL CAPACITY: 150-170 ML.. | SUPPLEMENTARY GEN.SUPPLIES NURS,BURN
7299 | 4219260201800 | VIAL PLASTIC WITH PUSH AND TURN TYPE SAFE FITTED CAPS WIDE MOUTH AMBER COLOR POLYSTYRENE MATERIAL CAPACITY : 25-30 ML.. | SUPPLEMENTARY GEN.SUPPLIES NURS,BURN
7300 | 4219260201900 | VIAL PLASTIC WITH PUSH AND TURN TYPE SAFE FITTED CAPS WIDE MOUTH AMBER COLOR POLYSTYRENE MATERIAL CAPACITY: 45-50 ML... | SUPPLEMENTARY GEN.SUPPLIES NURS,BURN
7301 | 4219260202000 | VIAL PLASTIC WITH PUSH AND TURN TYPE SAFE FITTED CAPS WIDE MOUTH AMBER COLOR POLYSTYRENE MATERIAL CAPACITY : 60-70 ML.. | SUPPLEMENTARY GEN.SUPPLIES NURS,BURN
7302 | 4219260202600 | BAG PLASTIC BAG TRANSPARENT FOR MEDICINE SELF SEALING OR ZIPLOCK 50 / MICRONS THICKNESS FOR ONE LAYER.SIZE 20 X 30 CM (+/- 5CM).. | SUPPLEMENTARY GEN.SUPPLIES NURS,BURN
7303 | 4219260300000 | VIAL PLASTIC WITH PUSH AND TURN TYPE SAFE FITTED CAPS WIDE MOUTH AMBER COLOR POLYSTYRENE MATERIAL CAPACITY 110-140 ML.... | SUPPLEMENTARY GEN.SUPPLIES NURS,BURN
7304 | 4219260300200 | BOTTLE INFANT FEEDING PLASTIC WITH SCREW CAP 120-150 ML DISPOSABLE STERILE.. | SUPPLEMENTARY GEN.SUPPLIES NURS,BURN
7305 | 4219260800000 | BAG, CHEMO DRUG BAG, 6X10 INCH (+/-2 INCH) | GENERAL MEDICAL CONSUMABLES
7306 | 4219260900500 | BAG, CRASH CART MEDICATION TRAY SECURITY, STANDARD SIZE | GENERAL MEDICAL CONSUMABLES
7307 | 4219261200800 | JAR OINTMENT WHITE WITH SECURED CAP 170 GM / ML.. | SUPPLEMENTARY GEN.SUPPLIES NURS,BURN
7308 | 4219261200900 | JAR OINTMENT WHITE WITH SECURED CAP 250 GM / ML.. | SUPPLEMENTARY GEN.SUPPLIES NURS,BURN
7309 | 4219261201000 | JAR OINTMENT WHITE WITH SECURED CAP 500 GM / ML.. | SUPPLEMENTARY GEN.SUPPLIES NURS,BURN
7310 | 4219261201200 | APPLICATOR, DISINFECTANT, SURGICAL, PREP, 26 ML WITH 0.7% IODINE, AND 70-74% ALCOHOL, HAZARDOUS MATERIAL-MATERIAL SAFETY DATA SHEET IS REQUIRED ON DELIVERY OF PRODUCT IN SOFT COPY, STERILE... | DISINFECTANTS SUPPLIES
7311 | 4219261201400 | KIT BLADDER IRRIGATION WITH SYRINGE TIP BULB 60 ML 1200 ML BASIN AND 500 ML SOLUTION CONTAINER STERILE.. | SUPPLEMENTARY GEN.SUPPLIES NURS,BURN
7312 | 4219261400900 | BAG PLASTIC WHITE FOR MEDICINE DISPENSING WITH HANGING HOLE 45 MICRONS THICKNESS FOR ONE LAYER WITH HOSPITAL LOGO 40 CM X 25 CM.. | SUPPLEMENTARY GEN.SUPPLIES NURS,BURN
7313 | 4219261401000 | BAG PLASTIC TRANSPARENT FOR MEDICINE ZIP LOCK 50 MICRONS THICKNESS FOR ONE LAYER SIZE: ABOUT 7.4 X 14 CM.. | SUPPLEMENTARY GEN.SUPPLIES NURS,BURN
7314 | 4219261401100 | BAG PLASTIC TRANSPARENT FOR MEDICINE ZIP LOCK 50 MICRONS THICKNESS FOR ONE LAYER SIZE: ABOUT 9 X 18 CM.. | SUPPLEMENTARY GEN.SUPPLIES NURS,BURN
7315 | 4219261401200 | BAG PLASTIC BAG WHITE FOR MEDICINE DISPENSING WITH HANGING HOLE. MUST BE PRINTED WITH FIXED GREEN INK 50 MICRONS THICKNESS FOR ONE LAYER. WI TH GUSSET.SIZE: ABOUT 29 X 35CM.. | SUPPLEMENTARY GEN.SUPPLIES NURS,BURN
7316 | 4219261401300 | BAG PLASTIC BAG WHITE FOR MEDICINE SELF SEALING MUST BE PRINTED WITH FIXED BLACK INK BOTH SIDE 50 MICRONS THICKNESS FOR ONE LAYER.SIZE: ABOUT 12 X 20 CM.. | SUPPLEMENTARY GEN.SUPPLIES NURS,BURN
7317 | 4219280100000 | BAG FOR MEDICAL WASTE PVC WITH BIOHAZARD LOGO NOT LESS THAN 150 MICRON THICKNESS YELLOW 10-15 LITER.. | SUPPLEMENTARY GEN.SUPPLIES NURS,BURN
7318 | 4219280100100 | BAG FOR MEDICAL WASTE PVC WITH BIOHAZARD LOGO NOT LESS THAN 150 MICRON THICKNESS YELLOW 30-35 LITER.. | SUPPLEMENTARY GEN.SUPPLIES NURS,BURN
7319 | 4219280100200 | BAG FOR MEDICAL WASTE PVC WITH BIOHAZARD LOGO NOT LESS THAN 150 MICRON THICKNESS YELLOW 70-75 LITER.. | SUPPLEMENTARY GEN.SUPPLIES NURS,BURN
7320 | 4219280100300 | BAG FOR MEDICAL WASTE PVC WITH BIOHAZARD LOGO NOT LESS THAN 150 MICRON THICKNESS RED 30-35 LITER.. | SUPPLEMENTARY GEN.SUPPLIES NURS,BURN
7321 | 4219280100400 | BAG FOR MEDICAL WASTE PVC WITH BIOHAZARD LOGO NOT LESS THAN 150 MICRON THICKNESS RED 50-55 LITER.. | SUPPLEMENTARY GEN.SUPPLIES NURS,BURN
7322 | 4219280100500 | BAG FOR MEDICAL WASTE PVC WITH BIOHAZARD LOGO NOT LESS THAN 150 MICRON THICKNESS RED 70-75 LITER.. | SUPPLEMENTARY GEN.SUPPLIES NURS,BURN
7323 | 4219280100600 | BAG FOR MEDICAL WASTE PVC WITH BIOHAZARD LOGO NOT LESS THAN 150 MICRON THICKNESS RED 100-130 LITER... | SUPPLEMENTARY GEN.SUPPLIES NURS,BURN
7324 | 4219280100700 | BAG FOR MEDICAL WASTE PVC WITH BIOHAZARD LOGO NOT LESS THAN 150 MICRON THICKNESS RED 180-200 LITER... | SUPPLEMENTARY GEN.SUPPLIES NURS,BURN
7325 | 4219280100800 | BAG FOR MEDICAL WASTE PVC WITH BIOHAZARD LOGO NOT LESS THAN 150 / MICRON THICKNESS RED 250-275 LITER... | SUPPLEMENTARY GEN.SUPPLIES NURS,BURN
7326 | 4219280100900 | BAG FOR MEDICAL WASTE PVC WITH BIOHAZARD LOGO NOT LESS THAN 150 MICRON THICKNESS YELLOW 100-130 LITER... | SUPPLEMENTARY GEN.SUPPLIES NURS,BURN
7327 | 4219280101000 | BAG FOR MEDICAL WASTE PVC WITH BIOHAZARD LOGO NOT LESS THAN 150 MICRON THICKNESS YELLOW 180-200 LITER... | SUPPLEMENTARY GEN.SUPPLIES NURS,BURN
7328 | 4219280101100 | BAG FOR MEDICAL WASTE PVC WITH BIOHAZARD LOGO NOT LESS THAN 150 / MICRON THICKNESS YELLOW 250-275 LITER... | SUPPLEMENTARY GEN.SUPPLIES NURS,BURN
7329 | 4219280200400 | CONTAINER SAFETY PLASTIC FOR DISPOSAL SHARP PORTABLE DURABLE STABLE EASY HANDLING PUNCTURE AND LEAK PROOF WITH WARNING LABEL YELLOW COLOR FINAL CLOSURE MUST BE IRREVERSIBLE 1.5 LITERS CAPACITY 50 / PACK DISPOSABLE.. | SUPPLEMENTARY GEN.SUPPLIES NURS,BURN
7330 | 4219280200600 | CONTAINER SAFETY PLASTIC FOR DISPOSAL SHARP DURABLE STABLE EASY HANDLING PUNCTURE AND LEAK PROOF WITH WARNING LABEL YELLOW COLOR FINAL CLOSURE MUST BE IRREVERSIBLE 30-35 LITERS CAPACITY DISPOSABLE.. | SUPPLEMENTARY GEN.SUPPLIES NURS,BURN
7331 | 4219280200700 | CONTAINER SAFETY PLASTIC FOR DISPOSAL SHARP STABLE EASY HANDLING PUNCTURE AND LEAK PROOF WITH WARNING LABEL RED COLOR FINAL CLOSURE MUST BE IRREVERSIBLE 60-65 LITERS CAPACITY DISPOSABLE.. | SUPPLEMENTARY GEN.SUPPLIES NURS,BURN
7332 | 4219280200800 | CONTAINER SAFETY PLASTIC FOR DISPOSAL SHARP DURABLE STABLE EASY HANDLING PUNCTURE AND LEAK PROOF WITH WARNING LABEL YELLOW COLOR FINAL CLOSURE MUST BE IRREVERSIBLE 5-6 LITERS CAPACITY 50 / PACK DISPOSABLE.. | SUPPLEMENTARY GEN.SUPPLIES NURS,BURN
7333 | 4219280200900 | CONTAINER SAFETY PLASTIC FOR DISPOSAL SHARP DURABLE STABLE EASY HANDLING PUNCTURE AND LEAK PROOF WITH WARNING LABEL YELLOW COLOR FINAL CLOSURE MUST BE IRREVERSIBLE 21-23 LITERS CAPACITY 50 / PACK DISPOSABLE.. | SUPPLEMENTARY GEN.SUPPLIES NURS,BURN
7334 | 4219280202100 | CONTAINER SAFETY PLASTIC FOR DISPOSAL SHARP DURABLE STABLE EASY HANDLING PUNCTURE AND LEAK PROOF WITH WARNING LABEL RED COLOR FINAL CLOSURE MUST BE IRREVERSIBLE 12-13 LITERS CAPACITY DISPOSABLE... | SUPPLEMENTARY GEN.SUPPLIES NURS,BURN
7335 | 4219280202200 | CONTAINER SAFETY PLASTIC FOR DISPOSAL SHARP DURABLE STABLE EASY HANDLING PUNCTURE AND LEAK PROOF WITH WARNING LABEL RED COLOR FINAL CLOSURE MUST BE IRREVERSIBLE 30-35 LITERS CAPACITY DISPOSABLE... | SUPPLEMENTARY GEN.SUPPLIES NURS,BURN
7336 | 4219280202300 | CONTAINER SAFETY PLASTIC FOR DISPOSAL SHARP DURABLE STABLE EASY HANDLING PUNCTURE AND LEAK PROOF WITH WARNING LABEL RED COLOR FINAL CLOSURE MUST BE IRREVERSIBLE 40-45 LITERS CAPACITY DISPOSABLE... | SUPPLEMENTARY GEN.SUPPLIES NURS,BURN
7337 | 4219280202400 | CONTAINER SAFETY PLASTIC FOR DISPOSAL SHARP DURABLE STABLE EASY HANDLING PUNCTURE AND LEAK PROOF WITH WARNING LABEL YELLOW COLOR FINAL CLOSURE MUST BE IRREVERSIBLE 40-45 LITERS CAPACITY DISPOSABLE... | SUPPLEMENTARY GEN.SUPPLIES NURS,BURN
7338 | 4219280202500 | CONTAINER SAFETY PLASTIC FOR DISPOSAL SHARP DURABLE STABLE EASY HANDLING PUNCTURE AND LEAK PROOF WITH WARNING LABEL YELLOW COLOR FINAL CLOSURE MUST BE IRREVERSIBLE 60-67 LITERS CAPACITY DISPOSABLE.... | SUPPLEMENTARY GEN.SUPPLIES NURS,BURN
7339 | 4219280202600 | CONTAINER WASTE DISPOSAL UNIT SHARPS/NEEDLE/SYRINGE WALL MOUNTED 11-13 LITER RIGID PLASTIC TRANSPARENT LEAK PROOF PUNCTURE RESISTANT WITH HERMETICAL SEAL POLYPROPYLENE 2 PART LID AND BASE WITH LOGO "BIOHAZARDOUS WASTE".... | SUPPLEMENTARY GEN.SUPPLIES NURS,BURN
7340 | 4220170501000 | CONDOM ULTRASOUND NON-LATEX 2.6 X 30 CM (+/- 5 CM) DISPOSABLE NON-STERILE.. | SUPPLEMENTARY GENERAL CONSUMABLES
7341 | 4220170501100 | CONDOM ULTRASOUND NON-LATEX 2.6 X 30 CM (+/- 5 CM) DISPOSABLE STERILE.. | SUPPLEMENTARY GENERAL CONSUMABLES
7342 | 4220170501200 | CONDOM ULTRASOUND PROBE LATEX NON-LUBRICATED 3.5 CM X 20 CM (+/- 5C M) DISPOSABLE STERILE. | SUPPLEMENTARY GENERAL CONSUMABLES
7343 | 4220170501400 | COVER WITH ELASTIC BANDS FOR ULTRASOUND ENDOCAVITARY/RECTAL TRANSDUCER 3.5 CM X 20 CM LATEX NON-STERILE.. | SUPPLEMENTARY GEN.SUPPLIES NURS,BURN
7344 | 4220170601100 | PROBE 20 MHZ DOPPLER PROBE BAYONET 0.8 MM DISPOSABLE STERILE.. | SUPPLEMENTARY GENERAL CONSUMABLES
7345 | 4220170601200 | PROBE 20 MHZ DOPPLER PROBE BAYONET 2 MM DISPOSABLE STERILE.. | SUPPLEMENTARY GENERAL CONSUMABLES
7346 | 4220170601300 | PROBE 20 MHZ DOPPLER PROBE CURVED DISPOSABLE STERILE.. | SUPPLEMENTARY GENERAL CONSUMABLES
7347 | 4220170601400 | PROBE 20 MHZ DOPPLER PROBE STRAIGHT DISPOSABLE STERILE.. | SUPPLEMENTARY GENERAL CONSUMABLES
7348 | 4220170601500 | PROBE 8 MHZ DOPPLER PROBE STRAIGHT DISPOSABLE STERILE.. | SUPPLEMENTARY GENERAL CONSUMABLES
7349 | 4220170800500 | GEL ULTRASOUND TRANSMISSION FOIL POUCH 15-20 GM STERILE.. | SUPPLEMENTARY GEN.SUPPLIES NURS,BURN
7350 | 4220170800800 | GEL ULTRASOUND TRANSMISSION 250 GM / TUBE.. | SUPPLEMENTARY GEN.SUPPLIES NURS,BURN
7351 | 4220170900100 | INTERNAL ANAL SPHINCTER ELECTROMYOGRAPHY KIT | ENDOSCOPY CONSUMABLES SUPPLIES
7352 | 4220170900200 | EXTERNAL ANAL SPHINCTER ELECTROMYOGRAPHY, REUSABLE | ENDOSCOPY CONSUMABLES SUPPLIES
7353 | 4220181000000 | X-RAY FILM (A) MEDIUM OR HIGH SPEED HIGH CONTRAST FILMS FOR RADIOGRAPHY WITH MINIMAL RADIATION DOSE USED WITH STANDARD INTENSIFYING SCREEN.(B) SUITABLE FOR AUTOMATIC AND MANUAL PROCESSING ALSO FOR USE IN RAPID FILM CHANGES. (C) CAN BE USED WITH DAYLIGHT SIZE 24 X 30CM PACKING: 100 SHEETS/PACKET.. | SUPPLEMENTARY GEN.SUPPLIES NURS,BURN
7354 | 4220181000100 | X-RAY FILM (A) MEDIUM OR HIGH SPEED HIGH CONTRAST FILMS FOR RADIOGRAPHY WITH MINIMAL RADIATION DOSE USED WITH STANDARD INTENSIFYING SCREEN.(B) SUITABLE FOR AUTOMATIC AND MANUAL PROCESSING ALSO FOR USE IN RAPID FILM CHANGES. (C) CAN BE USED WITH DAYLIGHT SIZE 35 X 35CM PACKING: 100 SHEETS/PACKET.. | SUPPLEMENTARY GEN.SUPPLIES NURS,BURN
7355 | 4220181000200 | X-RAY FILM (A) MEDIUM OR HIGH SPEED HIGH CONTRAST FILMS FOR RADIOGRAPHY WITH MINIMAL RADIATION DOSE USED WITH STANDARD INTENSIFYING SCREEN.(B) SUITABLE FOR AUTOMATIC AND MANUAL PROCESSING ALSO FOR USE IN RAPID FILM CHANGES. (C) CAN BE USED WITH DAYLIGHT SIZE 35 X 43CM PACKING: 100 SHEETS/PACKET.. | SUPPLEMENTARY GEN.SUPPLIES NURS,BURN
7356 | 4220181000600 | X-RAY FILM (A) MEDIUM OR HIGH SPEED HIGH CONTRAST FILMS FOR RADIOGRAPHY WITH MINIMAL RADIATION DOSE USED WITH STANDARD INTENSIFYING SCREEN.(B) SUITABLE FOR AUTOMATIC AND MANUAL PROCESSING ALSO FOR USE IN RAPID FILM CHANGES. (C) CAN BE USED WITH DAYLIGHT SIZE 18 X 24CM PACKING: 100 SHEETS/PACKET.. | SUPPLEMENTARY GEN.SUPPLIES NURS,BURN
7357 | 4220181000700 | X-RAY FILM (A) MEDIUM OR HIGH SPEED HIGH CONTRAST FILMS FOR RADIOGRAPHY WITH MINIMAL RADIATION DOSE USED WITH STANDARD INTENSIFYING SCREEN.(B) SUITABLE FOR AUTOMATIC AND MANUAL PROCESSING ALSO FOR USE IN RAPID FILM CHANGES. (C) CAN BE USED WITH DAYLIGHT SIZE 30 X 40CM PACKING: 100 SHEETS/PACKET.. | SUPPLEMENTARY GEN.SUPPLIES NURS,BURN
7358 | 4220181000800 | FILM DRY IMAGING LASER TO BE USED WITH DRYPIX 7000 AND DRYPIX 4000 LASER PRINTER OR EQUIVALENT (DI-HL) LUE BASE: SIZE 35 X 43 CM(14 INCH X 17 INCH) 100 FILM / PACK.. | SUPPLEMENTARY GEN.SUPPLIES NURS,BURN
7359 | 4220181001100 | FILM DRY STAR (DT2M) TO BE USED WITH DRY STAR 5500 5503 AND AXYS LASER CAMERA SIZE: 24 X 30 CM PACKING 100 FILM/PACK.... | SUPPLEMENTARY GEN.SUPPLIES NURS,BURN
7360 | 4220181001200 | FILM DRY VIEW (DT2M) TO BE USED WITH DRY STAR 5500 5503 AND AXYS LASER CAMERA SIZE: 18 X 24 CM PACKING 100 FILM/PACK.... | SUPPLEMENTARY GEN.SUPPLIES NURS,BURN
7361 | 4220181003500 | FILM DRY VIEW BLUE BASE TO BE USED WITH DRYVIEW 8700 AND DRYVIEW 8100 LASER CAMERA OR EQUIVALENT SIZE: 35 X 43 CM... | SUPPLEMENTARY GEN.SUPPLIES NURS,BURN
7362 | 4220181003600 | FILM DRY VIEW BLUE BASE DVB TO BE USED WITH DRY VIEW 5800 LASER CAMERA SIZE 8 INCH X 10 INCH... | SUPPLEMENTARY GEN.SUPPLIES NURS,BURN
7363 | 4220181003700 | FILM DRY VIEW BLUE BASE TO BE USED WITH DRY VIEW STAR 3000 DRY CAMERA SIZE: 35 X 43 CM... | GENERAL MEDICAL CONSUMABLES
7364 | 4220181003800 | FILM DRY VIEW DVM FOR MAMMOGRAPHY TO BE USED WITH DRY VIEW 8900 AND 6800 LASER CAMERA SIZE 10 X 12 INCH... | SUPPLEMENTARY GEN.SUPPLIES NURS,BURN
7365 | 4220181003900 | FILM DRY VIEW DVM FOR MAMMOGRAPHY TO BE USED WITH DRY VIEW 8900 AND / 6800 LASER CAMERA SIZE 8 INCH X 10 INCH... | GENERAL MEDICAL CONSUMABLES
7366 | 4220181004000 | FILM DRYPRO BLUE BASE TO BE USED WITH DRYPRO 832 AND DRYPRO 873 LASER CAMERA SIZE: 14 X 17 IN (35 X 43 CM).... | SUPPLEMENTARY GEN.SUPPLIES NURS,BURN
7367 | 4220181004100 | FILM DRYPRO BLUE BASE TO BE USED WITH DRYPRO 832 AND DRYPRO 873 LASER CAMERA OR ANY EQUIVALENT SIZE: 11 X 14 IN (28 X 35 CM).... | SUPPLEMENTARY GEN.SUPPLIES NURS,BURN
7368 | 4220181004200 | FILM DRYPRO BLUE BASE TO BE USED WITH DRYPRO 832 AND DRYPRO 873 LASER CAMERA SIZE: 10 X 12 INCH... | SUPPLEMENTARY GEN.SUPPLIES NURS,BURN
7369 | 4220182100100 | PLASTIC SNAP X - RAY FILM HOLDER AUTOCLAVABLE | DENTAL GENERAL SUPPLIES
7370 | 4220184300100 | NIPPLE MARKER USED TO IDENTIFY NIPPLE LOCATION DURING MAMMOGRAPHY DISPOSABLE STERILE ASSORTED SIZES AND SHAPES AS PER HOSPITAL REQUEST. | SUPPLEMENTARY INTERVEN RADIO,CARDIC CATH
7371 | 4220185600100 | ECG ADAPTER CABLE 1.5 M COMPATIBLE WITH NEOMED MONITOR SYSTEM OR EQUIVALENT REUSABLE | RESPIRATORY AND ANESTHESIA TENDER
7372 | 4220185600300 | SET MRI ECG 3 LEAD IEC 6.5 M/ 20 FT COMPATIBLE WITH GE MACHINE OR EQUIVALENT REUSABLE | RESPIRATORY AND ANESTHESIA TENDER
7373 | 4220185600400 | SETS MULTI ECG TRUNK CABLE NEONATAL 3 LEAD CARE COMPATIBLE WITH GE MACHINE OR EQUIVALENT | RESPIRATORY AND ANESTHESIA TENDER
7374 | 4220185600600 | SET MULTI LINK ECG TRUNK CABLE 3 AND 5 LEAD CARE COMPATIBLE WITH GE MACHINE OR EQUIVALENT REUSABLE ONE (1) EACHONE (1) SET | RESPIRATORY AND ANESTHESIA TENDER
7375 | 4220185600700 | SET MULTI LINK LEAD WIRE GROUP 3 LEAD SNAP EC 74 CM COMPATIBLE WITH GE MACHINE OR EQUIVALENT LATEX FREE REUSABLE ONE (1) EACHONE (1) SET | RESPIRATORY AND ANESTHESIA TENDER
7376 | 4220185600800 | SET MULTI LINK LEAD WIRE GROUP 3 LEAD SNAP EC 130 CM COMPATIBLE WITH GE MACHINE OR EQUIVALENT LATEX FREE REUSABLE ONE (1) EACHONE (1) SET | RESPIRATORY AND ANESTHESIA TENDER
7377 | 4220185600900 | SET MULTI LINK LEAD WIRE GROUP 3 LEAD GRABBER IEC 13 CM COMPATIBLE WITH GE MACHINE OR EQUIVALENT LATEX FREE REUSABLE ONE (1) EACHONE (1) SET | RESPIRATORY AND ANESTHESIA TENDER
7378 | 4220185601000 | SET MULTI LINK LEAD WIRE GROUP 3 LEAD GRABBER IEC 74 CM COMPATIBLE WITH GE MACHINE OR EQUIVALENT LATEX FREE REUSABLE ONE (1) EACHONE (1) SET | RESPIRATORY AND ANESTHESIA TENDER
7379 | 4220185601200 | CABLE NEOMED POD ECG 2.5M COMPATIBLE WITH DRAEGER MACHINE, REUSABLE | RESPIRATORY AND ANESTHESIA TENDER
7380 | 4220185601300 | SET ECG TRULINK SNAP SHIELDED WIRE 3 LEAD FOR USE WITH FLOW I ANESTHESIA MACHINE REUSABLE ONE (1) EACHONE (1) SET | RESPIRATORY AND ANESTHESIA TENDER
7381 | 4220186100000 | COVER C-ARM FLUOROSCOPY CLEAR SHOULD COVER C-SHAPE STERILE. | SUPPLEMENTARY GENERAL CONSUMABLES
7382 | 4220340000500 | CATHETER INTRAVENOUS CLOSED IV 20 GX 25 MM WITH PRE ATTACHED EXT TUBE Y SHAPE SEPTUM TRANSPARENT NEEDLELESS DEVICE | RESPIRATORY AND ANESTHESIA TENDER
7383 | 4220340000600 | CATHETER INTRAVENOUS CLOSED IV 22 GX 25 MM WITH PRE ATTACHED EXT TUBE Y SHAPE SEPTUM TRANSPARENT NEEDLELESS DEVICE | RESPIRATORY AND ANESTHESIA TENDER
7384 | 4220340000700 | CATHETER INTRAVENOUS CLOSED IV 24 GX 14 MM WITH PRE ATTACHED EXT TUBE Y SHAPE SEPTUM TRANSPARENT NEEDLELESS DEVICE | RESPIRATORY AND ANESTHESIA TENDER
7385 | 4220340000900 | CANNULA SAFETY IV, WITH PUSH BUTTON NEEDLE SHIELDING, WITHOUT WINGS, MADE OF POLYURETHANE MATERIAL, WITH BLOOD CONTROL AND NOTCH NEEDLE, 16G X 30MM | RESPIRATORY AND ANESTHESIA TENDER
7386 | 4220340001100 | CANNULA SAFETY IV, WITH PUSH BUTTON NEEDLE SHIELDING, WITH FLEXIBLE WINGS, MADE OF POLYURETHANE MATERIAL, WITH BLOOD CONTROL AND NOTCH NEEDLE, 20G X 30MM | RESPIRATORY AND ANESTHESIA TENDER
7387 | 4220340001200 | CANNULA SAFETY IV, WITH PUSH BUTTON NEEDLE SHIELDING, WITHOUT WINGS, MADE OF POLYURETHANE MATERIAL, WITH BLOOD CONTROL AND NOTCH NEEDLE, 22G X 25MM | RESPIRATORY AND ANESTHESIA TENDER
7388 | 4220340001300 | CANNULA SAFETY IV WITH PUSH BUTTON NEEDLE SHIELDING WITH FLEXIBLE WINGS MADE OF POLYURETHANE MATERIAL WITH BLOOD CONTROL AND NOTCH NEEDLE 24G X 19MM | RESPIRATORY AND ANESTHESIA TENDER
7389 | 4220340001400 | CANNULA SAFETY IV, WITH PUSH BUTTON NEEDLE SHIELDING, WITHOUT WINGS, MADE OF POLYURETHANE MATERIAL, WITH BLOOD CONTROL AND NOTCH NEEDLE, 14G X 45MM | RESPIRATORY AND ANESTHESIA TENDER
7390 | 4220340004300 | CATHETER CENTRAL VENOUS COMPLETE KIT, RADIOPAQUE, CONTAINS: - DOUBLE LUMEN PUR CATHETER, GUIDE WIRE (UNKINKABLE), NON LUER LOCK SYRINGE 5 ML, INTRODUCER NEEDLE SHORT BEVEL, INTRODUCER CANNULA, DILATOR, SECONDARY FIXATION DEVICE, SLIDING CLAMPS, SCALP BLADE, SIZE: 4 FR, LENGTH 13 CM, PEEL PACK, DISPOSABLE, STERILE | ANESTHESIA AND RESPIRATORY SUPPLEMENTARY
7391 | 4220340006100 | CATHETER FOLEY 2-WAYS PURE SILICONE OPEN TIP OVER GUIDEWIRE 30-50 CM LONG WITH LATERAL EYES BALLOON SIZE: 5-15 ML WITH FUNNEL END VALVE SUITABLE TO BE USED WITH SYRINGE LUER LOCK CYLINDRICAL SIZE: CH 14 DISPOSABLE STERILE.. | SUPPLEMENTARY GEN.SUPPLIES NURS,BURN
7392 | 4220340006600 | CATHETER MALECOT 4 WINGS LATEX 18 FRENCH DISPOSABLE STERILE.. | SUPPLEMENTARY GENERAL CONSUMABLES
7393 | 4220340006700 | CATHETER MALECOT 4 WINGS LATEX 20 FRENCH DISPOSABLE STERILE.. | SUPPLEMENTARY GENERAL CONSUMABLES
7394 | 4220340006800 | CATHETER MALECOT 4 WINGS LATEX 22 FRENCH DISPOSABLE STERILE.. | SUPPLEMENTARY GENERAL CONSUMABLES
7395 | 4220340010600 | INJECTION NEEDLE, PLASTIC SHEATH, WITHOUT METALLIC TIP, DIAMETER 2.3MM TO 2.6MM, LENGTH 220CM TO 240CM, SINGLE USE | ENDOSCOPY CONSUMABLES SUPPLIES
7396 | 4220340011100 | CATHETER FOLEY 3-WAYS PURE SILICONE COUDE TIP (TIEMANN) 40-60 CM LONG WITH LATERAL EYES BALLOON SIZE: 30-50 ML WITH FUNNEL END VALVE SUITABLE TO BE USED WITH SYRINGE LUER LOCK CYLINDRICAL SIZE: CH 18 DISPOSABLE STERILE.. | SUPPLEMENTARY GEN.SUPPLIES NURS,BURN
7397 | 4220340225600 | BITE BLOCK WITH OUT STRAP FOR ADULT LATEX-FREE ASSORTED SIZES. | ENDOSCOPY CONSUMABLES SUPPLIES
7398 | 4220340225700 | WATER BOTTLE KIT, (WATER CONTAINER, CAP, AND TUBING) FOR ENDOSCOPES COMPATIBLE WITH HOSPITAL MACHINE, REUSABLE | ENDOSCOPY CONSUMABLES SUPPLIES
7399 | 4220340225800 | LOOP, LIGATION, DETACHABLE, FOR POLYPECTOMY HEMOSTASIS | ENDOSCOPY CONSUMABLES SUPPLIES
7400 | 4220340226000 | LOCKING DEVICE, RAPID EXCHANGE (FOR ERCP SCOPE ), ASSORTED SIZES | ENDOSCOPY CONSUMABLES SUPPLIES
7401 | 4220340226600 | CATHETER, POTENTIAL HYDROGEN (PH) MONITORING, ESOPHAGEAL WITH IMPEDANCE, DUAL CHANNEL PH SENSOR ASSORTED SIZES FOR ADULT AND PEDIATRIC, SINGLE USE | ENDOSCOPY CONSUMABLES SUPPLIES
7402 | 4220340226800 | PROBE, ARGON PLASMA COAGULATION (APC), (SIDE FIRE) WITH INTEGRATED FILTER, ASSORTED SIZES OF DIAMETER AND WORKING LENGTH | ENDOSCOPY CONSUMABLES SUPPLIES
7403 | 4220340227800 | SHORTS AND PANTS FOR COLONOSCOPY PROCEDURE, ASSORTED SIZES, DISPOSIBLE | ENDOSCOPY CONSUMABLES SUPPLIES
7404 | 4220340304700 | INTRODUCER SHEATH SET RADIOPAQUE TIP STRAIGHT OR CURVED 4-11 CM ASSORTED SIZES AS PER HOSPITAL REQUEST /. | SUPPLEMENTARY INTERVEN RADIO,CARDIC CATH
7405 | 4220340305100 | TRANSSEPTAL NEEDLE FOR CARDIAC CATHETERIZATION ASSORTED SIZES AS PER HOSPITAL REQUEST. | INTERVENTIONAL RADIO,CARDIAC CATH
7406 | 4220340321500 | PERICARDIOCENTESIS KIT TO REMOVE FLUIDS FROM PERICARDIUM DISPOSABLE STERILE | INTERVENTIONAL RADIO,CARDIAC CATH
7407 | 4220340323200 | BITE BLOCKS FOR TAKING OPEN BITE EAR MOLD IMPRESSIONS | EAR, NOSE & THROAT SUPPLIES (ENT)
7408 | 4220340324900 | LOOP CUTTER, TO REMOVE DETACHABLE LIGATION LOOP, REUSABLE | ENDOSCOPY CONSUMABLES SUPPLIES
7409 | 4220340327200 | SWAB STICK AMNICATOR FOR DETECTING RUPTURED AMNIOTIC MEMBRANES LENGTH 15-20 CM STERILE.. | SUPPLEMENTARY GEN.SUPPLIES NURS,BURN
7410 | 4220340328700 | STRAP RESTRAINT FOR LIMBS FOAM LINED VELCRO CLOSURE ADJUSTABLE INFANT DISPOSABLE.. | SUPPLEMENTARY GEN.SUPPLIES NURS,BURN
7411 | 4220340330400 | RAZOR BLADE FOR SHAVING NON-STERILE DISPOSABLE.. | SUPPLEMENTARY GEN.SUPPLIES NURS,BURN
7412 | 4220340341000 | SCISSOR, ENDOSCOPIC, TO REMOVE DETACHABLE LIGATION LOOP, SINGLE USE | ENDOSCOPY CONSUMABLES SUPPLIES
7413 | 4220340401400 | GUIDEWIRE PERIPHERAL INTERVENTION HIGH TIP LOAD FOR CTO CASES 0.014IN J-TIP OR STRAIGHT ASSORTED RANGE AND SIZES AS PER HOSPITAL REQUEST.. | SUPPLEMENTARY INTERVEN RADIO,CARDIC CATH
7414 | 4220340406900 | GUIDEWIRE FOR NEURO INTERVENTION HYDROPHILIC COATING COILED TIP COIL TIP LENGTH NOT LESS THAN 8 CM 0.010IN X 300CM DISPOSABLE STERILE. | INTERVENTIONAL RADIO,CARDIAC CATH
7415 | 4220340409200 | EXTENSION FOR PTCA GUIDEWIRE 145CM - 165CM DISPOSABLE STERILE. | INTERVENTIONAL RADIO,CARDIAC CATH
7416 | 4220340410600 | GUIDEWIRE BENTSON PTFE COATED 0.035IN LENGTH 145 - 180 CM DISPOSABLE STERILE. | INTERVENTIONAL RADIO,CARDIAC CATH
7417 | 4220340410700 | GUIDEWIRE ROSEN PTFE COATED 0.035IN 145 - 180 CM DISPOSABLE STERILE. | INTERVENTIONAL RADIO,CARDIAC CATH
7418 | 4220340413000 | GUIDEWIRE, FOR NEURO INTERVENTION, EXTRA SUPPORT, DIAMETER NOT MORE THAN 0.016 INCH, HYDROPHILIC COATING, LENGTH NOT LESS THAN 180 CM, DISPOSABLE, STERILE. | NEUROSCIENCES CONSUMABLES SUPPLEMENTARY
7419 | 4220340418800 | GUIDEWIRE PERIPHERAL INTERVENTION HIGH TIP LOAD FOR CTO CASES 0.018IN J-TIP OR STRAIGHT ASSORTED RANGE AND SIZES AS PER HOSPITAL REQUEST.. | INTERVENTIONAL RADIO,CARDIAC CATH
7420 | 4220340425300 | COLON DECOMPRESSION SET, ASSORTED SIZES | ENDOSCOPY CONSUMABLES SUPPLIES
7421 | 4220340428500 | CATHETER FOLEY 2-WAYS PURE SILICONE OPEN TIP OVER GUIDEWIRE 30-50 CM LONG WITH LATERAL EYES BALLOON SIZE: 5-15 ML WITH FUNNEL END VALVE SUITABLE TO BE USED WITH SYRINGE LUER LOCK CYLINDRICAL SIZE: CH 22 DISPOSABLE STERILE.. | SUPPLEMENTARY GEN.SUPPLIES NURS,BURN
7422 | 4220340430100 | SPHINCTEROTOME, BILIARY, STANDARD TAPERED TIP, TRIPLE LUMEN, NON-PRELOADED, ASSORTED SIZES OF DISTAL TIP LENGTH AND CUTTING WIRE LEN GTH, LONG WIRE SYSTEM | ENDOSCOPY CONSUMABLES SUPPLIES
7423 | 4220340430900 | SPHINCTEROTOME, BILIARY, PRELOADED GUIDEWIRE, STANDARD TAPERED TIP, TRIPLE LUMEN, ASSORTED SIZES OF DISTAL TIP LENGTH AND CUTTING WIRE LENGTH, LONG WIRE SYSTEM | ENDOSCOPY CONSUMABLES SUPPLIES
7424 | 4220340431300 | GUIDEWIRE TEFLON (PTFE) COATED FIXED CORE ANGLED TIP 0.035 X 130-150 CM LENGTH DISPOSABLE STERILE.. | SUPPLEMENTARY GENERAL CONSUMABLES
7425 | 4220340431400 | GUIDEWIRE TEFLON (PTFE) COATED FIXED CORE ANGLED TIP STIFF 0.035 X 130-150 CM LENGTH DISPOSABLE STERILE.. | SUPPLEMENTARY GENERAL CONSUMABLES
7426 | 4220340431500 | GUIDEWIRE TEFLON (PTFE) COATED FIXED CORE STRAIGHT TIP 0.038 X 130-150 CM LENGTH DISPOSABLE STERILE.. | SUPPLEMENTARY GENERAL CONSUMABLES
7427 | 4220340431600 | GUIDEWIRE TEFLON (PTFE) COATED FIXED CORE ANGLED TIP STIFF 0.038 X 130-150 CM LENGTH DISPOSABLE STERILE.. | SUPPLEMENTARY GENERAL CONSUMABLES
7428 | 4220340431700 | GUIDEWIRE TEFLON (PTFE) COATED STRAIGHT TIP 0.025 X 120-150 CM LENGTH DISPOSABLE STERILE.. | SUPPLEMENTARY GENERAL CONSUMABLES
7429 | 4220340431800 | GUIDEWIRE TEFLON (PTFE) COATED STRAIGHT STAINLESS STEEL STIFF 0.035 X 130-150 CM LENGTH DISPOSABLE STERILE.. | SUPPLEMENTARY GENERAL CONSUMABLES
7430 | 4220340431900 | GUIDEWIRE TEFLON (PTFE) COATED FIXED CORE STRAIGHT TIP 0.035 X 130-150 CM LENGTH DISPOSABLE STERILE.. | SUPPLEMENTARY GENERAL CONSUMABLES
7431 | 4220340434200 | GUIDEWIRE PERIPHERAL INTERVENTION INTERMEDIATE TIP LOAD 0.018IN J-TIP OR STRAIGHT ASSORTED RANGE AND SIZES AS PER HOSPITAL REQUEST. | SUPPLEMENTARY INTERVEN RADIO,CARDIC CATH
7432 | 4220340435900 | GUIDEWIRE BENTSON PTFE COATED 0.035IN LENGTH NOT LESS THAN 250 CM DISPOSABLE STERILE. | INTERVENTIONAL RADIO,CARDIAC CATH
7433 | 4220340436200 | GUIDEWIRE ROSEN PTFE COATED 0.035IN LENGTH NOT LESS THAN 250 CM DISPOSABLE STERILE. | INTERVENTIONAL RADIO,CARDIAC CATH
7434 | 4220340439600 | GUIDEWIRE, FOR NEURO INTERVENTION, DIAMETER 0.007 INCH, HYDROPHILIC COATING, TOTAL LENGTH 200 - 220 CM, DISPOSABLE, STERILE | NEUROSCIENCES CONSUMABLES SUPPLEMENTARY
7435 | 4220340440900 | GUIDEWIRE PERIPHERAL INTERVENTION WORKHORSE/FLOPPY 0.018IN J-TIP OR STRAIGHT ASSORTED RANGE AND SIZES AS PER HOSPITAL REQUEST. | SUPPLEMENTARY INTERVEN RADIO,CARDIC CATH
7436 | 4220340442200 | GUIDEWIRE CORONARY PTCA HIGH TIP LOAD FOR CTO CASES 0.014IN J-TIP OR STRAIGHT ASSORTED RANGE AND SIZES AS PER HOSPITAL REQUEST. | INTERVENTIONAL RADIO,CARDIAC CATH
7437 | 4220340442400 | GUIDEWIRE STAINLESS STEEL HYDROPHILIC COATED 0.010IN LENGTH NOT MORE THAN 130 CM DISPOSABLE STERILE. | INTERVENTIONAL RADIO,CARDIAC CATH
7438 | 4220340513400 | CUTTING BALLOON FOR CORONARY ANGIOPLASTY HYDROPHILIC COATED SOFT LASER CUT BLADE MOUNTED LONGITUDINALLY AT PROXIMAL SHAFT ASSORTED SIZES AS PER HOSPITAL REQUEST. | INTERVENTIONAL RADIO,CARDIAC CATH
7439 | 4220340519100 | CATHETER BALLOON KIT HIGH PRESSURE ULTRAMAX OR EQUIVALENT 15 FR LENGTH 6 CM DISPOSABLE STERILE.... | SUPPLEMENTARY GENERAL CONSUMABLES
7440 | 4220340519200 | CATHETER BALLOON KIT HIGH PRESSURE ULTRAMAX OR EQUIVALENT 18 FR LENGTH 6 CM DISPOSABLE STERILE.... | SUPPLEMENTARY GENERAL CONSUMABLES
7441 | 4220340526400 | CATHETER PICC SINGLE LUMEN PUR CATHETER 1.9 FRENCH CATHETER 30-50 CM X-RAY OPAQUE ONE PIECE CATHETER CONSTRUCTION INTEGRAL EXTENSION WITH WING CATHETER GRADUATIONS EVERY CM KIT SHOULD CONTENTS 1 X CATHETER GAUZE BALL SWAB DRESSING FILM FORCEPS 1 X 10 ML SYRINGE 1 X MICROFLASH INTRODUCER HYPODERMIC NEEDLE 1 X TAPE MEASURE 1 X DRAPE DISPOSABLE STERILE... | SUPPLEMENTARY GEN.SUPPLIES NURS,WOUND
7442 | 4220340526500 | CATHETER, PICC, POLYURETHANE, SINGLE LUMEN, 1.2 FR, LENGTH 20-25 CM, NEEDLE SIZE 28 G, WITH MICROFLASH INTRODUCER, RADIOPAQUE LINE, CATHETER GRADUATIONS EVERY CM, INTEGRAL EXTENSION WITH WING PERMITS SECURE CATHETER FIXATION UNIQUE SPLIT CANNULA, AND EYELET GIVES RAPID VISIBILITY OF FLASHBACK, DISPOSABLE, STERILE | SUPPLEMENTARY GEN.SUPPLIES NURS,BURN
7443 | 4220340559400 | TRANSCATHETER CEREBRAL PROTECTION DEVICE USED TO CAPTURE AND REMOVE THROMBUS AND DEBRIS IN TAVI PROCEDURE. | SUPPLEMENTARY INTERVEN RADIO,CARDIC CATH
7444 | 4220340580400 | BALLOON PERIPHERAL ANGIOPLASTY SEMI-COMPLIANT 0.035 IN WIRE COMPATIBILITY DISPOSABLE STERILE ASSORTED SIZES BALLOON DIAMETER AND LEN GTH AS PER HOSPITAL REQUEST. | INTERVENTIONAL RADIO,CARDIAC CATH
7445 | 4220340580500 | BALLOON PERIPHERAL ANGIOPLASTY SEMI-COMPLIANT 0.018 IN WIRE COMPATIBILITY DISPOSABLE STERILE ASSORTED SIZES BALLOON DIAMETER AND LEN GTH AS PER HOSPITAL REQUEST. | INTERVENTIONAL RADIO,CARDIAC CATH
7446 | 4220340580600 | BALLOON PERIPHERAL ANGIOPLASTY SEMI-COMPLIANT 0.014 IN WIRE COMPATIBILITY DISPOSABLE STERILE ASSORTED SIZES BALLOON DIAMETER AND LEN GTH AS PER HOSPITAL REQUEST. | INTERVENTIONAL RADIO,CARDIAC CATH
7447 | 4220340580700 | BALLOON PERIPHERAL ANGIOPLASTY NON-COMPLIANT LARGE DIAMETER FOR LARGE VESSELS DISPOSABLE STERILE ASSORTED SIZES BALLOON DIAMETER AND LENGTH AS PER HOSPITAL REQUEST. | INTERVENTIONAL RADIO,CARDIAC CATH
7448 | 4220340580800 | BALLOON PERIPHERAL ANGIOPLASTY NON-COMPLIANT 0.014 IN WIRE COMPATIBILITY DISPOSABLE STERILE ASSORTED SIZES BALLOON DIAMETER AND LENGTH AS PER HOSPITAL REQUEST. | INTERVENTIONAL RADIO,CARDIAC CATH
7449 | 4220340581100 | BALLOON PERIPHERAL ANGIOPLASTY NON-COMPLIANT ULTRA HIGH RATED BURST PRESSURE UP TO 40ATM DISPOSABLE STERILE ASSORTED SIZES BALLOON DIAMETER AND LENGTH AS PER HOSPITAL REQUEST. | INTERVENTIONAL RADIO,CARDIAC CATH
7450 | 4220340581200 | BALLOON PTCA SUPER HIGH PRESSURE FOR HIGHLY RESISTANT CORONARY STENOSIS ASSORTED SIZES AS PER HOSPITAL REQUEST. | SUPPLEMENTARY INTERVEN RADIO,CARDIC CATH
7451 | 4220340700400 | SYRINGE HIGH PRESSURE 1 ML CAPACITY FIXED MALE LUER LOCK BARREL MATERIAL: POLYCARBONATE TIP MATERIAL: SILICONE PLUNGER MATERIAL: ABS VARIOUS COLORS AS PER HOSPITAL REQUEST DISPOSABLE STERILE.. | SUPPLEMENTARY INTERVEN RADIO,CARDIC CATH
7452 | 4220340700500 | SYRINGE HIGH PRESSURE 10 ML CAPACITY FIXED MALE LUER LOCK BARREL MATERIAL: POLYCARBONATE TIP MATERIAL: SILICONE PLUNGER MATERIAL: ABS VARIOUS COLORS AS PER HOSPITAL REQUEST DISPOSABLE STERILE.. | SUPPLEMENTARY INTERVEN RADIO,CARDIC CATH
7453 | 4220340700600 | SYRINGE HIGH PRESSURE 20 ML CAPACITY FIXED MALE LUER LOCK BARREL MATERIAL: POLYCARBONATE TIP MATERIAL: SILICONE PLUNGER MATERIAL: ABS VARIOUS COLORS AS PER HOSPITAL REQUEST DISPOSABLE STERILE.. | SUPPLEMENTARY INTERVEN RADIO,CARDIC CATH
7454 | 4220340700700 | SYRINGE HIGH PRESSURE 3 ML CAPACITY FIXED MALE LUER LOCK BARREL MATERIAL: POLYCARBONATE TIP MATERIAL: SILICONE PLUNGER MATERIAL: ABS VARIOUS COLORS AS PER HOSPITAL REQUEST DISPOSABLE STERILE.. | SUPPLEMENTARY INTERVEN RADIO,CARDIC CATH
7455 | 4220340700800 | SYRINGE HIGH PRESSURE 30 ML CAPACITY FIXED MALE LUER LOCK BARREL MATERIAL: POLYCARBONATE TIP MATERIAL: SILICONE PLUNGER MATERIAL: ABS VARIOUS COLORS AS PER HOSPITAL REQUEST DISPOSABLE STERILE.. | SUPPLEMENTARY INTERVEN RADIO,CARDIC CATH
7456 | 4220340701000 | SYRINGE HIGH PRESSURE 5-6 ML CAPACITY FIXED MALE LUER LOCK BARREL MATERIAL: POLYCARBONATE TIP MATERIAL: SILICONE PLUNGER MATERIAL: ABS VARIOUS COLORS AS PER HOSPITAL REQUEST DISPOSABLE STERILE.. | SUPPLEMENTARY INTERVEN RADIO,CARDIC CATH
7457 | 4220340702300 | INJECTOR SYRINGE ANGIOGRAPHIC 150 ML WITH ASPIRATION TUBE COMPATIBLE WITH MEDRAD MARK V. PROVIS OR EQUIVALENT DISPOSABLE STERILE. | INTERVENTIONAL RADIO,CARDIAC CATH
7458 | 4220341000100 | MECHANICAL ROTATING DILATOR SHEATH FOR LASER LEAD EXTRACTION FOR CARDIAC ELECTROPHYSIOLOGY ASSORTED SIZES AND LENGTHS AS PER HOSPITAL REQUEST. | INTERVENTIONAL RADIO,CARDIAC CATH
7459 | 4220341004000 | CARTRIDGES FOR ACTIVATED CLOTTING TIME DISPOSABLE. MACHINES TO BE PROVIDED FREE OF CHARGE TO EACH REQUESTED CENTER. | SUPPLEMENTARY INTERVEN RADIO,CARDIC CATH
7460 | 4220341005100 | TISSUE VALVE IMPLANT MITRAL BOVINE ASSORTED SIZES AS PER HOSPITAL REQUEST STERILE. | CARDIOVASCULAR SURGERY CONSUMABLES
7461 | 4220341005200 | TISSUE VALVE IMPLANT AORTIC BOVINE ASSORTED SIZES AS PER HOSPITAL REQUEST STERILE. | CARDIOVASCULAR SURGERY CONSUMABLES
7462 | 4220341005300 | MECHANICAL VALVE IMPLANT MITRAL ASSORTED SIZES ACCORDING TO HOSPITAL REQUEST STERILE. | CARDIOVASCULAR SURGERY CONSUMABLES
7463 | 4220341005400 | MECHANICAL VALVE IMPLANT AORTIC SUPRA-ANNULAR ASSORTED SIZES ACCORDING TO HOSPITAL REQUEST STERILE. | CARDIOVASCULAR SURGERY CONSUMABLES
7464 | 4220341005600 | MECHANICAL VALVE IMPLANT AORTIC INTRA-ANNULAR ASSORTED SIZES ACCORDING TO HOSPITAL REQUEST STERILE. | CARDIOVASCULAR SURGERY CONSUMABLES
7465 | 4220341005700 | RENAL DENERVATION CATHETER TO TREAT UNCONTROLLED HYPERTENSION PATIENTS. | INTERVENTIONAL RADIO,CARDIAC CATH
7466 | 4220341005800 | CUSTOMIZED PACK CARDIOVASCULAR SURGERY PEDIATRIC 2 PCS/C BACK TABLE COVER 60IN X 100IN YANKAUER ARGYLE SUCTION TUBE (FINE TIP)ABSORBENT TOWEL 17INX20IN (43X51CM)ST ANDARD SURGICAL GOWN LARGE ABSORBENT TOWEL 17INX20IN (43X51CM) STANDARD SURGICAL GOWN XL SURGICAL UTILITY DRAPE 30IN X 40IN PEDIATRIC C. V. DRAPE W/ABC 82INX100INX110IN AND POCKETS DIATHERMY BAG 13.5IN X 20INGAUZE SWABS 4 X 4 16 PLY XRD SUTURE BOOTIE (10 SUTURE HOLES PER PACK) VESSEL LOOPS RED MINICARBON BLADE #15; CARBON BLADE #11; CARBON BLADE #10; RED ROBBINSON CATH 8 FR.BULB SYRINGE. SYRINGE 5ML L/L SILKTIES SUT. #1/0 CUT LNTH BLKTIP CLEANER 12FT. TUBING W/ ADAPTER (USE IF SPECIAL REQUEST)GAUZE SWABS 12IN X 12IN 4PLY PREWASHED XRD CAUTERY PENCIL YELLOW W/HOLSTER (PUSH BUTTON 10FT CABLE) NC - 60CT. DOUBLE MAGNETIC OR TOWEL CLOTH GREEN 60 X 86 CM. BOWL 250 CC (SPONGE) BOWL 500 CC. PITCHER 1200CC TRAY MEDIUM PLATFORM BLUE 32 X 42 X 3 CM. SYRINGE 3ML L/L SYRINGE 10ML L/L DISPOSABLE STERILE. | CARDIOVASCULAR SURGERY CONSUMABLES
7467 | 4220341005900 | CUSTOMIZED PACK CABG 1 PCS/C BACK TABLE COVER 60IN X 100IN. 10 PCS LINT-FREE ABSORBENT TOWEL 17INX20IN (43X51CM) STANDARD SURGICAL GOWN LARGE ABSORBENT TOWEL 17INX 20IN (43X51CM) STANDARD SURGICAL GOWN XL. ABSORBENT TOWEL 17INX20IN (43X51CM) STANDARD SURGICAL GOWN XL. MAYO STAND COVER 31.5IN X 50IN W/ 7IN CUFF (LARGE)TOP DRAPE 60IN X 95IN W/O REINF. SUTURE BOOTIE (10 SUTURE HOLES PER PACK) VESSEL LOOPS BLUE MAXI 2/PK (ALT IS R734848) CARBON BLADE #15. CARBON BLADE #11. CARBON BLADE #10. SYRINGE 60ML 2OZ CATHETER TIP SYRINGE 20ML L/S SYRINGE 5ML L/S 12FT. TUBING W/ ADAPTER (USE IF SPECIAL REQUEST) SILKTIES SUT.#1/0 CUT LNTH BLKTIP CLEANERCAUTERY PENCIL YELLOW W/HOLSTER (PUSH BUTTON 10FT CABLE) TRAY POLY WHITE (BIG SIZE 30X43X10 CM) GAUZE SWABS 18 X 18 4 PLY XRD PRE-WASHED DIATHERMY BAG 13.5IN X 20IN NC - 60CT. DOUBLE MAGNETIC. YANKAUER ARGYLE SUCTION TUBE (FINE TIP) RING BASINS 6000CC BOWL 250 CC (SPONGE) BOWL 500 CC HAND TOWEL OR CLOTH BLUE 44X60 CM OR TOWEL CLOTH GREEN 60 X 86 CM C.V. INCISE DRAPE 104IN X 76IN X 143IN BILATERAL UNDER-LEF DISPOSABLE STERILE. | CARDIOVASCULAR SURGERY CONSUMABLES
7468 | 4220341006000 | CUSTOMIZED PACK WET SKIN PREPARATION 12 PCS/C CSR OUTER WRAP 35IN X 35IN (90X90CM)STERLING NITRIL GLOVES LARGE (13942/50708)SPONGE STICK YELLOW 8IN (STD)POVIDONE SOLUTION 10% 120 ML POVIDONE SOLUTION 7.5% 60MLABSORBENT TOWEL 17INX20IN (43X51CM)COTTON TIPPED APPLICATORS 6IN PREP WING SPONGE BLUEABS PLAIN DRAPE 20IN X 25IN3 COMPARTMENT TRAY BLUE (24 X 25 X 5 CM) DISPOSABLE STERILE. | CARDIOVASCULAR SURGERY CONSUMABLES
7469 | 4220341006100 | CUSTOMIZED PACK CARDIAC SURGERY NEONATAL; 2 PCS/C BACK TABLE COVER 60IN X 100IN; YANKAUER ARGYLE SUCTION TUBE (FINE TIP); ABSORBENT TOWEL 17INX20IN (43X51CM); STANDARD SURGICAL GOWN LARGE ABSORBENT TOWEL 17INX20IN (43X51CM)STANDARD SURGICAL GOWN XL; SURGICAL UTILITY DRAPE 30IN X 40IN; LAPAROTOMY DRAPE W/ABC 82INX100INX110IN AND POCKETS DIATHERMY BAG 13.5IN X 20IN; GAUZE SWABS 4 X 4 16 PLY XRD SUTURE BOOTIE (10 SUTURE HOLES PER PA CK)VESSEL LOOPS RED MINICARBON BLADE #15; CARBON BLADE #11; CARBON BLADE #10; RED ROBBINSON CATH 8 FR. BULB SYRINGE. SYRINGE 5ML L/L SILKTIES SUT. #1/0 CUT LNTH BLKTIP CLEANER 12FT. TUBING W/ ADAPTER (USE IF SPECIAL REQUEST) GAUZE SWABS 12IN X 12IN 4PLY PREWASHED XRD CAUTERY PE NCIL YELLOW W/HOLSTER (PUSH BUTTON 10FT CABLE) NC - 60CT. DOUBLE MAGNETIC OR TOWEL CLOTH GREEN 60 X 86 CM. BOWL 250 CC (SPONGE) BOWL 500 CC. PITCHER 1200CC TRAY MEDIUM PLATFORM BLUE 32 X 42 X 3 CM. SYRINGE 3ML L/L SYRINGE 10ML L/L DISPOSABLE STERILE. | CARDIOVASCULAR SURGERY CONSUMABLES
7470 | 4220341006200 | CUSTOMIZED PACK CARDIOVASCULAR UNIVERSAL 2 PCS/CBACK TABLE COVER 60IN X 100IN; YANKAUER ARGYLE SUCTION TUBE (FINE TIP) IOBAN 2 - ANTIMICROBIAL INCISE DRAPE 60X45 CM (DEFAULT - 6650)ABSORBENT TOWEL 17INX20IN (43X51CM); STANDARD SURGICAL GOWN LARGE ABSORBENT TOWEL 17INX20IN (43X51 CM); STANDARD SURGICAL GOWN XL; ABSORBENT TOWEL 17INX20IN (43X51CM) STANDARD SURGICAL GOWN XL. UTILITY DRAPE 30IN X 36IN; TOP DRAPE 60IN X 95 IN W/O REINF LAPAROTOMY DRAPE W/ABC 82INX126INX110IN AND POCKETS. MAYO STAND COVER 31.5IN X 50IN W/7IN CUFF (LARGE)DIATHERMY BAG 13.5IN X 20IN GAUZE SWABS 4 X 4 32PLY XRD SUTURE BOOTIE (10 SUTURE HOLES PER PACK)VESSEL LOOPS RED MINICARBON BLADE #15; CARBON BLADE #11; CARBON BLADE #10; RED ROBBINSON CATH 14 FR.RED ROBBINSON CATH 8 FR.BULB SYRINGE. SYRINGE 5ML L/S SILKTIES SUT.#1/0 CUT LNTH BLKTIP CLEANER NYLON TAPE WHITE 6MM X 70CM; SUCTION CATHETER STRAIGHT 14FR SYRINGE 60ML 2OZ CATHETER TIP 12FT. TUBING W/ ADAPTER (USE IF SPECIAL REQUEST) GAUZE SWABS 18 X 18 4 PLY XRD DISPOSABLE STERILE. | CARDIOVASCULAR SURGERY CONSUMABLES
7471 | 4220341006300 | CARDIAC CATHETERIZATION PACK (PEDIATRIC) ADVANCE STERILE CONTAINS: BACK TABLE COVER 60IN X 94IN ABSORBENT TOWEL 17INX20IN (43X51 CM ) REINFORCED SURGICAL GOWN XL; GAUZE SWABS 4 X 4 12 PLY NXRD LIGHT HANDLE COVER STERILE (GREEN) MOSQUITO FORCEPS 5IN STRAIGHT SCALPEL BLADE # 11 WITH HANDLE BLUE; FEMORAL ANGIOGRAPHY SHEET 98IN X 145IN; ABSORBENT UTILITY DRAPE 30IN X 30IN; HAND TOWEL OR CLOTH BLUE 44X60 CM; TEGADERM DRESSING 10X12CM; SYRINGE 5ML L/S SYRINGE 5ML L/L SYRINGE 10ML L/L SYRINGE 20ML L/L SYRINGE 10 CC L/S MEDICATION LABEL CUSTOMIZED FLUSH LIDOCAINE CONTRAST HEPARIN ADENOSINE NEEDLE 21G X 1.5IN (3.5 CM/35MM) GREEN NEEDLE 19G X 1.5IN (3.8CM) BEIGE; NEEDLE 23G X 1.0IN (3.0CM) BLUE TOWEL CLAMPS BOWL 1000 CC (SPONGE) RING BASINS 6000CC; TRAY HALF DEEP 14 X 25 X 5 CM BOWL 250 CC (SPONGE) SYRINGE 2ML L/S; OPERATING SCISSORS BL/SH 5IN STRAIGHT; PITCHER 1200CC; 3 WAY STOPCOCK WITH EXTENSION NEEDLE HOLDER 5IN; NC - 20 COUNT FM W/MAG RED (STD); KIDNEY BASIN 700CC (REGULAR); BACK TABLE COVER 30IN X 36IN (FOLDED) SYRINGE 30CC L/L FL. | INTERVENTIONAL RADIO,CARDIAC CATH
7472 | 4220341006400 | CARDIAC CATHETERIZATION PACK (ADULT) ADVANCE STERILE CONTAINS: BACK TABLE COVER 60IN X 75IN (152X190CM) BACK TABLE COVER 30IN X 3 6IN (FOLDED)ABSORBENT TOWEL 17IN X 20IN (43X51 CM) REINFORCED SURGICAL GOWN XL FEMORAL ANGIO DRAPE (RADIAL) W/TWO WINDOWS 99IN X 130IN RUBBER BANDS SCALPEL BLADE # 11 WITH HANDLE BLUE BOWL 1000 CC (SPONGE) BOWL 250 CC (SPONGE) RING BASINS 6000CC ABSORBENT UTILITY DRAPE 30IN X 30IN TUBE HOLDER W/VELCRO 10IN ADHESIVE TEGADERM DRESSING 10X12CMLARGE DRAPE 60INX100IN W/OUT REINF. MOSQUITO FORCEPS 5IN CURVED MOSQUITO FORCEPS 5IN STRAIGHT PITCHER 1200CCKIDNEY BASIN 700CC (REGULAR)OPERATING SCISSORS BL/SH 5IN STRAIGHT TOWEL CLAMPS GAUZE SWABS 4 X 4 12 PLY NXRD SPLASH STOP WASTE COLLECTION BOWL W/SOLIDIFIER HAND TOWEL OR CLOTH BLUE 44X60 CM NC - 20 COUNT FM W/MAG RED (STD)GALIPOT 60 CC GALIPOT 60 CC GALLIPOT 120MLSYRINGE 10ML L/L SYRINGE 10ML L/L SYRINGE 10ML L/L SYRINGE 3ML L/L SYRINGE 10ML L/L NEEDLE 19G X 1.5IN (3.8CM) BEIGE NEEDLE 21G X 1.5IN (3.5 CM/35X). | INTERVENTIONAL RADIO,CARDIAC CATH
7473 | 4220341006500 | ELECTROPHYSIOLOGY PACK1 BACK TABLE COVER 60IN X 75IN 1 BACK TABLE COVER 60IN X 75IN (FOLDED) 1 FEMORAL ANGIOGRAPHY SHEET 76IN X 124I N3 UTILITY DRAPE 30IN X 30IN; 1 MOSQUITO FORCEPS 5IN STRAIGHT; 3 GALLIPOT 120ML; 1 HAND TOWEL OR CLOTH BLUE 44X60 CM; 1 KIDNEY BASIN 700CC (REGULAR); 1 SCALPEL BLADE # 11 WITH HANDLE BLUE; 1 OPERATING SCISSORS BL/SH 5IN STRAIGHT; 1 NC - 20 COUNT FM W/ ADH RED; 1 BOWL 1000 CC (SP ONGE); 1 NEEDLE 19G X 1.5IN (3.8CM) BEIGE; 1 NEEDLE 23G X 1.0IN (3.0CM) BLUE; 1 SPLASH STOP WASTE COLLECTION BOWL W/SOLIDIFIER; 1 NEEDLE 21G X 1.5IN (3.5 CM/35MM) GREEN 30 GAUZE SWABS 4 X 4 12 PLY NXRD5 SYRINGE 10ML L/L1 SYRINGE 3ML L/L1 NEEDLE HOLDER 5IN; 2 TOWEL CLAMPS; 9 MEDICATION LABEL CUTOMIZED; 2 FLUSH; 2 CONTRAST; 1 HEPARINISED/ SALINE; 1 FLUORO COVER 30IN X 30IN; 3 FLUORO COVER 50INX50IN; 2 INTRODUCER NEEDLE 18G X 2.75IN (7CM) W/ WINGS 1 SYRINGE 10ML MED LT BLUE MEDALLION. | INTERVENTIONAL RADIO,CARDIAC CATH
7474 | 4220341006600 | PACEMAKER PACK 2 BACK TABLE COVER 60IN X 90IN1 CSR OUTER WRAP 25INX25IN1 ABSORBENT TOWEL 17INX20IN (43X51CM) 1 STANDARD SURGICAL GOWN XL1 P.P.M DRAPE 74IN X 124IN (FULL INCISE) W/OVAL FENESTRATION2 UTILITY DRAPE 30IN X 30IN1 SYRINGE 60ML 2OZ CATHETER TIP1 DISPOSABLE SCALPEL BLADE WITH HANDLE # 15 BLUE1 TIP CLEANER1 CAUTERY PENCIL WITH HOLSTER - STD (BLUE PUSH BUTTON 10FT CABLE) 1 TRAY HALF D EEP 14 X 25 X 5 CM8 SYRINGE 10ML L/L1 PITCHER 1200CC1 NEEDLE 21G X 1.5IN (3.5 CM/35MM) GREEN1 NEEDLE 19G X 1.5IN (3.8CM) BEIGE1 NEED LE 23G X 1.0IN (3.0CM) BLUE3 BOWL 250 CC (SPONGE) 5 GAUZE SWAPS 18 X 18 4 PLY XRD PRE-WASHED2 FLUORO COVER 32IN DIA WITH 23.5IN DEPTH 1 RING BASINS 6000CC1 SHORTSTOP1 DRESSING PRIMAPORE 15X8 CM25 GAUZE SWABS 4 X 4 32PLY XRD20 STERI STRIP 6 X 100MM 10STRIPS/ENV AND 5 STRIPS/SHEET2 TOWEL CLAMPS2 KIDNEY BASIN 700CC (REGULAR) 2 ADHESIVE LARGE DRAPE 60IN X 76IN W/OUT REINF.12 MEDICATION LABEL CUTOMIZ ED2 CONTRAST3 LOCAL4 FLUSH3 BLANK. | INTERVENTIONAL RADIO,CARDIAC CATH
7475 | 4220341006700 | CUSTOMIZED PACK CARDIOVASCULAR SURGERY CSICU RE-OPENING CONTAINS: 1 CSR WARP 46 X 46 INCH 2 BACK TABLE COVERS ENFORCED 90 X 90IN 4 HAND TOWELS 2 DRAPES TAPE STRIP 3.5 X 19.5 INCH ONE MAYO STAND COVER 30 X 76 INCH ONE LARGE DRAPE 60 X 75 INCH SUTURE BAG 13 X 12 INCH POSITIONING TAPE SPLIT SHEET WITH BILATERAL CV INCISE SHEET 68 X 107 INCH INCISE POKERS CONTROL PLUS FABRIC REINFORCEMENT TUBE HOLDERS DISPOSABLE STERILE. | CARDIOVASCULAR SURGERY CONSUMABLES
7476 | 4220341007100 | BIOPSY - CENTESIS PACK CONTAINS: STERILE DISPOSABLE. 1X LIDOCAINE 2% 20ML MD (PLASTIC) 1X BANDAGE 3/4 IN X 3 IN SHEER 1X SYRINGE 10CC L/L 1X SYRINGE 20CC L/L 1X NEEDLE: 25X1 1/2 (SAFETY NEEDLE) 1X WRAP 1X POLY 30X30 1X CHLORAPREP 3ML TINTED/ORANGE 1X RULER 6 IN 1X DRAPE 22X22 W/3.5 IN FENESTRATED AND RIPLINE 1X TRAY 3 COMPARTMENT 1X SHORTSTOP 1X SCALPEL # 11 SAFETY 1X NEEDLE 18X1 1/2 S AFETY 1X TOWEL ABS 1X LIDOCAINE LABEL 0.5X1.75 10X SPONGE GAUZE 4X4 12 PLY. | INTERVENTIONAL RADIO,CARDIAC CATH
7477 | 4220341007200 | ENDOVENOUS VARICOSE VEIN PACK STERILE CONTAINS :1 BACK TABLE COVER REINFORCED 150X 225 CM.5 ABSORBENT TOWELS.1 SURGICAL GOWN F ABRIC = -REINFORCED LARGE.1 SURGICAL GOWN FABRIC-REINFORCED X-LARGE.4 UTILITY DRAPES.5 STERILE ULTRASOUND GEL SACHET 20 GM EACH1 IMP ERVIOUS STOCKINET LARGE.2 DRAPE TAPE STRIPS 10 X 50 CM.1 IMPERVIOUS U DRAPE 150 X 175 CM.1 HEAVY DUTY U-DRAPE 220 X 275 CM.1 TOP BAR DRAPE 250 X 150 CM WITH TUBE HOLDER AND HEAVY ABSORBENT MATERIAL.2 MAYO STAND COVER 1 ULTRASOUND PROP COVER2 STERILE ULTRASO UND GEL SACHET 20 GM EACH.. | INTERVENTIONAL RADIO,CARDIAC CATH
7478 | 4220341007300 | CUSTOMIZED PACK SURGICAL UNIVERSAL CONTAINS : THE MATERIAL OF THE DRAPE GOWNS AND COVERS MUST BE WATER PROOF. 1 BACK TABLE COVER REINFORCED 150 X 225 CM. 3 ABSORBENT TOWELS. 1 SURGICAL GOWN IMPERVIOUS LARGE. 1 SURGICAL GOWN IMPERVIOUS X-LARGE. 4 UTILITY DRAPES. 2 SIDE DRAPES 110 X 190 CM WITH HEAVY ABSORBENT MATERIAL. 1 BOTTOM DRAPE 190 X 190 CM WITH HEAVY ABSORBENT MATERIAL AND TUBE HOLDER. 1 TOP DRAPE 270 X150 WITH ABC WITH HEAVY ABSORBENT MATERIAL AND TUBE HOLDER. 1 SUTURE BAG. 1 CAUTERY PENCIL. 1 TIP CLEANER. 1 NEEDLE COUNTER MAGNETIC - FOAM. 1 DIATHERMY BAG 13.5 IN X 1 6IN. 1 SAFETY SHARP TRANSFER TRAY 1 MAYO STAND COVER DISPOSABLE STERILE. | CARDIOVASCULAR SURGERY CONSUMABLES
7479 | 4220341007400 | BI - EXTREMITY VASCULAR PACK STERILE CONTAINS : THE MATERIAL OF THE DRAPE GOWNS AND COVERS MUST BE WATERPROOF; 1 BACK TABLE COVER REINFORCED 150X 225 CM; 3 ABSORBENT TOWELS; 1 SURGICAL GOWN IMPERVIOUS LARGE; 1 SURGICAL GOWN IMPERVIOUS X-LARGE; 4 UTILITY DRAPES; 2 IMPERVIOUS STOCKINETTE LARGE; 4 DRAPE TAPE STRIPS 10 X 50 CM; 1 BI-LATERAL UNDER LEG PERINEAL DRAPE1 TOP BAR DRAPE 250 X 150 CM WITH TUBE HOLDER AND HEAVY ABSORBENT MATERIAL WITH ABC; 1 SUTURE BAG; 1 NEEDLE COUNTER MAGNETIC - FOAM; 1 CAUTERY PENCIL; 1 TIP CLEANER; 1 SHARP TRANSFER TRAY; 1 MAYO STAND COVER. | INTERVENTIONAL RADIO,CARDIAC CATH
7480 | 4220341007500 | UNI - EXTREMITY VASCULAR PACK STERILE CONTAINS : THE MATERIAL OF THE DRAPE GOWNS AND COVERS MUST BE WATERPROOF; 1 BACK TABLE COVER REINFORCED 150X 225 CM; 3 ABSORBENT TOWELS; 1 SURGICAL GOWN IMPERVIOUS LARGE; 1 SURGICAL GOWN IMPERVIOUS X-LARGE; 4 UTILITY DRAPES; 1 IMPERVIOUS STOCKINET LARGE; 1 IMPERVIOUS U DRAPE 150 X 175 CM; 1 HEAVY DUTY U-DRAPE 220 X 275 CM; 1 TOP BAR DRAPE 250 X 150 CM WITH TUBE HOLDER AND HEAVY ABSORBENT MATERIAL; 2 DRAPE TAPE STRIPS 10 X 50 CM; 1 SUTURE BAG; 1 NEEDLE COUNTER MAGNETIC - FOAM; 1 CAUTERY PENCIL1 TIP CLEANER; 1 SHARP TRANSFER TRAY; 1 MAYO STAND COVER. | INTERVENTIONAL RADIO,CARDIAC CATH
7481 | 4220341007600 | PERM CATH PACK STERILE CONTAINS :THE MATERIAL OF THE DRAPE GOWNS AND COVERS MUST BE WATERPROOF.1 BACK TABLE COVER REINFORCED 15 0X 225 CM.3 ABSORBENT TOWELS.1 SURGICAL GOWN IMPERVIOUS LARGE.1 SURGICAL GOWN IMPERVIOUS X-LARGE.1 C ARM COVER1 U-SURGICAL DRAPE .1 SURGICAL BAR DRAPE WITH TAPE AND ABC.1 DRAPE TAPE STRIPS 10 X 50 CM.1 SAFETY SHARP TRANSFER TRAY1 SUTURE BAG.1 MAYO STAND COVER. | INTERVENTIONAL RADIO,CARDIAC CATH
7482 | 4220341007700 | AV FISTULA PACK STERILE CONTAINS: THE MATERIAL OF THE DRAPE GOWNS AND COVERS MUST BE WATERPROOF.1 BACK TABLE COVER REINFORCED 1 50 X 225 CM. 3 ABSORBENT TOWELS. 1 SURGICAL GOWN IMPERVIOUS LARGE. 1 SURGICAL GOWN IMPERVIOUS X-LARGE.1 ARM BOARD COVER REINFORCED FABRIC WITH PLASTIC.4 UTILITY DRAPE.1 IMPERVIOUS STOCKINET SMALL.1 DRAPE TAPE STRIPS 10 X 50 CM.1 (T) HAND DRAPE HEAVY DUTY FABRIC WITH TUBE HOLDER HIGH ABSORBENT FABRIC REINFORCEMENT AND COMFORTABLE FENESTRATION.1 SUTURE BAG.1 NEEDLE COUNTER MAGNETIC - FOAM.1 CAUTERY PENCIL1 TIP CLEANER.1 SHARP TRANSFER TRAY1 MAYO STAND COVER. | INTERVENTIONAL RADIO,CARDIAC CATH
7483 | 4220341007800 | CUSTOMIZED PACK CARDIOVASCULAR SURGERY CONTAINS: BACK TABLE COVER 60X75 INCH 4 ABSORBENT TOWELS 17X20 INCH 2 DIATHERMY BAG 13.5X16 INCH MAYO STAND COVER 31.5X50 INCH WITH CUFF 4 UTILITY DRAPE 30X30 INCH BI-LATERAL DRAPE 106X67 INCH INCISE DRAPE 104X76X143 INCH DISPOSABLE STERILE. | CARDIOVASCULAR SURGERY CONSUMABLES
7484 | 4220341007900 | SKIN PREPARATION PACK STERILE CONTAINS: STERILE WRAP THREE COMPARTMENT TRY (TWO OF THEM REMOVABLE) .PAIR WRAPPED LATEX-FREE GLOVES .TWO COTTON TIPPED APPLICATORS .TWO WHITE ABSORBENT TOWELS TWO BLUE BLOTTING TOWELS SIX SMALL WINGED GRIP SPONGES THREE SPONGE STICKS ALCOHOL BASE STERILIZATION SOLUTION / CHLOROHEXIDINE. 3.7 OZ. 110 ML BOTTLE OF POVIDONE-IOSINE SCRUB SOLUTION (0.75% AVAILABLE IO DINE) 89 ML BOTTLE OF POVIDONE IODINE PAINT SOLUTION (1% AVAILABLE IODINE). | INTERVENTIONAL RADIO,CARDIAC CATH
7485 | 4220341008000 | CARDIAC CATHETERIZATION PACK (PEDIATRIC) BASIC STERILE CONTAINS : DRAPE ANGIO AND COVER BACK TABLE FF .COVER BACK TABLE 44 X 78 (=TRANSPARENT) BAG BAND (RADIATION SHIELD COVER) .BAG BAND 36 X 20 X 2 (1.1 COVER) .PLASTIC TRAY (BASIN) .BIG BOWL 1000 ML X 2 AND SMALL BOWL 500 ML X 2 .POUCH STERILIZER. TRAY PREP 9 X 5 X 1.PREP PVP LIQUID (CHLOROHEXIDINE).PREP. SPONGE 6 W/HANDLE X 4.DRAPE UTILITY X 4 .SCALPEL # 11 AND SCISSORS .FORCEPS MOSQUITO (CURVE) AND KELLY (STRAIGHT) .ALCOHOL BASE STERILIZATION SOLUTION 20 -30 ML .PERCUTANEOUS NEEDLE 21 X 5.0 CM AND 21 X 2.5 CM. STERILE GAUZE 4 X 4 CM (30 PCS) .GOWN X 3 (X LARGE) AND FLURO PLASTIC DRAPE X 2 .ANGIO PRESSURE LINE 24 X 3 PORTS .HIGH PRESSURE LINE 1200 PSI X 50 CM ARTERIAL PUNCTURE NEEDLE G# 21 X 5 CM .MANIFOLD (2 PORTS RIGHT HAND INCLUDE ONE PRESSURE LINE AND ON FLUSHING LINE) ABSORBENT LINEN 50X50 X 5 FLURO COVER X4 . 3WAY STOP COCK WITH 200CM EXTENSION X 2. SYRINGES 20CC X1. SYRINGE 10CC X1. SYRINGES 5CC X4. SYRINGES 2CC X2. | INTERVENTIONAL RADIO,CARDIAC CATH
7486 | 4220341008100 | CARDIAC CATHETERIZATION PACK (ADULT) BASIC STERILE CONTAINS: THE MATERIAL OF THE DRAPE AND COVER MUST BE WATERPROOF 1 X 4 PORTS RIGHT HAND MANIFOLD INCLUDES ONE PRESSURE LINE ONE SALINE LINE ONE CONTRAST MEDIA LINE; CHLOROHEXIDINE ARTERY FORCEPS; 1 X 18 GAUGE 7 CM; INTRODUCER NEEDLE; 1 X BOWL 6000ML; 1 X BOWL 500 ML; 2 X BOWL 250ML; 2 X KIDNEY TRAY 1000ML; 6 X SYRINGE L/L 10CC; 1 X SYRINGE L/L 20CC; 1 X NEEDLE 16G; 1 X NEEDLE 21G; 1 X NEEDLE 24G; 1 X CONTROL SYRINGE 10ML L/L; 6 X ABSORBENT LINEN 50X50; 5 X DRAPE 75X 75; 6 X SPONGE STICKS; (1 EACH) X STERILE STICKERS (LABEL); 20 X GAUZE; 1 X SCISSORS; 1 X 11 BLADES SCALPEL; 1 X LARGE GOWN; 1 X EXTRA LARGE GOWN; 2 X TOWEL CLIPS; 6 X HAND TOWEL PAPER; 3 X LARGE SPONGE STICKS; 3 X FLUOROSCOPE COVER; 1 X LEAD SCREEN COVER; 1 X HIGH PRESSURE (LINE 1200 PSI) 50 CM; 1 X FEMORAL ANGIO DRAPE 2 HOLES 290 220 CM; 20 GAUZE SWABS 4 X 4 CM; 1 X MODESTY DRAPE 65 X 45 C M; 3 X BOWLS (1 X LITER 1 X 500 CC AND 1.. | INTERVENTIONAL RADIO,CARDIAC CATH
7487 | 4220341008200 | ANGIOGRAPHY PACK STERILE CONTAINS: THE MATERIAL OF THE DRAPE AND COVER MUST BE WATERPROOF 1 X CSR OUTER COVER 45INX45IN 1 X BACK TABLE COVER 60IN X 75IN 7 X PCS ABSORBENT TOWEL 3 XL REINFORCED GOWN 1 X CUSTOM FEMORAL AND RADIAL ANGIOGRAPHY DRAPE W/ TWO WINDOWS 88IN X 138IN 1 X NEEDLE 18G X 1.5IN 1 X NEEDLE 23G X 1.18IN 1 X NEEDLE 21G X 3.5CM 1 X VASCULAR ACCESS SELDINGER NEEDLE 18G X 7CM 1 X SCALPEL BLADE # 11 1 X OPERATING SCISSORS BLUNT/SHARP 5IN STRAIGHT 1 X MOSQUITO FORCEPS 5IN STRAIGHT 1 X NEEDLE COUNTER 20 CT FOAM MAGNETIC 20 X GAUZE SWABS 4 X 4 16 PLY WITHOUT X-RAY DETECTABLE 4 X SPONGE STICK 6IN BLUE 2 X PLASTIC TOWEL CLAMP 1 X COVER 90 X50 CM SHEET 1 X TRANS PARENT COVER 51X79IN SHEET 1 X SCREEN COVER 2 X FLUORO COVER LARGE GREEN 2 X TEGADERM 6 X7CM 1 X GALLIPOT 60ML 1 X HALF DEEP TRAY 5.4 X 9.72 X 2IN 2 X BOWL 1000CC 2 X BOWEL 500 CC 1 X RING BASIN 6000 CC 1 X HIGH PRESSURE (LINE 1200 PSI) 150 CM ULTRASOUND PROBE COVER AND JEL. | INTERVENTIONAL RADIO,CARDIAC CATH
7488 | 4220341009000 | FLOW DIVERTER DEVICE SYSTEM FOR NEUROINTERVENTIONAL PROCEDURES SELF EXPANDABLE WITH MARKERS FOR TREATMENT OF SACCULAR OR FUSIFORM IN TRACRANIAL ANEURYSMS DISPOSABLE STERILE SIZE: 6 - 8 MM ASSORTED LENGTHS AS PER HOSPITAL REQUEST. | INTERVENTIONAL RADIO,CARDIAC CATH
7489 | 4220341009100 | FLOW DIVERTER DEVICE SYSTEM FOR NEUROINTERVENTIONAL PROCEDURES SELF EXPANDABLE WITH MARKERS FOR TREATMENT OF SACCULAR OR FUSIFORM IN TRACRANIAL ANEURYSMS DISPOSABLE STERILE SIZE: 5 MM ASSORTED LENGTHS AS PER HOSPITAL REQUEST. | INTERVENTIONAL RADIO,CARDIAC CATH
7490 | 4220341009200 | FLOW DIVERTER DEVICE SYSTEM FOR NEUROINTERVENTIONAL PROCEDURES SELF EXPANDABLE WITH MARKERS FOR TREATMENT OF SACCULAR OR FUSIFORM IN TRACRANIAL ANEURYSMS DISPOSABLE STERILE SIZE: 4 MM ASSORTED LENGTHS AS PER HOSPITAL REQUEST. | INTERVENTIONAL RADIO,CARDIAC CATH
7491 | 4220341009300 | FLOW DIVERTER DEVICE SYSTEM FOR NEUROINTERVENTIONAL PROCEDURES SELF EXPANDABLE WITH MARKERS FOR TREATMENT OF SACCULAR OR FUSIFORM IN TRACRANIAL ANEURYSMS DISPOSABLE STERILE SIZE: 2 - 3.75 MM ASSORTED LENGTHS AS PER HOSPITAL REQUEST. | INTERVENTIONAL RADIO,CARDIAC CATH
7492 | 4220341009400 | EMBOLIC PROTECTION DEVICE FOR NEUROINTERVENTIONAL PROCEDURES DOUBLE-OCCLUSION BALLOON SYSTEM DISPOSABLE STERILE. | INTERVENTIONAL RADIO,CARDIAC CATH
7493 | 4220341009500 | EMBOLIC PROTECTION DEVICE / FILTER FOR NEUROINTERVENTIONAL PROCEDURES COMPATIBLE WITH 0.014IN - 0.018IN GUIDEWIRE DISPOSABLE STERILE. ASSORTED FILTER SIZES AND LENGTHS AS PER HOSPITAL REQUEST. | INTERVENTIONAL RADIO,CARDIAC CATH
7494 | 4220341009600 | LIQUID EMBOLIC SYSTEM FOR THE EMBOLIZATION OF ARTERIOVENOUS MALFORMATIONS (AVMS) NON-ADHESIVE. ( MIXER MUST BE PROVIDED FREE OF CHAR = GE TO EVERY CENTER PLUS SUPPORT AND TRAINING). | INTERVENTIONAL RADIO,CARDIAC CATH
7495 | 4220341009700 | EMBOLIZATION COIL FOR NEUROVASCULAR EMBOLIZATION DETACHABLE ELECTRICAL DETACHMENT CABLELESS DETACHMENT SYSTEM STERILE COILED DIAMETER: 14 MM ASSORTED LENGTHS (ELECTRICAL DETACHMENT UNIT MUST BE DELIVERED TO EVERY HOSPITAL SITE). | INTERVENTIONAL RADIO,CARDIAC CATH
7496 | 4220341009800 | EMBOLIZATION COIL FOR NEUROVASCULAR EMBOLIZATION DETACHABLE ELECTRICAL DETACHMENT CABLELESS DETACHMENT SYSTEM STERILE COILED DIAMETER: 13 MM ASSORTED LENGTHS (ELECTRICAL DETACHMENT UNIT MUST BE DELIVERED TO EVERY HOSPITAL SITE). | INTERVENTIONAL RADIO,CARDIAC CATH
7497 | 4220341009900 | EMBOLIZATION COIL FOR NEUROVASCULAR EMBOLIZATION DETACHABLE ELECTRICAL DETACHMENT CABLELESS DETACHMENT SYSTEM STERILE COILED DIAMETER: 12 MM ASSORTED LENGTHS (ELECTRICAL DETACHMENT UNIT MUST BE DELIVERED TO EVERY HOSPITAL SITE). | INTERVENTIONAL RADIO,CARDIAC CATH
7498 | 4220341010000 | EMBOLIZATION COIL FOR NEUROVASCULAR EMBOLIZATION DETACHABLE ELECTRICAL DETACHMENT CABLELESS DETACHMENT SYSTEM STERILE COILED DIAMETER: 11 MM ASSORTED LENGTHS (ELECTRICAL DETACHMENT UNIT MUST BE DELIVERED TO EVERY HOSPITAL SITE). | INTERVENTIONAL RADIO,CARDIAC CATH
7499 | 4220341010100 | EMBOLIZATION COIL FOR NEUROVASCULAR EMBOLIZATION DETACHABLE ELECTRICAL DETACHMENT CABLELESS DETACHMENT SYSTEM STERILE COILED DIAMETER: 10 MM ASSORTED LENGTHS (ELECTRICAL DETACHMENT UNIT MUST BE DELIVERED TO EVERY HOSPITAL SITE). | INTERVENTIONAL RADIO,CARDIAC CATH
7500 | 4220341010200 | EMBOLIZATION COIL FOR NEUROVASCULAR EMBOLIZATION DETACHABLE ELECTRICAL DETACHMENT CABLELESS DETACHMENT SYSTEM STERILE COILED DIAMETER: 9 MM ASSORTED LENGTHS (ELECTRICAL DETACHMENT UNIT MUST BE DELIVERED TO EVERY HOSPITAL SITE). | INTERVENTIONAL RADIO,CARDIAC CATH
7501 | 4220341010300 | EMBOLIZATION COIL FOR NEUROVASCULAR EMBOLIZATION DETACHABLE ELECTRICAL DETACHMENT CABLELESS DETACHMENT SYSTEM STERILE COILED DIAMETER: 8 MM ASSORTED LENGTHS (ELECTRICAL DETACHMENT UNIT MUST BE DELIVERED TO EVERY HOSPITAL SITE). | INTERVENTIONAL RADIO,CARDIAC CATH
7502 | 4220341010400 | EMBOLIZATION COIL FOR NEUROVASCULAR EMBOLIZATION DETACHABLE ELECTRICAL DETACHMENT CABLELESS DETACHMENT SYSTEM STERILE COILED DIAMETER: 7 MM ASSORTED LENGTHS (ELECTRICAL DETACHMENT UNIT MUST BE DELIVERED TO EVERY HOSPITAL SITE). | INTERVENTIONAL RADIO,CARDIAC CATH
7503 | 4220341010500 | EMBOLIZATION COIL FOR NEUROVASCULAR EMBOLIZATION DETACHABLE ELECTRICAL DETACHMENT CABLELESS DETACHMENT SYSTEM STERILE COILED DIAMETER: 6 MM ASSORTED LENGTHS (ELECTRICAL DETACHMENT UNIT MUST BE DELIVERED TO EVERY HOSPITAL SITE). | INTERVENTIONAL RADIO,CARDIAC CATH
7504 | 4220341010600 | EMBOLIZATION COIL FOR NEUROVASCULAR EMBOLIZATION DETACHABLE ELECTRICAL DETACHMENT CABLELESS DETACHMENT SYSTEM STERILE COILED DIAMETER: 5 MM ASSORTED LENGTHS (ELECTRICAL DETACHMENT UNIT MUST BE DELIVERED TO EVERY HOSPITAL SITE). | INTERVENTIONAL RADIO,CARDIAC CATH
7505 | 4220341010700 | EMBOLIZATION COIL FOR NEUROVASCULAR EMBOLIZATION DETACHABLE ELECTRICAL DETACHMENT CABLELESS DETACHMENT SYSTEM STERILE COILED DIAMETER: 4 MM ASSORTED LENGTHS (ELECTRICAL DETACHMENT UNIT MUST BE DELIVERED TO EVERY HOSPITAL SITE). | INTERVENTIONAL RADIO,CARDIAC CATH
7506 | 4220341010800 | EMBOLIZATION COIL FOR NEUROVASCULAR EMBOLIZATION DETACHABLE ELECTRICAL DETACHMENT CABLELESS DETACHMENT SYSTEM STERILE COILED DIAMETER: 3 MM ASSORTED LENGTHS (ELECTRICAL DETACHMENT UNIT MUST BE DELIVERED TO EVERY HOSPITAL SITE). | INTERVENTIONAL RADIO,CARDIAC CATH
7507 | 4220341010900 | EMBOLIZATION COIL FOR NEUROVASCULAR EMBOLIZATION DETACHABLE ELECTRICAL DETACHMENT CABLELESS DETACHMENT SYSTEM STERILE COILED DIAMETER: 2 MM ASSORTED LENGTHS (ELECTRICAL DETACHMENT UNIT MUST BE DELIVERED TO EVERY HOSPITAL SITE). | INTERVENTIONAL RADIO,CARDIAC CATH
7508 | 4220341011000 | EMBOLIZATION COIL FOR NEUROVASCULAR EMBOLIZATION DETACHABLE ELECTRICAL DETACHMENT CABLELESS DETACHMENT SYSTEM STERILE COILED DIAMETER: 20 MM ASSORTED LENGTHS (ELECTRICAL DETACHMENT UNIT MUST BE DELIVERED TO EVERY HOSPITAL SITE). | INTERVENTIONAL RADIO,CARDIAC CATH
7509 | 4220341011100 | EMBOLIZATION COIL FOR NEUROVASCULAR EMBOLIZATION DETACHABLE ELECTRICAL DETACHMENT CABLELESS DETACHMENT SYSTEM STERILE COILED DIAMETER: 18 MM ASSORTED LENGTHS (ELECTRICAL DETACHMENT UNIT MUST BE DELIVERED TO EVERY HOSPITAL SITE). | INTERVENTIONAL RADIO,CARDIAC CATH
7510 | 4220341011200 | EMBOLIZATION COIL FOR NEUROVASCULAR EMBOLIZATION DETACHABLE ELECTRICAL DETACHMENT CABLELESS DETACHMENT SYSTEM STERILE COILED DIAMETER: 16 MM ASSORTED LENGTHS (ELECTRICAL DETACHMENT UNIT MUST BE DELIVERED TO EVERY HOSPITAL SITE). | INTERVENTIONAL RADIO,CARDIAC CATH
7511 | 4220341011300 | EMBOLIZATION COIL FOR NEUROVASCULAR EMBOLIZATION DETACHABLE ELECTRICAL DETACHMENT CABLELESS DETACHMENT SYSTEM STERILE COILED DIAMETER: 15 MM ASSORTED LENGTHS (ELECTRICAL DETACHMENT UNIT MUST BE DELIVERED TO EVERY HOSPITAL SITE). | INTERVENTIONAL RADIO,CARDIAC CATH
7512 | 4220341011400 | EMBOLIZATION COIL FOR NEUROVASCULAR EMBOLIZATION DETACHABLE ELECTRICAL DETACHMENT CABLELESS DETACHMENT SYSTEM STERILE COILED DIAMETER: 2.5 MM ASSORTED LENGTHS (ELECTRICAL DETACHMENT UNIT MUST BE DELIVERED TO EVERY HOSPITAL SITE). | INTERVENTIONAL RADIO,CARDIAC CATH
7513 | 4220341011500 | EMBOLIZATION COIL FOR NEUROVASCULAR EMBOLIZATION DETACHABLE ELECTRICAL DETACHMENT CABLELESS DETACHMENT SYSTEM STERILE COILED DIAMETER: 1.5 MM ASSORTED LENGTHS (ELECTRICAL DETACHMENT UNIT MUST BE DELIVERED TO EVERY HOSPITAL SITE). | INTERVENTIONAL RADIO,CARDIAC CATH
7514 | 4220341011600 | EMBOLIZATION COIL FOR NEUROVASCULAR EMBOLIZATION DETACHABLE ELECTRICAL DETACHMENT CABLELESS DETACHMENT SYSTEM STERILE COILED DIAMETER: 1 MM ASSORTED LENGTHS (ELECTRICAL DETACHMENT UNIT MUST BE DELIVERED TO EVERY HOSPITAL SITE). | INTERVENTIONAL RADIO,CARDIAC CATH
7515 | 4220341011700 | MICROCATHETER FOR NEUROVASCULAR PROCEDURES STRAIGHT TIP TWO MARKERS DETACHABLE TIP COMPATIBLE WITH LIQUID EMBOLIC MATERIAL DISPOSABLE STERILE. | INTERVENTIONAL RADIO,CARDIAC CATH
7516 | 4220341012000 | GUIDEWIRE MICRO 100% HYDROPHILIC COATING POLYURETHANE COATING NITINOL CORE TAPERED ANGLED TIP STIFF 0.018IN DISPOSABLE STERILE THE SPECIFIC GUIDEWIRE LENGTHS MUST BE DECIDED BY THE RECEIVING CENTER BEFORE DELIVERY. | SUPPLEMENTARY INTERVEN RADIO,CARDIC CATH
7517 | 4220341012700 | SUCTION CATHETER FOR THE REMOVAL OF EMBOLI AND THROMBI FROM CORONARY AND PERIPHERAL VESSELS ASSORTED CATHETER SIZES AND LENGTHS MACHINE MUST BE PROVIDED TO EACH CENTER STERILE DISPOSABLE. | INTERVENTIONAL RADIO,CARDIAC CATH
7518 | 4220341012800 | ASPIRATION CATHETER FOR CORONARY ARTERIES DISTAL RADIOPAQUE LARGE LUMEN TO FACILITATE QUICK ASPIRATION ASSORTED SIZES AS PER HOSPITAL REQUEST DISPOSABLE STERILE. | INTERVENTIONAL RADIO,CARDIAC CATH
7519 | 4220341013000 | PERCUTANEOUS THROMBOLYTIC DEVICE KIT ROTATOR DRIVE UNIT STERILE DISPOSABLE. | INTERVENTIONAL RADIO,CARDIAC CATH
7520 | 4220341013200 | CATHETER DEVICE FOR CHRONIC TOTAL OCCLUSION TO CREATE INTRALUMINAL PLACEMENT BRAIDED 120-150 CM DISPOSABLE STERILE. | SUPPLEMENTARY INTERVEN RADIO,CARDIC CATH
7521 | 4220341013500 | BALLOON CATHETER REENTRY SYSTEM INCLUDES POSITIONING BALLOON AND MICRO-CATHETER LANCET DISPOSABLE STERILE. | INTERVENTIONAL RADIO,CARDIAC CATH
7522 | 4220341013600 | MECHANICAL THROMBECTOMY SYSTEM SET INCLUDES: GUIDEWIRE STERILE DRAPES COLLECTING BAG SIZE: 8FR ASSORTED CATHETER LENGTHS STERILE DISPOSABLE THE MEDICAL DRIVE SYSTEM (INCLUDING THE MOTOR CONTROL UNIT FOOT SWITCH AND TRANSPORT CASE) TO EVERY ORDERING CENTER. | INTERVENTIONAL RADIO,CARDIAC CATH
7523 | 4220341013700 | MECHANICAL THROMBECTOMY SYSTEM SET INCLUDES: GUIDEWIRE STERILE DRAPES COLLECTING BAG SIZE: 6FR ASSORTED CATHETER LENGTHS STERILE DISPOSABLE THE MEDICAL DRIVE SYSTEM (INCLUDING THE MOTOR CONTROL UNIT FOOT SWITCH AND TRANSPORT CASE) TO EVERY ORDERING CENTER. | INTERVENTIONAL RADIO,CARDIAC CATH
7524 | 4220341013800 | EMBOLIZATION VASCULAR PLUG/DEVICE NITINOL OR TITANIUM LOW PROFILE SIZES FROM 10 TO 22 MM COMPATIBLEWITH CATHETERS FROM 0.038 INCH AND LARGER STERILE. | INTERVENTIONAL RADIO,CARDIAC CATH
7525 | 4220341013900 | EMBOLIZATION VASCULAR PLUG/DEVICE NITINOL OR TITANIUM LOW PROFILE SIZES FROM 4 TO 8 MM COMPATIBLEWITH CATHETERS FROM 0.038 INCH AND LARGER STERILE. | INTERVENTIONAL RADIO,CARDIAC CATH
7526 | 4220341014100 | CHEMOEMBOLIZATION PARTICLES ROUND MICROSPHERES CALIBRATED PRE-FILLED IN 2-3 ML SYRINGE STERILE WIDE RANGE OF SIZES AS PER HOSPITAL REQUEST. | INTERVENTIONAL RADIO,CARDIAC CATH
7527 | 4220341014500 | CHEMOEMBOLIZATION PARTICLES CALIBRATED SPHERICAL HYDROPHILIC MICROSPHERES WIDE RANGE OF SIZES AS PER HOSPITAL REQUEST. | INTERVENTIONAL RADIO,CARDIAC CATH
7528 | 4220341015300 | EMBOLIZATION COIL DETACHABLE FIBERED COIL MRI COMPATIBLE MECHANICAL DETACHMENT MECHANISM PRE- LOADED COIL/DELIVERY SYSTEM 0.018IN DELIVERY SYSTEM ASSORTED CONFIGURATIONS-DIAMETER-LENGTH AS PER HOSPITAL REQUEST STERILE DETACHMENT DEVICE MUST BE PROVIDED FREE OF CHARGE WITH EVERY THREE COILS PURCHASED. | INTERVENTIONAL RADIO,CARDIAC CATH
7529 | 4220341016900 | EMBOLIZATION COIL DETACHABLE FIBERED COIL MRI COMPATIBLE MECHANICAL DETACHMENT MECHANISM PRE- LOADED COIL/DELIVERY SYSTEM 0.035IN DELIVERY SYSTEM ASSORTED CONFIGURATIONS-DIAMETER-LENGTH AS PER HOSPITAL REQUEST STERILE DETACHMENT DEVICE MUST BE PROVIDED FREE OF CHARGE WITH EVERY THREE COILS PURCHASED. | INTERVENTIONAL RADIO,CARDIAC CATH
7530 | 4220341017200 | PNEUMOTHORAX SET 20 SIDE PORTS 18G X 20 - 22 CM NEEDLE 9FR X 25 - 30 CM CATHETER DISPOSABLE STERILE. | INTERVENTIONAL RADIO,CARDIAC CATH
7531 | 4220341017300 | DRAINAGE CATHETER PERCUTANEOUS MULTIPURPOSE DRAINAGE CATHETER SET HYDROPHILIC 24 FR LOCKING PIGTAIL STIFFENING CANNULA STAINLESS STEEL TROCAR STYLET CATHETER LENGTH NOT MORE THAN 35 CM DISPOSABLE STERILE. | INTERVENTIONAL RADIO,CARDIAC CATH
7532 | 4220341017400 | DRAINAGE CATHETER PERCUTANEOUS MULTIPURPOSE DRAINAGE CATHETER SET HYDROPHILIC 20 FR LOCKING PIGTAIL STIFFENING CANNULA STAINLESS STEEL TROCAR STYLET CATHETER LENGTH NOT MORE THAN 35 CM DISPOSABLE STERILE. | INTERVENTIONAL RADIO,CARDIAC CATH
7533 | 4220341017500 | DRAINAGE CATHETER PERCUTANEOUS MULTIPURPOSE DRAINAGE CATHETER SET HYDROPHILIC 18 FR LOCKING PIGTAIL STIFFENING CANNULA STAINLESS STEEL TROCAR STYLET CATHETER LENGTH NOT MORE THAN 35 CM DISPOSABLE STERILE. | INTERVENTIONAL RADIO,CARDIAC CATH
7534 | 4220341017600 | DRAINAGE CATHETER PERCUTANEOUS MULTIPURPOSE DRAINAGE CATHETER SET HYDROPHILIC 16 FR LOCKING PIGTAIL STIFFENING CANNULA STAINLESS STEEL TROCAR STYLET CATHETER LENGTH NOT MORE THAN 35 CM DISPOSABLE STERILE. | INTERVENTIONAL RADIO,CARDIAC CATH
7535 | 4220341017700 | DRAINAGE CATHETER PERCUTANEOUS MULTIPURPOSE DRAINAGE CATHETER SET HYDROPHILIC 14 FR LOCKING PIGTAIL STIFFENING CANNULA STAINLESS STEEL TROCAR STYLET CATHETER LENGTH NOT MORE THAN 35 CM DISPOSABLE STERILE. | INTERVENTIONAL RADIO,CARDIAC CATH
7536 | 4220341017800 | DRAINAGE CATHETER PERCUTANEOUS MULTIPURPOSE DRAINAGE CATHETER SET HYDROPHILIC 12 FR LOCKING PIGTAIL STIFFENING CANNULA STAINLESS STEEL TROCAR STYLET CATHETER LENGTH NOT MORE THAN 35 CM DISPOSABLE STERILE. | INTERVENTIONAL RADIO,CARDIAC CATH
7537 | 4220341017900 | DRAINAGE CATHETER PERCUTANEOUS MULTIPURPOSE DRAINAGE CATHETER SET HYDROPHILIC 10-10.5FR LOCKING PIGTAIL STIFFENING CANNULA STAINLESS STEEL TROCAR STYLET CATHETER LENGTH NOT MORE THAN 35 CM DISPOSABLE STERILE. | INTERVENTIONAL RADIO,CARDIAC CATH
7538 | 4220341018200 | GASTROSTOMY SET PERCUTANEOUS INCLUDES: GASTROSTOMY CATHETER 12 TO 24 FR STIFF GUIDEWIRE 0.038IN X 145 CM NEEDLE 18G X 7 C M FEEDING CONNECTOR DILATOR CATHETER FIXATION DEVICE SUTURE ANCHOR SET SHOULD BE PROVIDED STERILE. | SUPPLEMENTARY INTERVEN RADIO,CARDIC CATH
7539 | 4220341018600 | VASCULAR CLOSURE DEVICE FOR FEMORAL ARTERIAL PUNCTURE HEMOSTASIS USE OF AN EXTRAVASCULAR SEALANT WHICH ACTIVELY ADHERES TO THE ARTERY FOR SECURE MECHANICAL CLOSURE THE DEVICE/KIT INCLUDES: BALLOON CATHETER WITH INTEGRATED SEALANT AND 10ML LOCKING SYRINGE DISPOSABLE STERILE. | INTERVENTIONAL RADIO,CARDIAC CATH
7540 | 4220341018700 | VASCULAR CLOSURE SYSTEM MECHANICAL CLOSURE NITINOL CLIP CIRCUMFERENTIAL (PROVIDES 360 DEGREES TISSUE APPOSITION) SET INCLUDES: CLIP APPLIER 6FR EXCHANGE SHEATH 6FR DILATOR 0.038IN 50 CM J-TIP GUIDEWIRE FOR VASCULAR CLOSURE OF 5-8F VASCULAR ACCESS SITE. | INTERVENTIONAL RADIO,CARDIAC CATH
7541 | 4220341018900 | PERCUTANEOUS ACCESS / INTRODUCER SET NON-VASCULAR USED TO FACILITATE PLACEMENT OF 0.035/0.038IN DIAMETER GUIDEWIRE FOR IR PROCEDURES SHEATH SIZE: 6 - 7 FR RADIOPAQUE SHEATH 21G TO 22G X 15-20 CM ECHOGENIC CHIBA NEEDLE 0.018IN GUIDEWIRE DISPOSABLE STERILE. | INTERVENTIONAL RADIO,CARDIAC CATH
7542 | 4220341019100 | INTRODUCER SHEATH SET METALLIC KINK-RESISTANT SHEATH SIZE: 5 TO 11 FR SHEATH LENGTH: 55 TO 100 CM DISPOSABLE STERILE. | INTERVENTIONAL RADIO,CARDIAC CATH
7543 | 4220341019300 | INTRODUCER SHEATH SET METALLIC KINK-RESISTANT SHEATH SIZE: 5 TO 10 FR SHEATH LENGTH: 7 TO 13 CM DISPOSABLE STERILE. | INTERVENTIONAL RADIO,CARDIAC CATH
7544 | 4220341019400 | INTRODUCER SHEATH SET RADIOPAQUE TIP STRAIGHT OR CURVED 20-23 CM ASSORTED SIZES AS PER HOSPITAL REQUEST. | SUPPLEMENTARY INTERVEN RADIO,CARDIC CATH
7545 | 4220341020000 | DILATOR FOR VASCULAR AND NON-VASCULAR DILATATION HYDROPHILIC 0.035IN GUIDEWIRE COMPATIBLE DISPOSABLE STERILE ASSORTED SIZES AS PER HOSPITAL REQUEST. | INTERVENTIONAL RADIO,CARDIAC CATH
7546 | 4220341020300 | TRANSLUMINAL BILIARY BIOPSY FORCEPS SET DISPOSABLE STERILE. | INTERVENTIONAL RADIO,CARDIAC CATH
7547 | 4220341020400 | VACUUM ASSISTED BREAST BIOPSY NEEDLE / DEVICE 12G X 10 TO 14 CM INCLUDES APPROPRIATE COAXIAL CANNULA AND NECESSARY ACCESSORIES (SHEATH PUSHING SPACER) (VACUUM DEVICE AND APPROPRIATE ADAPTER MUST BE PROVIDED FREE OF CHARGE FOR EVERY CENTER) DISPOSABLE STERILE TRAINING AND CERTIFICATION ON USING THE SYSTEM MUST BE PROVIDED BY THE VENDOR AT EACH ORDERING CENTER. | INTERVENTIONAL RADIO,CARDIAC CATH
7548 | 4220341020500 | VACUUM ASSISTED BREAST BIOPSY NEEDLE / DEVICE 14G X 10 TO 14 CM INCLUDES APPROPRIATE COAXIAL CANNULA AND NECESSARY ACCESSORIES (SHEATH PUSHING SPACER) (VACUUM DEVICE AND APPROPRIATE ADAPTER MUST BE PROVIDED FREE OF CHARGE FOR EVERY CENTER) DISPOSABLE STERILE TRAINING AND CERTIFICATION ON USING THE SYSTEM MUST BE PROVIDED BY THE VENDOR AT EACH ORDERING CENTER. | INTERVENTIONAL RADIO,CARDIAC CATH
7549 | 4220341020600 | VACUUM ASSISTED BREAST BIOPSY NEEDLE / DEVICE 10G X 10 TO 14 CM INCLUDES APPROPRIATE COAXIAL CANNULA AND NECESSARY ACCESSORIES (SHEATH PUSHING SPACER) (VACUUM DEVICE AND APPROPRIATE ADAPTER MUST BE PROVIDED FREE OF CHARGE FOR EVERY CENTER) DISPOSABLE STERILE TRAINING AND CERTIFICATION ON USING THE SYSTEM MUST BE PROVIDED BY THE VENDOR AT EACH ORDERING CENTER. | INTERVENTIONAL RADIO,CARDIAC CATH
7550 | 4220341020700 | VACUUM ASSISTED BREAST BIOPSY MRI NEEDLE/DEVICE 7 - 10G ACCORDING CENTER REQUEST SINGLE INSERTION WITH 360 MULTIPLE SAMPLING HALF AND FULL SAMPLE WITH THE SAME NEEDLE INCLUDES APPROPRIATE COAXIAL CANNULA AND NECESSARY ACCESSORIES (CANISTER TUBING MARKER INTRODUCER SET(TROCAR VISILOC OBTURATOR CANNULA NEEDLE GUIDE BLOCK MRI VACUUM TUBE EXTENSION) DISPOSABLE STERILE (VACUUM DEVICE AND APPROPRIATE ADAPTERS MUST BE PROVIDED FREE OF CHARGE FOR EVERY ORDERING CENTER) TRAINING AND CERTIFICATION ON USING THE SYSTEM MUST BE PROVIDED BY THE VENDOR AT EACH ORDERING CENTER. | INTERVENTIONAL RADIO,CARDIAC CATH
7551 | 4220341021200 | PICC (PERIPHERALLY INSERTED CENTRAL CATHETER) CATHETER SET POWER INJECTABLE EQUIPPED WITH PRELOADED MAGNET TRACKING REAL-TIME CATHETER TIP DIRECTION AND ORIENTATION STERILE DISPOSABLE 6FR TRIPLE LUMEN THE PICC TIP TRACKING AND CONFIRMATION SYSTEM MUST BE PROVIDED TO EACH ORDERING CENTER TRAINING AND CERTIFICATION BY THE VENDOR MUST BE PROVIDED TO EACH CENTER. | INTERVENTIONAL RADIO,CARDIAC CATH
7552 | 4220341021300 | CENTRAL VENOUS CATHETER SET HIKMAN DUAL LUMEN RADIOPAQUE SILICON CONSTRUCTION DISPOSABLE STERILE ASSORTED SIZES AS PER HOSPITAL REQUEST. | INTERVENTIONAL RADIO,CARDIAC CATH
7553 | 4220341021400 | PICC (PERIPHERALLY INSERTED CENTRAL CATHETER) CATHETER SET POWER INJECTABLE EQUIPPED WITH PRELOADED MAGNET TRACKING REAL-TIME CATHETER TIP DIRECTION AND ORIENTATION STERILE DISPOSABLE 4 TO 5FR SINGLE AND DUAL LUMEN THE PICC TIP TRACKING AND CONFIRMATION SYSTEM MUST BE PROVIDED TO EACH ORDERING CENTER TRAINING AND CERTIFICATION BY THE VENDOR MUST BE PROVIDED TO EACH CENTER. | INTERVENTIONAL RADIO,CARDIAC CATH
7554 | 4220341021500 | PICC (PERIPHERALLY INSERTED CENTRAL CATHETER) CATHETER SET POWER INJECTABLE EQUIPPED WITH PRELOADED MAGNET TRACKING REAL-TIME CATHETER TIP DIRECTION AND ORIENTATION STERILE DISPOSABLE 3 FR SINGLE LUMEN THE PICC TIP TRACKING AND CONFIRMATION SYSTEM MUST BE PROVIDED TO EACH ORDERING CENTER TRAINING AND CERTIFICATION BY THE VENDOR MUST BE PROVIDED TO EACH CENTER. | INTERVENTIONAL RADIO,CARDIAC CATH
7555 | 4220341021700 | MICRO CATHETER DUAL LUMEN COMBINED RAPID EXCHANGE AND OVER-THE-WIRE PLATFORMS SHAFT LENGTH: 130-150 CM TO FACILITATE PLACEMENT AND EXCHANGE OF GUIDEWIRES DURING INTERVENTIONAL PROCEDURES. | INTERVENTIONAL RADIO,CARDIAC CATH
7556 | 4220341021800 | MICROCATHETER SPIRAL CATHETER MULTILAYER SHAFT CONSTRUCTION FOR CORONARY AND PERIPHERAL ARTERIAL VASCULATURE FLEXIBLE AND TAPERED TIP USED TO FACILITATE ROTATIONAL CROSS OF LONG SEVERELY CALCIFIED LESIONS SHAFT LENGTH 135-150 CM COMPATIBLE WITH 0.014 INCH GUIDEWIRE ASSORTED SIZES AND LENGTHS AS PER HOSPITAL REQUEST. | INTERVENTIONAL RADIO,CARDIAC CATH
7557 | 4220341022200 | MICROCATHETER FOR NEUROVASCULAR 0.021 IN MICROCATHETER SYSTEM ASSORTED TIP SHAPES ONE OR TWO DISTAL MARKERS CATHETER LENGTH NOT LESS THAN 150 CM DISPOSABLE STERILE. | INTERVENTIONAL RADIO,CARDIAC CATH
7558 | 4220341022400 | MICROCATHETER AND GUIDEWIRE (0.018IN) KIT: FIBERED BRAIDED MICROCATHETER TOTAL LENGTH: 115 TO 135 CM DISTAL LENGTH 10-20CM INNER DIAMETER NOT LESS THAN 2.7 FR HIGH FLOW WITH MAXIMUM NOT LESS THAN PRESSURE 800 PSI INCLUDES: TORQUE DEVICE GUIDEWIRE INTRODUCER DISPOSABLE STERILE THE CATHETER LENGTH SHOULD BE DECIDED BY RECEIVING CENTER BEFORE DELIVERY. | INTERVENTIONAL RADIO,CARDIAC CATH
7559 | 4220341022800 | INFUSION CATHETER INFUSION LENGTH: 5 TO 50CM 4 TO 5FR WITHOUT GUIDEWIRE DISPOSABLE STERILE. | INTERVENTIONAL RADIO,CARDIAC CATH
7560 | 4220341023300 | SUPPORT CATHETER FOR PERIPHERAL INTERVENTIONS HYDROPHILIC COATED INTEGRATED RADIOPAQUE MARKERS BRAIDED CONSTRUCTION DISPOSABLE STERILE ASSORTED SIZES AS PER HOSPITAL REQUEST. | INTERVENTIONAL RADIO,CARDIAC CATH
7561 | 4220341024600 | GUIDEWIRE EXTRA STIFF PROXIMAL SHAFT WITH PTFE COATING HYDROPHILIC COATED TIP NOT LESS THAN 18 CM STRAIGHT/ANGLED TIP 0.014IN 0.018IN 0.035IN ASSORTED LENGTHS DISPOSABLE STERILE. | INTERVENTIONAL RADIO,CARDIAC CATH
7562 | 4220341025400 | STENT PERIPHERAL COVERED TIPS ENDOPROSTHESIS SELF-EXPANDABLE ASSORTED SIZES AS PER HOSPITAL REQUEST. | INTERVENTIONAL RADIO,CARDIAC CATH
7563 | 4220341025500 | STENT PERIPHERAL SELF-EXPANDABLE BILIARY ASSORTED SIZES AS PER HOSPITAL REQUEST. | INTERVENTIONAL RADIO,CARDIAC CATH
7564 | 4220341025600 | STENT ESOPHAGEAL COVERED WITH REFLUX CONTROL VALVE SELF-EXPANDABLE LOW PROFILE SINGLE-HANDED DELIVERY SYSTEM ASSORTED SIZES AS PER HOSPITAL REQUEST. | SUPPLEMENTARY INTERVEN RADIO,CARDIC CATH
7565 | 4220341025700 | STENT ESOPHAGEAL UNCOVERED SELF-EXPANDABLE LOW PROFILE ASSORTED SIZES STENT DIAMETER AND LENGTH AS PER HOSPITAL REQUEST. | INTERVENTIONAL RADIO,CARDIAC CATH
7566 | 4220341026000 | STENT PERIPHERAL DRUG ELUTING BALLOON-EXPANDABLE ASSORTED SIZES AS PER HOSPITAL REQUEST. | INTERVENTIONAL RADIO,CARDIAC CATH
7567 | 4220341026400 | STENT PERIPHERAL COVERED SELF-EXPANDABLE FLARED STENT ASSORTED SIZES AS PER HOSPITAL REQUEST. | INTERVENTIONAL RADIO,CARDIAC CATH
7568 | 4220341026800 | STENT PERIPHERAL DRUG ELUTING SELF-EXPANDABLE ASSORTED SIZES AS PER HOSPITAL REQUEST. | INTERVENTIONAL RADIO,CARDIAC CATH
7569 | 4220341026900 | STENT PERIPHERAL SELF-EXPANDABLE VASCULAR SPECIFIC FOR POPLITEAL ARTERIES AND OVER-THE-JOINTS FRACTURE KINK AND CRUSH RESISTANT ASSORTED SIZES STENT DIAMETER AND LENGTH AS PER HOSPITAL REQUEST. | INTERVENTIONAL RADIO,CARDIAC CATH
7570 | 4220341027600 | CUTTING BALLOON FOR PERIPHERAL ANGIOPLASTY HYDROPHILIC COATED SOFT LASER CUT BLADE MOUNTED LONGITUDINALLY AT PROXIMAL SHAFT ASSORTED SIZES AS PER HOSPITAL REQUEST. | INTERVENTIONAL RADIO,CARDIAC CATH
7571 | 4220341028000 | BALLOON ANGIOPLASTY DRUG-ELUTING BELOW KNEE DISPOSABLE STERILE 0.014 IN COMPATIBLE GUIDEWIRE ASSORTED SIZES BALLOON DIAMETER AND LENGTH AS PER HOSPITAL REQUEST. | INTERVENTIONAL RADIO,CARDIAC CATH
7572 | 4220341028100 | BALLOON ANGIOPLASTY DRUG-ELUTING BELOW KNEE DISPOSABLE STERILE 0.018 IN COMPATIBLE GUIDEWIRE ASSORTED SIZES BALLOON DIAMETER AND LENGTH AS PER HOSPITAL REQUEST. | INTERVENTIONAL RADIO,CARDIAC CATH
7573 | 4220341028200 | BALLOON ANGIOPLASTY DRUG-ELUTING FOR USE WITH AV FISTULAS DUAL LUMEN ASSORTED SIZES BALLOON DIAMETER AND LENGTH AS PER HOSPITAL REQUEST. | INTERVENTIONAL RADIO,CARDIAC CATH
7574 | 4220341028300 | SCORING BALLOON FOR PERIPHERAL ANGIOPLASTY ASSORTED SIZES AS PER HOSPITAL REQUEST. | INTERVENTIONAL RADIO,CARDIAC CATH
7575 | 4220341029400 | BALLOON PERIPHERAL ANGIOPLASTY NON-COMPLIANT 0.035 IN WIRE COMPATIBILITY DISPOSABLE STERILE ASSORTED SIZES BALLOON DIAMETER AND LENGTH AS PER HOSPITAL REQUEST. | INTERVENTIONAL RADIO,CARDIAC CATH
7576 | 4220341030000 | BALLOON PERIPHERAL ANGIOPLASTY NON-COMPLIANT 0.018 IN WIRE COMPATIBILITY DISPOSABLE STERILE ASSORTED SIZES BALLOON DIAMETER AND LENGTH AS PER HOSPITAL REQUEST. | INTERVENTIONAL RADIO,CARDIAC CATH
7577 | 4220341030500 | ADHESIVE CLOSURE SYSTEM FOR SUPERFICIAL VEIN THERAPIES. | INTERVENTIONAL RADIO,CARDIAC CATH
7578 | 4220341030600 | APPLIER AND CASSETTE FOR ENDOVASCULAR AORTIC REPAIR AND FIXATION DISPOSABLE STERILE. | CARDIOVASCULAR SURGERY CONSUMABLES
7579 | 4220341030700 | IMPLANTABLE PORT KIT RADIO TRANSLUCENT/MRI COMPATIBLE WITH ATTACHABLE SILICONE CATHETER ASSORTED SIZES AS PER HOSPITAL REQUEST. | INTERVENTIONAL RADIO,CARDIAC CATH
7580 | 4220341030900 | STENT PERIPHERAL BALLOON EXPANDABLE COVERED HEPARIN COATED ASSORTED SIZES AS PER HOSPITAL REQUEST. | INTERVENTIONAL RADIO,CARDIAC CATH
7581 | 4220341031100 | ENDOVASCULAR CONTRALATERAL ILIAC ARTERY EXTENSION NITINOL EPTFE SELF EXPANDABLE ASSORTED SIZES AS PER HOSPITAL REQUEST.. | SUPPLEMENTARY CARDIOVASCULAR SURG SUPPL.
7582 | 4220341031200 | TRIPLE LOOPS BALLOON FOR ABDOMINAL POST STENT DILATATION LOW PROFILE ASSORTED SIZES AS PER HOSPITAL REQUEST. | INTERVENTIONAL RADIO,CARDIAC CATH
7583 | 4220341031300 | VASCULAR SPRING CLIP COLOR CODED 6 MM S/F - 1/4 OR 1/2 OR 3/4 F ACCORDING TO CENTER REQUEST ONE SIDE ULTRA - SOFT PAD AND ONE SIDE FIBRA CONFORMS NATURALLY TO VESSELS PROVIDE OPTIMAL OCCLUSION WITH LOW PROFILE DESIGN APPLICATOR MUST BE PROVIDED FOR EACH CENTER DISPOSABLE STERILE. | CARDIOVASCULAR SURGERY CONSUMABLES
7584 | 4220341031400 | VASCULAR SPRING CLIP COLOR CODED 6 MM S/S - 3/4 F BOTH SIDES ULTRA SOFT PADS PREVENTS CLIP MIGRATION AND CONFORMS NATURALLY TO VESSELS PROVIDE OPTIMAL OCCLUSION WITH LOW PROFILE DESIGN APPLICATOR MUST BE PROVIDED FOR EACH CENTER DISPOSABLE STERILE. | CARDIOVASCULAR SURGERY CONSUMABLES
7585 | 4220341031500 | VASCULAR SPRING CLIP COLOR CODED 6 MM L/L - 1/2 OR 1/4 OR 3/4 F ACCORDING TO CENTER REQUEST BOTH SIDES LATIS MESH PREVENTS CLIP MIGR = ATION AND CONFORMS NATURALLY TO VESSELS PROVIDE OPTIMAL OCCLUSION WITH LOW PROFILE DESIGN APPLICATOR MUST BE PROVIDED FOR EACH CENTER DISPOSABLE STERILE. | CARDIOVASCULAR SURGERY CONSUMABLES
7586 | 4220341031600 | FIBRA FIBRA INSERTS EMPLOY A WOVEN LAYER OF FLEXIBLE SOFT FINGER - LIKE FIBERS THAT MESH WITH THE ADVENTITIA TO PROVIDE PRESSURE - INDEPENDENT TRACTION. ADVANCED ATTACHMENT CRAFTED FINE - TUNED BOX LOCK ENHANCES STABILITY SIZE 30 TO 90 MM DISPOSABLE STERILE 10 CLAMPS WITH DIFFERENT SIZE AND SHAPE WITH TRAY ACCORDING TO CENTER REQUEST MUST BE PROVIDED FREE OF CHARGED TO EACH CENTER DISPOSABLE STERILE. | CARDIOVASCULAR SURGERY CONSUMABLES
7587 | 4220341031800 | VESSEL HARVESTING DEVICE THERMAL LIGATING FORCEPS SEALING AND DISSECTING DEVICE APPLYING PRECISE DIRECT CURRENT DC TO SEAL AND DIVIDE TISSUES AND VESSELS TO MINIMIZE COLLATERAL DAMAGE BY A HEATING WIRE INSIDE THE JAW MORE TAPERED JAWS STYLE FOR NARROW AREAS AND COVERED WITH SILICONE NO ELECTRICAL ENERGY PASSES THROUGH PATIENT FOOTSWITCH-ACTIVATED FORCEPS POWERED BY UPS EMPLOYING THERMAL FUSION TECHNOLOGY DISPOSABLE STERILE. | CARDIOVASCULAR SURGERY CONSUMABLES
7588 | 4220341032300 | ENDOVENOUS LASER TREATMENT KIT STERILE CONSIST OF :1- LASER FIBER CATHETER .2- COMPATIBLE PERCUTANEOUS CATHETER INTRODUCER COMPLETE SET (ONE LASER UNIT WITH NECESSARY ACCESSORIES (LASER CARRYING CASE 3 X SAFETY GLASSES OPERATION MANUAL FOOTSWITCH MAIN LEADS REMOTE INTERLOCK CONNECTOR LASER WARNING SIGNS) MUST BE PROVIDED FREE OF CHARGE FOR EVERY CENTER).. | INTERVENTIONAL RADIO,CARDIAC CATH
7589 | 4220341032900 | VASCULAR TUNNELER SHEATH AND BULLET TIP SMALL FOR GRAFTS UP TO 8 MM DISPOSABLE STERILE (EACH CENTER MUST BE PROVIDED WITH COMPLETE SET OF TUNNELER SYSTEM IN STORAGE AND STERILIZATION TRAY FREE OF CHARGE TO USE WITH THE TUNNELERS SHEATHS AND BULLET TIPS) DISPOSABLE STERILE. | CARDIOVASCULAR SURGERY CONSUMABLES
7590 | 4220341033200 | VASCULAR TAPE PTFE BRAIDED SIZE 2-4 MM X 60 CM (+/- 5 CM) STERILE.. | SUPPLEMENTARY CARDIOVASCULAR SURG SUPPL.
7591 | 4220341033300 | VASCULAR LOOP WITH BLUNT NEEDLE SILICONE ELASTOMER FOR CONTROLLING FLOW OF PERIPHERAL ARTERIES DISPOSABLE STERILE. | CARDIOVASCULAR SURGERY CONSUMABLES
7592 | 4220341033400 | VALVULOTOMY DEVICE SELF SIZING SELF-CENTERING DISPOSABLE STERILE. | CARDIOVASCULAR SURGERY CONSUMABLES
7593 | 4220341034000 | CAROTID SHUNT OUTLYING WITH T-PORT DEPTH MARKINGS 1 CM COLOR-CODED SAFETY BALLOON SIZE 8 TO 9F 31 CM LONG ACCORDING TO CENTER REQUEST DISPOSABLE STERILE. | INTERVENTIONAL RADIO,CARDIAC CATH
7594 | 4220341034200 | ANTIMICROBIAL GRAFT SILVER ACETATE COLLAGEN - COATED POLYESTER GRAFT BIFURCATED BOVINE COLLAGEN SIZE 20 X 10 MMX 40-50 CM STERILE. | CARDIOVASCULAR SURGERY CONSUMABLES
7595 | 4220341034300 | ANTIMICROBIAL GRAFT SILVER ACETATE COLLAGEN - COATED POLYESTER GRAFT BIFURCATED BOVINE COLLAGEN SIZE 14 X 7 MMX 40-50 CM STERILE. | CARDIOVASCULAR SURGERY CONSUMABLES
7596 | 4220341034400 | ANTIMICROBIAL GRAFT SILVER ACETATE COLLAGEN - COATED POLYESTER GRAFT BIFURCATED BOVINE COLLAGEN SIZE 18 X 9 MMX 40-50 CM STERILE. | CARDIOVASCULAR SURGERY CONSUMABLES
7597 | 4220341034500 | ANTIMICROBIAL GRAFT SILVER ACETATE COLLAGEN - COATED POLYESTER GRAFT BIFURCATED BOVINE COLLAGEN SIZE 16 X 8 MMX 40-50 CM STERILE. | CARDIOVASCULAR SURGERY CONSUMABLES
7598 | 4220341034600 | ANTIMICROBIAL GRAFT SILVER ACETATE COLLAGEN - COATED POLYESTER GRAFT STRAIGHT BOVINE COLLAGEN SIZE 20 TO 22 MMX 40-50 CM AS PER HOSPITAL REQUEST STERILE. | CARDIOVASCULAR SURGERY CONSUMABLES
7599 | 4220341034700 | ANTIMICROBIAL GRAFT SILVER ACETATE COLLAGEN - COATED POLYESTER GRAFT STRAIGHT BOVINE COLLAGEN SIZE 14 TO 20 MMX 20-30 CM AS PER HOSPITAL REQUEST STERILE. | CARDIOVASCULAR SURGERY CONSUMABLES
7600 | 4220341034800 | VASCULAR GRAFT GEL SOFT STRAIGHT COLLAGEN IMPREGNATED SIZE 14 TO 24 MMX 30-40 CM AS PER HOSPITAL REQUEST STERILE. | CARDIOVASCULAR SURGERY CONSUMABLES
7601 | 4220341035100 | STENT GRAFT EPTFE HEPARIN COATED SELF-EXPANDABLE ASSORTED SIZES AS PER HOSPITAL REQUEST STERILE. | CARDIOVASCULAR SURGERY CONSUMABLES
7602 | 4220341035200 | T-SHAPE VASCULAR PTFE GRAFT NITINOL REINFORCED USED FOR HEMODIALYSIS ACCESS PROVIDED WITH DEPLOYMENT SYSTEM. SIZE 4 - 7 MM LENGTH 35 CM STERILE. | CARDIOVASCULAR SURGERY CONSUMABLES
7603 | 4220341035300 | VASCULAR GRAFT EPTFE SIZE 4 TO 7 MM X 25 TO 50 CM STERILE. | CARDIOVASCULAR SURGERY CONSUMABLES
7604 | 4220341035400 | VASCULAR GRAFT AXILLOBIFEMORAL EPTFE KINK RESISTANT NON PERMEABLE SIZE 8 TO 10 MM X 8 MM LENGTH 70-90 CM STERILE. | CARDIOVASCULAR SURGERY CONSUMABLES
7605 | 4220341035500 | VASCULAR GRAFT EPTFE HEPARIN COATED RINGS WITHIN THE GRAFT SIZE 6 TO 8 MMX 60-80 CM AS PER HOSPITAL REQUEST STERILE. | CARDIOVASCULAR SURGERY CONSUMABLES
7606 | 4220341035600 | VASCULAR GRAFT EPTFE WITHOUT RINGS 6 TO 8 MM DIAMETER LENGTH 50 TO 80 CM ACCORDING TO CENTER REQUEST STERILE. | CARDIOVASCULAR SURGERY CONSUMABLES
7607 | 4220341036000 | SUTURE PTFE MONOFILAMENT NON-ABSORBABLE SIZE 3/0 17-18 MM 1/2 CIRCLE TAPER POINT DOUBLE ARM NEEDLE 90-95 CM WHITE STERILE.. | SUPPLEMENTARY GEN.CONS SURG SUT,LAP,ROB
7608 | 4220341036100 | SUTURE PTFE MONOFILAMENT NON-ABSORBABLE SIZE 2/0 17-18 MM 3/8 CIRCLE TAPER POINT DOUBLE ARM NEEDLE 90-95 CM WHITE STERILE.. | SUPPLEMENTARY GEN.CONS SURG SUT,LAP,ROB
7609 | 4220341036400 | SUTURE POLYESTER MULTIFILAMENT NON-ABSORBABLE SIZE 2/0 25-26 MM 1/2 CIRCLE ROUND BODY DOUBLE ARM NEEDLE 90-95 CM BLUE STERILE (1 EACH = 1 DOZEN).... | SUPPLEMENTARY GEN.CONS SURG SUT,LAP,ROB
7610 | 4220341037000 | SUTURE SILK MULTIFILAMENT NON-ABSORBABLE SIZE 4/0 17-18 MM 3/8 CIRCLE TAPER POINT NEEDLE 70-75 CM BLACK STERILE.. | SUPPLEMENTARY GEN.CONS SURG SUT,LAP,ROB
7611 | 4220341037800 | SUTURE POLYDIOXANONE MONOFILAMENT ABSORBABLE SIZE 6/0 13-14 MM 3/8 CIRCLE ROUND BODY DOUBLE ARM NEEDLE 70-75 CM VIOLET STERILE.. | SUPPLEMENTARY GEN.CONS SURG SUT,LAP,ROB
7612 | 4220341038100 | SUTURE POLYPROPYLENE MONOFILAMENT NON-ABSORBABLE SIZE 7/0 9 MM 3/8 CIRCLE TUNGSTEN-RHENIUM ALLOY TAPER POINT DOUBLE ARM NEEDLE 60-65 CM BLUE STERILE (1 EACH = 1 DOZEN).... | SUPPLEMENTARY GEN.CONS SURG SUT,LAP,ROB
7613 | 4220341038300 | SUTURE POLYPROPYLENE MONOFILAMENT NON-ABSORBABLE SIZE 6/0 13-14 MM 3/8 CIRCLE TUNGSTEN-RHENIUM ALLOY TAPER POINT DOUBLE ARM NEEDLE 60-65 CM BLUE STERILE.. | SUPPLEMENTARY GEN.CONS SURG SUT,LAP,ROB
7614 | 4220341038500 | SUTURE POLYGLACTIN 910 ANTIBACTERIAL (COATED TRICLOSAN) MULTIFILAMENT ABSORBABLE SIZE 3/0 25-26 MM 3/8 CIRCLE PRIME CUTTING / NEEDLE 70-75 CM UNDYED STERILE.... | SUPPLEMENTARY GEN.CONS SURG SUT,LAP,ROB
7615 | 4220341038600 | SUTURE POLYESTER COATED SILICON OR POLYBUTILATE MULTIFILAMENT NON-ABSORBABLE SIZE 5/0 10 MM 1/2 CIRCLE ROUND BODY DOUBLE ARM NEEDLE WITH 3 X 3 MM FIRM PLEDGET 70-75 CM GREEN STERILE.. | SUPPLEMENTARY GEN.CONS SURG SUT,LAP,ROB
7616 | 4220341038700 | SUTURE POLYESTER COATED SILICON OR POLYBUTILATE MULTIFILAMENT NON-ABSORBABLE SIZE 4/0 17-18 MM 1/2 CIRCLE TAPER POINT DOUBLE ARM NEE = DLE 90-95 CM GREEN STERILE.. | SUPPLEMENTARY GEN.CONS SURG SUT,LAP,ROB
7617 | 4220341038800 | SUTURE POLYESTER COATED SILICON OR POLYBUTILATE MULTIFILAMENT NON-ABSORBABLE SIZE 3/0 25-26 MM 1/2 CIRCLE TAPER POINT DOUBLE ARM NEE = DLE 90-95 CM GREEN STERILE.. | SUPPLEMENTARY GEN.CONS SURG SUT,LAP,ROB
7618 | 4220341039000 | SUTURE POLYESTER COATED SILICON OR POLYBUTILATE MULTIFILAMENT NON-ABSORBABLE SIZE 2/0 25-26 MM 1/2 CIRCLE TAPER CUT NEEDLE 90-95 CM GREEN STERILE.. | SUPPLEMENTARY GEN.CONS SURG SUT,LAP,ROB
7619 | 4220341039100 | SUTURE POLYESTER COATED SILICON OR POLYBUTILATE MULTIFILAMENT NON-ABSORBABLE SIZE 2/0 25-26 MM 1/2 CIRCLE TAPER CUT DOUBLE ARM NEEDLE 10 X 70-75 CM 5 GREEN OR BLUE 5 WHITE STERILE.. | SUPPLEMENTARY GEN.CONS SURG SUT,LAP,ROB
7620 | 4220341039200 | SUTURE POLYESTER COATED SILICON OR POLYBUTILATE MULTIFILAMENT NON-ABSORBABLE SIZE 2/0 19-20 MM 1/2 CIRCLE TAPER POINT DOUBLE ARM NEE = DLE 10 X 70-75 CM 5 BLUE OR GREEN 5 WHITE STERILE.. | SUPPLEMENTARY GEN.CONS SURG SUT,LAP,ROB
7621 | 4220341039300 | SUTURE POLYPROPYLENE MONOFILAMENT NON-ABSORBABLE SIZE 8/0 6 MM 3/8 CIRCLE TAPER POINT DOUBLE ARM NEEDLE 45-50 CM BLUE STERILE.. | SUPPLEMENTARY GEN.CONS SURG SUT,LAP,ROB
7622 | 4220341039400 | SUTURE POLYPROPYLENE MONOFILAMENT NON-ABSORBABLE SIZE 7/0 9 MM 3/8 CIRCLE TAPER POINT NEEDLE 60-65 CM BLUE STERILE.. | SUPPLEMENTARY GEN.CONS SURG SUT,LAP,ROB
7623 | 4220341039500 | SUTURE POLYPROPYLENE MONOFILAMENT NON-ABSORBABLE SIZE 7/0 9 MM 3/8 CIRCLE ROUND BODY DOUBLE ARM NEEDLE 60-65 CM BLUE STERILE.. | SUPPLEMENTARY GEN.CONS SURG SUT,LAP,ROB
7624 | 4220341039600 | SUTURE POLYPROPYLENE MONOFILAMENT NON-ABSORBABLE SIZE 6/0 13-14 MM 3/8 CIRCLE ROUND BODY DOUBLE ARM BLACK NEEDLE 70-75 CM BLUE STERILE.. | SUPPLEMENTARY GEN.CONS SURG SUT,LAP,ROB
7625 | 4220341039800 | SUTURE POLYPROPYLENE MONOFILAMENT NON-ABSORBABLE SIZE 6/0 8 MM 3/8 CIRCLE ROUND BODY DOUBLE ARM BLACK NEEDLE 70-75 CM BLUE STERILE.. | SUPPLEMENTARY GEN.CONS SURG SUT,LAP,ROB
7626 | 4220341040000 | SUTURE POLYPROPYLENE MONOFILAMENT NON-ABSORBABLE SIZE 5/0 10 MM 1/2 CIRCLE ROUND BODY DOUBLE ARM NEEDLE 60-65 CM BLUE STERILE.. | SUPPLEMENTARY GEN.CONS SURG SUT,LAP,ROB
7627 | 4220341040200 | SUTURE POLYPROPYLENE MONOFILAMENT NON-ABSORBABLE SIZE 4/0 21-22 MM 1/2 CIRCLE ROUND BODY DOUBLE ARM NEEDLE 90-95 CM BLUE STERILE.. | SUPPLEMENTARY GEN.CONS SURG SUT,LAP,ROB
7628 | 4220341040400 | SUTURE POLYPROPYLENE MONOFILAMENT NON-ABSORBABLE SIZE 3/0 36 MM ( +/- 1 MM ) 3/8 CIRCLE ROUND BODY DOUBLE ARM NEEDLE 90-95 CM BLUE STERILE.. | SUPPLEMENTARY GEN.CONS SURG SUT,LAP,ROB
7629 | 4220341040500 | SUTURE POLYPROPYLENE MONOFILAMENT NON-ABSORBABLE SIZE 2/0 17-18 MM 1/2 CIRCLE TAPER POINT DOUBLE ARM NEEDLE 90-95 CM BLUE STERILE.. | SUPPLEMENTARY GEN.CONS SURG SUT,LAP,ROB
7630 | 4220341040600 | SUTURE STERNAL WIRES STAINLESS STEEL MONOFILAMENT NON-ABSORBABLE SIZE 6 48 MM ( +/- 1 MM ) 1/2 CIRCLE TAPER CUT NEEDLE 2 X 45 CM STERILE.... | SUPPLEMENTARY GEN.CONS SURG SUT,LAP,ROB
7631 | 4220341040800 | SUTURE PTFE MONOFILAMENT NON-ABSORBABLE SIZE 4/0 13-14 MM 1/2 CIRCLE TAPER POINT DOUBLE ARM NEEDLE 75 CM ( +/- 5 CM ) WHITE STERILE.. | SUPPLEMENTARY GEN.CONS SURG SUT,LAP,ROB
7632 | 4220341042600 | SUTURE KNOTLESS SYMMETRIC UNIDIRECTIONAL WITH FIXATION TAP POLYDIOXANONE ANTIBACTERIAL (COATED TRICLOSAN) MONOFILAMENT ABSORBABLE SIZE 2/0 25-26 MM 1/2 CIRCLE TAPER POINT ROUND BODY NEEDLE 30 CM VIOLET STERILE.. | SUPPLEMENTARY GEN.CONS SURG SUT,LAP,ROB
7633 | 4220341042900 | SUTURE STERNAL WIRES STAINLESS STEEL MONOFILAMENT NON-ABSORBABLE SIZE 2 40 MM ( +/- 1 MM ) 1/2 CIRCLE REVERSE CUTTING NEEDLE 5 X 45-50 CM STERILE.. | SUPPLEMENTARY GEN.CONS SURG SUT,LAP,ROB
7634 | 4220341043000 | SUTURE STERNAL WIRES STAINLESS STEEL MONOFILAMENT NON-ABSORBABLE SIZE 4 48 MM ( +/- 1 MM ) 1/2 CIRCLE REVERSE CUTTING CUT NEEDLE 2 X 45 CM STERILE (1 EACH = 1 DOZEN).... | SUPPLEMENTARY GEN.CONS SURG SUT,LAP,ROB
7635 | 4220341043600 | SUTURE POLYPROPYLENE MONOFILAMENT NON-ABSORBABLE SIZE 5/0 10 MM 1/2 CIRCLE TAPER POINT DOUBLE ARM NEEDLE 70-75 CM BLUE STERILE.. | SUPPLEMENTARY GEN.CONS SURG SUT,LAP,ROB
7636 | 4220341043800 | SUTURE POLYESTER COATED SILICON OR POLYBUTILATE MULTIFILAMENT NON-ABSORBABLE SIZE 2/0 17-18 MM 1/2 CIRCLE TAPER POINT DOUBLE ARM NEE = DLE 90-95 CM GREEN STERILE.. | SUPPLEMENTARY GEN.CONS SURG SUT,LAP,ROB
7637 | 4220341044000 | SUTURE POLYESTER COATED SILICON OR POLYBUTILATE MULTIFILAMENT NON-ABSORBABLE SIZE 3/0 17-18 MM 1/2 CIRCLE TAPER CUT DOUBLE ARM NEEDLE 90-95 CM GREEN STERILE.. | SUPPLEMENTARY GEN.CONS SURG SUT,LAP,ROB
7638 | 4220341044200 | STERNUM SAW BLADE MUST BE COMPATIBLE WITH THE HOSPITAL SYSTEMS ASSORTED SIZES AS PER HOSPITAL REQUEST DISPOSABLE STERILE. | CARDIOVASCULAR SURGERY CONSUMABLES
7639 | 4220341044800 | PLEDGET PTFE OVAL SHAPE SIZE 3 X 6 MM FIRM DISPOSABLE STERILE.. | SUPPLEMENTARY GEN.CONS SURG SUT,LAP,ROB
7640 | 4220341044900 | REPEAT STERNOTOMY BLADE ASSORTED SIZES AS PER HOSPITAL REQUEST STERILE. | CARDIOVASCULAR SURGERY CONSUMABLES
7641 | 4220341045200 | ORGANIZER FOR PERFUSION TUBES DISPOSABLE STERILE ASSORTED SIZES AS PER HOSPITAL REQUEST.. | SUPPLEMENTARY CARDIOVASCULAR SURG SUPPL.
7642 | 4220341046000 | AORTIC PUNCH ASSORTED SIZES AS PER HOSPITAL REQUEST DISPOSABLE STERILE. | CARDIOVASCULAR SURGERY CONSUMABLES
7643 | 4220341046100 | SURGICAL RADIOFREQUENCY ABLATION DEVICE FOR CARDIAC SURGERY DISPOSABLE STERILE. | CARDIOVASCULAR SURGERY CONSUMABLES
7644 | 4220341046200 | CLIP, LIGATING, TITANIUM, MICRO, CONTAIN 6 CLIP, COLOR CODED, DISPOSABLE, STERILE | GENERAL MEDICAL CONSUMABLES
7645 | 4220341046300 | BAND/RING TRICUSPID VALVE REPAIR SEMI-RIGID ASSORTED SIZES AS PER HOSPITAL REQUEST STERILE. | CARDIOVASCULAR SURGERY CONSUMABLES
7646 | 4220341046400 | CORONARY SHUNT TRANSPARENT ALLOWS BLOOD FLOW WITHIN THE SHUNT ASSORTED SIZED AS PER HOSPITAL REQUEST.. | SUPPLEMENTARY CARDIOVASCULAR SURG SUPPL.
7647 | 4220341046500 | PATCH BOVINE BIO-SCAFFOLD 0.5 MM THICKNESS SIZE 5 CM X 8 CM (+/- 1CM) STERILE. | CARDIOVASCULAR SURGERY CONSUMABLES
7648 | 4220341046600 | PATCH BOVINE BIO-SCAFFOLD 0.5 MM THICKNESS SIZE 4 CM X 4 CM (+/- 1CM) STERILE. | CARDIOVASCULAR SURGERY CONSUMABLES
7649 | 4220341046700 | PATCH BOVINE SIZE: 10X15 CM (+/-1 CM) STERILE. | CARDIOVASCULAR SURGERY CONSUMABLES
7650 | 4220341046900 | PATCH EQUINE SIZE 3 X 3 CM (+/- 0.5 CM) STERILE. | CARDIOVASCULAR SURGERY CONSUMABLES
7651 | 4220341047000 | PATCH EQUINE SIZE 8 X 8 CM (+/- 0.5 CM) STERILE. | CARDIOVASCULAR SURGERY CONSUMABLES
7652 | 4220341047100 | PATCH EQUINE SIZE 5 X 5 CM (+/- 0.5 CM) STERILE. | CARDIOVASCULAR SURGERY CONSUMABLES
7653 | 4220341047200 | MEMBRANE PERICARDIAL PTFE SIZE 15 CM X 20 CM (+/- 3 CM) STERILE. | CARDIOVASCULAR SURGERY CONSUMABLES
7654 | 4220341047300 | MEMBRANE PERICARDIAL PTFE SIZE 12 CM X 12 CM (+/- 3 CM) STERILE. | CARDIOVASCULAR SURGERY CONSUMABLES
7655 | 4220341047400 | AORTIC ROOT GRAFT WITH SINUS OF VALSALVA ASSORTED SIZES AS PER HOSPITAL REQUEST STERILE. | CARDIOVASCULAR SURGERY CONSUMABLES
7656 | 4220341047500 | GRAFT VASCULAR WOVEN SIZE: 30-34 MM X 30-35 CM AS PER HOSPITAL REQUEST STERILE. | CARDIOVASCULAR SURGERY CONSUMABLES
7657 | 4220341047600 | GRAFT VASCULAR WOVEN SIZE: 8-28 MM X 30-35 CM AS PER HOSPITAL REQUEST STERILE. | CARDIOVASCULAR SURGERY CONSUMABLES
7658 | 4220341048000 | GRAFT VASCULAR EPTFE STRETCH 12-22MM X 20-40 CM AS PER HOSPITAL REQUEST STERILE. | CARDIOVASCULAR SURGERY CONSUMABLES
7659 | 4220341048100 | GRAFT VASCULAR EPTFE WITH HEPARIN THIN WALL STRAIGHT LENGTH 10 TO 15 CM DIAMETER 3-6 MM AS PER HOSPITAL REQUEST STERILE. | CARDIOVASCULAR SURGERY CONSUMABLES
7660 | 4220341048300 | GRAFT VASCULAR WOVEN DOUBLE VELOUR POLYESTER SINGLE BRANCH SIZE 26 - 32 MM X 10 MM 50 CM STERILE. | CARDIOVASCULAR SURGERY CONSUMABLES
7661 | 4220341048400 | GRAFT VASCULAR WOVEN DOUBLE VELOUR POLYESTER STRAIGHT SIZE 8 - 36 MM X 30 CM STERILE. | CARDIOVASCULAR SURGERY CONSUMABLES
7662 | 4220341048500 | GRAFT VASCULAR WOVEN DOUBLE VELOUR POLYESTER STRAIGHT SIZE 8 - 34 MM X 15 CM STERILE. | CARDIOVASCULAR SURGERY CONSUMABLES
7663 | 4220341048700 | GRAFT VASCULAR STRETCH THIN WALL SIZE 6 - 10 MM X 40-50 CM AS PER HOSPITAL REQUEST STERILE. | CARDIOVASCULAR SURGERY CONSUMABLES
7664 | 4220341048900 | VALVE CONDUIT AORTIC HOMOGRAFT ASSORTED SIZES AS PER HOSPITAL REQUEST STERILE. | CARDIOVASCULAR SURGERY CONSUMABLES
7665 | 4220341049000 | VALVE CONDUIT PULMONARY HOMOGRAFT ASSORTED SIZES AS PER HOSPITAL REQUEST STERILE. | CARDIOVASCULAR SURGERY CONSUMABLES
7666 | 4220341049100 | CONDUIT MECHANICAL VALVE AORTIC ASSORTED: VALSALVA/STRAIGHT ASSORTED SIZES AS PER HOSPITAL REQUEST STERILE. | CARDIOVASCULAR SURGERY CONSUMABLES
7667 | 4220341049200 | BAND MITRAL FLEXIBLE ANNULOPLASTY ASSORTED SIZES AS PER HOSPITAL REQUEST STERILE. | CARDIOVASCULAR SURGERY CONSUMABLES
7668 | 4220341049300 | RING MITRAL VALVE RIGID ASSORTED SIZES AS PER HOSPITAL REQUEST STERILE. | CARDIOVASCULAR SURGERY CONSUMABLES
7669 | 4220341049400 | RING MITRAL VALVE SEMI-RIGID ASSORTED SIZES AS PER HOSPITAL REQUEST STERILE. | CARDIOVASCULAR SURGERY CONSUMABLES
7670 | 4220341049700 | AORTIC ROOT TISSUE VALVE WITHOUT STENT ASSORTED SIZES AS PER HOSPITAL REQUEST. | CARDIOVASCULAR SURGERY CONSUMABLES
7671 | 4220341050000 | TISSUE VALVE IMPLANT AORTIC PORCINE ASSORTED SIZES AS PER HOSPITAL REQUEST. | CARDIOVASCULAR SURGERY CONSUMABLES
7672 | 4220341050900 | MULTI USE SYRINGE FOR CATH LAB CORONARY INJECTOR STERILE. | INTERVENTIONAL RADIO,CARDIAC CATH
7673 | 4220341051000 | SINGLE USE INJECTOR INCLUDES MANIFOLD AND HIGH PRESSURE TUBE EXTENSION FOR CATH LAB CORONARY INJECTOR STERILE. | INTERVENTIONAL RADIO,CARDIAC CATH
7674 | 4220341051200 | 3 WAY MANIFOLD: RIGHT ON HANDLE WITH 15CM TUBING EXTENSION AND ROTATING LUER PRESSURE MONITORING LINE TRANSPARENT 72 INCH FLUID ADMINISTRATION SET CONTRAST LINE LARGE BORE VENTED AND 12 CC CONTROL SYRINGE RING PLUNGE. | INTERVENTIONAL RADIO,CARDIAC CATH
7675 | 4220341051400 | HEAD CAP FOR RADIATION PROTECTION DISPOSABLE. | INTERVENTIONAL RADIO,CARDIAC CATH
7676 | 4220341051500 | DEFIBRILLATION PADS ADULT AND PEDIATRIC RADIOLUCENT PACING AND ECG ELECTRODES PADS DISPOSABLE. | INTERVENTIONAL RADIO,CARDIAC CATH
7677 | 4220341051800 | CATHETER ARTERIAL STRAIGHT INTIMA 22G - 24G NEEDLE 5-7 CM RADIAL WITH COMPATIBLE GUIDEWIRE DISPOSABLE STERILE. | INTERVENTIONAL RADIO,CARDIAC CATH
7678 | 4220341051900 | CATHETER ARTERIAL STRAIGHT INTIMA 18G - 20G NEEDLE 8-10 CM RADIAL WITH COMPATIBLE GUIDEWIRE DISPOSABLE STERILE. | INTERVENTIONAL RADIO,CARDIAC CATH
7679 | 4220341052100 | SYRINGE - CORONARY CONTROL SYRINGE 12CC – USED TO INJECT CONTRAST DURING DIAGNOSTIC AND INTERVENTION PROCEDURE SYRINGE SHOULD BE WITH A RING PLUNGER AND A RING GRIP. | INTERVENTIONAL RADIO,CARDIAC CATH
7680 | 4220341052600 | INFLATION DEVICE KIT CONTAINS: INFLATION SYRINGE WITH SHORT TUBE 3-WAYS STOPCOCK INTRODUCER NEEDLE COMPATIBLE WITH 0.014IN PCI WIRE 1 -2 TORQUE (WITH BLEED BACK CONTROL VALVE) STEERING HANDLE UP TO 30 ATM INFLATION CAPABILITY AND QUICK LOCKING MECHANISM DISPOSABLE STERILE. | INTERVENTIONAL RADIO,CARDIAC CATH
7681 | 4220341052700 | SIZING BALLOON FOR ATRIAL SEPTAL DEFECT (ASD) STERILE ASSORTED SIZED AS PER HOSPITAL REQUEST. | INTERVENTIONAL RADIO,CARDIAC CATH
7682 | 4220341053000 | CLOSURE DEVICE FOR PFO OCCLUDER ASSORTED SIZES AS PER HOSPITAL REQUEST. | INTERVENTIONAL RADIO,CARDIAC CATH
7683 | 4220341053100 | DELIVERY SYSTEM FOR CLOSURE DEFECTS DEVICE 180 ANGLE CURVE ASSORTED SIZES AS PER HOSPITAL REQUEST. | INTERVENTIONAL RADIO,CARDIAC CATH
7684 | 4220341053200 | DELIVERY SYSTEM FOR CLOSURE DEFECTS DEVICE 45 ANGLE CURVE ASSORTED SIZES AS PER HOSPITAL REQUEST. | INTERVENTIONAL RADIO,CARDIAC CATH
7685 | 4220341053300 | CLOSURE DEVICE FOR PDA OCCLUDER ASSORTED SIZES AS PER HOSPITAL REQUEST. | INTERVENTIONAL RADIO,CARDIAC CATH
7686 | 4220341053600 | CLOSURE DEVICE FOR VSD OCCLUDER ASSORTED SIZES AS PER HOSPITAL REQUEST. | INTERVENTIONAL RADIO,CARDIAC CATH
7687 | 4220341053700 | VSD COIL OCCLUSION SYSTEM ASSORTED SIZES AS PER HOSPITAL REQUEST. | INTERVENTIONAL RADIO,CARDIAC CATH
7688 | 4220341053800 | CLOSURE DEVICE FOR ASD OCCLUDER ASSORTED SIZES AS PER HOSPITAL REQUEST. | INTERVENTIONAL RADIO,CARDIAC CATH
7689 | 4220341054000 | CLOSURE DEVICE FOR MULTIFENESTRATED ATRIAL SEPTAL DEFECT (ASD) ASSORTED SIZES AS PER HOSPITAL REQUEST. | INTERVENTIONAL RADIO,CARDIAC CATH
7690 | 4220341054100 | HEMOSTATIC VALVE WITH ROTATING AND EXTENSION LINE FITS CATHETERS UP TO 8 FR DISPOSABLE STERILE. | INTERVENTIONAL RADIO,CARDIAC CATH
7691 | 4220341054300 | EXTENSION DEVICE FOR GUIDE CATHETER RAPID EXCHANGE ASSORTED SIZES AS PER HOSPITAL REQUEST. | INTERVENTIONAL RADIO,CARDIAC CATH
7692 | 4220341054900 | GUIDEWIRE FOR RADIOFREQUENCY SEPTAL PERFORATION DISPOSABLE STERILE. | INTERVENTIONAL RADIO,CARDIAC CATH
7693 | 4220341055300 | GUIDEWIRE FOR TAVI PROCEDURES PRESHAPED 0.035IN ASSORTED LENGTHS. | INTERVENTIONAL RADIO,CARDIAC CATH
7694 | 4220341055400 | GUIDEWIRE CORONARY PTCA INTERMEDIATE TIP LOAD 0.014IN J-TIP OR STRAIGHT ASSORTED RANGE AND SIZES AS PER HOSPITAL REQUEST. | INTERVENTIONAL RADIO,CARDIAC CATH
7695 | 4220341055500 | GUIDEWIRE CORONARY PTCA WORKHORSE/FLOPPY 0.014IN J-TIP OR STRAIGHT ASSORTED RANGE AND SIZES AS PER HOSPITAL REQUEST. | INTERVENTIONAL RADIO,CARDIAC CATH
7696 | 4220341055600 | INTRODUCER SHEATH FOR TRANSSEPTAL PUNCTURE ASSORTED SIZES AS PER HOSPITAL REQUEST. | INTERVENTIONAL RADIO,CARDIAC CATH
7697 | 4220341055800 | INTRODUCER SHEATH SET RADIOPAQUE TIP STRAIGHT OR CURVED 50-90 CM ASSORTED SIZES AS PER HOSPITAL REQUEST. | INTERVENTIONAL RADIO,CARDIAC CATH
7698 | 4220341056000 | INTRODUCER SHEATH FOR TAVI LONG HYDROPHILIC COATED ASSORTED SIZES AND LENGTHS AS PER HOSPITAL REQUEST. | INTERVENTIONAL RADIO,CARDIAC CATH
7699 | 4220341056100 | INTRODUCERS SHEATH SET NON METALLIC NOT RADIOPAQUE TIP DISPOSABLE STERILE ASSORTED SIZES AS PER HOSPITAL REQUEST. | INTERVENTIONAL RADIO,CARDIAC CATH
7700 | 4220341056200 | INTRODUCER SHEATH FOR CARDIAC BIOPSY FORCEPS ASSORTED SIZES AS PER HOSPITAL REQUEST. | INTERVENTIONAL RADIO,CARDIAC CATH
7701 | 4220341062600 | CORONARY MICROCATHETER FOR ANTEGRADE/RETROGRADE PERCUTANEOUS CORONARY INTERVENTION ASSORTED SIZES AS PER HOSPITAL REQUEST. | INTERVENTIONAL RADIO,CARDIAC CATH
7702 | 4220341063100 | BALLOON CATHETER DILATATION PEDIATRIC LOW PROFILE ASSORTED SIZES AS PER HOSPITAL REQUEST. | INTERVENTIONAL RADIO,CARDIAC CATH
7703 | 4220341063300 | BALLOON SEPTOSTOMY CATHETER ASSORTED SIZES AS PER HOSPITAL REQUEST. | INTERVENTIONAL RADIO,CARDIAC CATH
7704 | 4220341063500 | SCORING BALLOON FOR CORONARY ANGIOPLASTY ASSORTED SIZES AS PER HOSPITAL REQUEST. | INTERVENTIONAL RADIO,CARDIAC CATH
7705 | 4220341063800 | CORONARY BALLOON CATHETER SEMI-COMPLIANT LOW CROSSING PROFILE ASSORTED SIZES AS PER HOSPITAL REQUEST. | INTERVENTIONAL RADIO,CARDIAC CATH
7706 | 4220341063900 | CORONARY BALLOON CATHETER NON COMPLIANT HIGH PRESSURE LOW CROSSING PROFILE ASSORTED SIZES AS PER HOSPITAL REQUEST. | INTERVENTIONAL RADIO,CARDIAC CATH
7707 | 4220341064000 | BALLOON CORONARY ANGIOPLASTY DRUG ELUTING RAPID EXCHANGE WITH TWO MARKERS 0.014 IN WIRE COMPATIBLE. | INTERVENTIONAL RADIO,CARDIAC CATH
7708 | 4220341064100 | CORONARY BALLOON CATHETER FOR CTO VERY SMALL DIAMETER AND LOW CROSSING PROFILE ASSORTED SIZES AS PER HOSPITAL REQUEST. | INTERVENTIONAL RADIO,CARDIAC CATH
7709 | 4220341064200 | STENT CORONARY DRUG ELUTING THIN STRUTS WITH HIGH RADIAL FORCE NON THROMBOGENIC NON INFLAMMTORY ENHANCED VISIBILITY HIGH FLEXIBILITY WITH THE LATEST TECHNOLOGY ASSORTED SIZES AS PER HOSPITAL REQUEST. | INTERVENTIONAL RADIO,CARDIAC CATH
7710 | 4220341064300 | STENT CORONARY BARE METAL LOW PROFILE EXCELLENT FLEXIBILITY AND DELIVERABILITY THIN STRUTS HIGH RADIAL FORCE MINIMAL LATE DIAMETER LOSS TWO MARKERS MUST HAVE LARGE DIAMETERS OF 4.5X AND 5.00X WITHIN THE SIZES RANGE ASSORTED SIZES AS PER HOSPITAL REQUEST. | INTERVENTIONAL RADIO,CARDIAC CATH
7711 | 4220341064400 | COVERED STENT FOR CORONARY ASSORTED SIZES AS PER HOSPITAL REQUEST. | INTERVENTIONAL RADIO,CARDIAC CATH
7712 | 4220341064600 | STENT PEDIATRIC COVERED FOR AORTIC COARCTATION STERILE ASSORTED SIZES AS PER HOSPITAL REQUEST. | INTERVENTIONAL RADIO,CARDIAC CATH
7713 | 4220341064700 | STENT PEDIATRIC UNCOVERED UNMOUNTED FOR AORTIC COARCTATION STERILE ASSORTED SIZES AS PER HOSPITAL REQUEST. | INTERVENTIONAL RADIO,CARDIAC CATH
7714 | 4220341064800 | CARDIAC ASSIST CATHETER HEART PUMP CATHETER GENERATES BLOOD FLOW FROM LEFT VENTRICLE TO THE AORTA COMPLETE KIT. | INTERVENTIONAL RADIO,CARDIAC CATH
7715 | 4220341064900 | CLOSURE DEVICE FOR PARAVALVULAR LEAK ASSORTED SIZES AS PER HOSPITAL REQUEST. | INTERVENTIONAL RADIO,CARDIAC CATH
7716 | 4220341065000 | TRANSCATHETER MITRAL VALVE REPAIR SYSTEM. | INTERVENTIONAL RADIO,CARDIAC CATH
7717 | 4220341065900 | INTRACARDIAC ULTRASOUND CATHETER ASSORTED SIZES AS PER HOSPITAL REQUEST. | INTERVENTIONAL RADIO,CARDIAC CATH
7718 | 4220341066000 | CORONARY SINUS PARTIALLY OCCLUSION DEVICE WITH ALL NEEDED ACCESSORIES. | INTERVENTIONAL RADIO,CARDIAC CATH
7719 | 4220341066100 | HOME MONITORING SYSTEM FOR CARDIAC ELECTROPHYSIOLOGY DEVICES COMPATIBLE WITH PACEMAKER AND ICD. | INTERVENTIONAL RADIO,CARDIAC CATH
7720 | 4220341066200 | LASER LEAD EXTRACTION SHEATH KIT FOR CARDIAC ELECTROPHYSIOLOGY ASSORTED SIZES AS PER HOSPITAL REQUEST. | INTERVENTIONAL RADIO,CARDIAC CATH
7721 | 4220341066300 | EPICARDIAL LEADS STEROID ELUTING DISPOSABLE STERILE. | CARDIOVASCULAR SURGERY CONSUMABLES
7722 | 4220341066400 | LV LEAD DELIVERY SYSTEM FOR CARDIAC ELECTROPHYSIOLOGY ASSORTED SIZES AS PER HOSPITAL REQUEST. | INTERVENTIONAL RADIO,CARDIAC CATH
7723 | 4220341066600 | INTRODUCER SHEATHS PEEL AWAY ASSORTED SIZES AS PER HOSPITAL REQUEST. | INTERVENTIONAL RADIO,CARDIAC CATH
7724 | 4220341067200 | CRYO BALLOON ABLATION CATHETER FOR CARDIAC ELECTROPHYSIOLOGY WITH ALL NEEDED ACCESSORIES ASSORTED SIZES AS PER HOSPITAL REQUEST. | INTERVENTIONAL RADIO,CARDIAC CATH
7725 | 4220341067300 | RADIOFREQUENCY ABLATION CATHETER FOR CARDIAC ELECTROPHYSIOLOGY NON IRRIGATED TIP ASSORTED SIZES AS PER HOSPITAL REQUEST. | INTERVENTIONAL RADIO,CARDIAC CATH
7726 | 4220341067500 | DIAGNOSTIC CATHETER FOR CARDIAC ELECTROPHYSIOLOGY DUO DECAPOLAR ASSORTED SIZES AND CURVES AS PER HOSPITAL REQUEST. | INTERVENTIONAL RADIO,CARDIAC CATH
7727 | 4220341067700 | RADIOFREQUENCY ABLATION CATHETER FOR CARDIAC ELECTROPHYSIOLOGY CLOSED LOOP COOLING TIP ASSORTED SIZES AS PER HOSPITAL REQUEST. | INTERVENTIONAL RADIO,CARDIAC CATH
7728 | 4220341067800 | 3D MAPPING CATHETER FOR CARDIAC ELECTROPHYSIOLOGY WITHOUT ENABLED SENSOR HIGH DENSITY ASSORTED SIZES AS PER HOSPITAL REQUEST. | INTERVENTIONAL RADIO,CARDIAC CATH
7729 | 4220341067900 | SURFACE ELECTRODE FOR CARDIAC ELECTROPHYSIOLOGY 3D MAPPING COMPATIBLE WITH CARTO MACHINE. | INTERVENTIONAL RADIO,CARDIAC CATH
7730 | 4220341068000 | SURFACE ELECTRODE FOR CARDIAC ELECTROPHYSIOLOGY 3D MAPPING COMPATIBLE WITH ENSITE MACHINE. | INTERVENTIONAL RADIO,CARDIAC CATH
7731 | 4220341068100 | 3D MAPPING CATHETER FOR CARDIAC ELECTROPHYSIOLOGY TO COLLECT POINTS ASSORTED SIZES AS PER HOSPITAL REQUEST. | INTERVENTIONAL RADIO,CARDIAC CATH
7732 | 4220341068200 | IMPLANTABLE PACEMAKER SINGLE CHAMBER; 1- PROGRAMMERS/SOFTWARE UPGRADE AND ENOUGH PRINTING PAPERS MUST BE PROVIDED FREE OF CHARGE TO ALL CENTERS; 2- TECHNICAL AND EDUCATIONAL SUPPORT SHOULD BE PROVIDED TO THE HOSPITAL STAFF IN ALL CENTERS WITH EXPERT TEAM (CERTIFIED); 3- COMPLETE SYSTEM WITH ( RV LEADS INTRODUCER SHEATHS AND SURGICAL CABLES); 4-FULLY MRI COMPATIBLE. | INTERVENTIONAL RADIO,CARDIAC CATH
7733 | 4220341068300 | IMPLANTABLE PACEMAKER DUAL CHAMBER; 1- PROGRAMMERS/SOFTWARE UPGRADE AND ENOUGH PRINTING PAPERS MUST BE PROVIDED FREE OF CHARGE TO ALL CENTERS; 2- TECHNICAL AND EDUCATIONAL SUPPORT SHOULD BE PROVIDED TO THE HOSPITAL STAFF IN ALL CENTERS WITH EXPERT TEAM (CERTIFIED); 3- COMPLETE SYSTEM WITH (RA AND RV LEADS INTRODUCER SHEATHS AND SURGICAL CABLES); 4-FULLY MRI COMPATIBLE. | INTERVENTIONAL RADIO,CARDIAC CATH
7734 | 4220341068400 | CARDIAC RESYNCHRONIZATION PACEMAKER CRT-P 1- PROGRAMMERS/SOFTWARE UPGRADE AND ENOUGH PRINTING PAPERS MUST BE PROVIDED FREE OF CHARGE TO ALL CENTERS; 2- TECHNICAL AND EDUCATIONAL SUPPORT SHOULD BE PROVIDED TO THE HOSPITAL STAFF IN ALL CENTERS WITH EXPERT TEAM (CERTIFIED) 3- COMPLETE SYSTEM WITH RA AND RV AND LV LEADS (LV LEAD QUADRIC POLAR OR BIPOLAR DEPEND ON DEMAND) INTRODUCER SHEATHS DELIVERY SYSTEM FOR LV LEAD AND SURGICAL CABLES AND VENOGRAM BALLOON 4-FULLY MRI COMPATIBLE. | INTERVENTIONAL RADIO,CARDIAC CATH
7735 | 4220341068500 | IMPLANTABLE CARDIOVERSION DEFIBRILLATION ICD SINGLE CHAMBER 1- PROGRAMMERS/SOFTWARE UPGRADE AND ENOUGH PRINTING PA PERS MUST BE PROV = IDED FREE OF CHARGE TO ALL CENTERS 2- TECHNICAL AND EDUCATIONAL SUPPORT SHOULD BE PROVIDED TO THE HOSPITAL STAFF IN A LL CENTERS WITH EXPERT TEAM (CERTIFIED) 3- COMPLETE SYSTEM WITH ( RV LEADS INTRODUCER SHEATHS AND SURGICAL CABLES) 4- DEVICES WITH DF 1 ALSO TO BE PROVIDED FOR PULSE GENERATOR CHANGES OF OLD IMPLANTS AS PER THE REQUEST OF THE CENTER 5-FULLY MRI COMPATIBLE. | INTERVENTIONAL RADIO,CARDIAC CATH
7736 | 4220341068600 | IMPLANTABLE CARDIOVERSION DEFIBRILLATION ICD DUAL CHAMBER 1- PROGRAMMERS/SOFTWARE UPGRADE AND ENOUGH PRINTING PA PERS MUST BE PROVID = ED FREE OF CHARGE TO ALL CENTERS 2- TECHNICAL AND EDUCATIONAL SUPPORT SHOULD BE PROVIDED TO THE HOSPITAL STAFF IN A LL CENTERS WITH EXPERT TEAM (CERTIFIED) 3- COMPLETE SYSTEM WITH (RA AND RV LEADS INTRODUCER SHEATHS AND SURGICAL CABLES) 4- DEVICES WITH DF 1 ALSO TO BE PROVIDED FOR PULSE GENERATOR CHANGES OF OLD IMPLANTS AS PER THE REQUEST OF THE CENTER 5-FULLY MRI COMPATIBLE. | INTERVENTIONAL RADIO,CARDIAC CATH
7737 | 4220341068700 | CARDIAC RESYNCHRONIZATION THERAPY ICD CRT-D : 1- PROGRAMMERS/SOFTWARE UPGRADE AND ENOUGH PRINTING PAPERS MUST BE PROVIDED FREE OF CHARGE TO ALL CENTERS; 2- TECHNICAL AND EDUCATIONAL SUPPORT SHOULD BE PROVIDED TO THE HOSPITAL STAFF IN ALL CENTERS WITH EXPERT TEAM (CERTIFIED); 3- COMPLETE SYSTEM WITH RA AND RV AND LV LEADS (LV LEAD QUADRIC POLAR OR BIPOLAR DEPEND ON DEMAND) INTRODUCER SHEATHS DELIVERY SYSTEM FOR LV LEAD AND SURGICAL CABLES AND VENOGRAM BALLOON; 4- DEVICES WITH DF 1 ALSO TO BE PROVIDED FOR PULSE GENERATOR CHANGES OF OLD IMPLANTS AS PER THE REQUEST OF THE CENTER. | INTERVENTIONAL RADIO,CARDIAC CATH
7738 | 4220341070500 | PLEURAL AND PERITONEAL CATHETER INSERTION SET INCLUDES 1 X SILICONE CATHETER 16 FR X 40-45 CM WITH METAL TUNNELLER 1 X 18G GUIDEWIRE INSERTION NEEDLE 1 X J-TIP GUIDEWIRE 1 X SHEATH/DILATOR 1 PAIR OF GLOVES ( REGULAR SIZE) 1 X SCALPEL 2 X SYRINGE 1 X FENESTRATED DRAPE 2 X SQUARE DRAPE 3 X SAFETY NEEDLE 8 - 10 GAUZE SWAB 1 X NEEDLEVISE SHARPS DEVICE 1 X NEEDLE DRIVER 1 X GALLIPOT 2 X SPONGE SWABS 1 X DRAINAGE LINE 1 X VALVE CAP 1 X TUNNELLING FORCEPS 1 X FOAM CATHETER / PAD 1 X CLEAR-FILM DRESSING DISPOSABLE STERILE... | SUPPLEMENTARY GENERAL CONSUMABLES
7739 | 4220341070600 | VACUUM DRAINAGE BOTTLE 1000 ML COMPATIBLE WITH PERMANENT DRAIN STERILE.. | INTERVENTIONAL RADIO,CARDIAC CATH
7740 | 4220341071500 | PNEUMOSTAT CHEST DRAIN VALVE DISPOSABLE SINGLE USE WITH A SMALL GRADUATED 30 ML COLLECTION CAPACITY INTEGRATED WITH A NOVEL ONE-WAY DRY SEAL VALVE TECHNOLOGY.. | INTERVENTIONAL RADIO,CARDIAC CATH
7741 | 4220341072600 | CELL SAVER KIT FOR AUTO TRANSFUSION WITH SUCTION ASSORTED SIZES ACCORDING TO HOSPITAL REQUEST DISPOSABLE STERILE (TYPE MUST BE COMPA = TIBLE WITH THE HOSPITAL MACHINE). | CARDIOVASCULAR SURGERY CONSUMABLES
7742 | 4220341072700 | AORTIC ROOT CANNULA SHORT RADIOPAQUE TIP ASSORTED SIZES AS PER HOSPITAL REQUEST.. | SUPPLEMENTARY CARDIOVASCULAR SURG SUPPL.
7743 | 4220341073300 | VENOUS CANNULA MALLEABLE SINGLE STAGE STRAIGHT WIRED REINFORCED ASSORTED SIZES ACCORDING TO HOSPITAL REQUEST.. | SUPPLEMENTARY CARDIOVASCULAR SURG SUPPL.
7744 | 4220341076900 | TRAP MOISTURE FOR VACUUM ASSISTED VENOUS DRAINAGE (VAVD) WITH CUSTOMIZED LINES DISPOSABLE STERILE. | CARDIOVASCULAR SURGERY CONSUMABLES
7745 | 4220341078000 | AORTIC ROOT CANNULA LONG FOR MINIMAL INVASIVE PROCEDURES ANTEGRADE ASSORTED SIZES AS PER HOSPITAL REQUEST.. | SUPPLEMENTARY CARDIOVASCULAR SURG SUPPL.
7746 | 4220341078100 | RETROGRADE CORONARY SINUS CARDIOPLEGIA CANNULA FOR PEDIATRIC PRESSURE MONITORING LUMEN INSERTION STYLET SELF INFLATING/ MANUAL INFLATED WITH STYLET SOLID OR GUIDE WIRED ASSORTED SIZES ACCORDING HOSPITAL REQUEST.. | SUPPLEMENTARY CARDIOVASCULAR SURG SUPPL.
7747 | 4220341078500 | CANNULA ARTERIAL TIP ANGLED WITH COLLAR WIRE REINFORCEMENT ASSORTED SIZES ACCORDING TO HOSPITAL REQUEST DISPOSABLE STERILE. | CARDIOVASCULAR SURGERY CONSUMABLES
7748 | 4220341080300 | PERIPHERAL ARTERIAL CANNULA WITH HEMOSTATIC VALVE USED IN CARDIOPULMONARY BYPASS SURGERIES ASSORTED SIZES AS PER HOSPITAL REQUEST /.. | SUPPLEMENTARY CARDIOVASCULAR SURG SUPPL.
7749 | 4220341081100 | CANNULA ADULT CARDIOPLEGIA WITH VENT ASSORTED SIZES ACCORDING TO HOSPITAL REQUEST DISPOSABLE STERILE. | CARDIOVASCULAR SURGERY CONSUMABLES
7750 | 4220341081600 | ECMO SET PEDIATRIC APPROVED TO BE USED FOR NOT LESS THAN 29 DAYS CONSISTS OF: CENTRIFUGAL PUMP HEAD AND OXYGENATOR AND TUBING LINES COATED COMPATIBLE WITH THE EXISTING ECMO MACHINE FOR THE REQUESTED HOSPITAL DISPOSABLE STERILE. | CARDIOVASCULAR SURGERY CONSUMABLES
7751 | 4220341081700 | ECMO SET ADULT APPROVED TO BE USED FOR NOT LESS THAN 29 DAYS CONSISTS OF: CENTRIFUGAL PUMP HEAD AND OXYGENATOR AND TUBING LINES COATED COMPATIBLE WITH THE EXISTING ECMO MACHINE FOR THE REQUESTED HOSPITAL DISPOSABLE STERILE. | CARDIOVASCULAR SURGERY CONSUMABLES
7752 | 4220341082000 | RADIATION PROTECTION DRAPE FOR LEFT SUBCLAVIAN ACCESS DURING PACEMAKER PROCEDURES 95% REDUCTION LEAD FREE DISPOSABLE STERILE. | INTERVENTIONAL RADIO,CARDIAC CATH
7753 | 4220341082100 | RADIATION PROTECTION DRAPE FOR FEMORAL ACCESS 95% REDUCTION LEAD FREE DISPOSABLE STERILE. | INTERVENTIONAL RADIO,CARDIAC CATH
7754 | 4220341083000 | MICROCATHETER FOR NEUROVASCULAR 0.0165 - 0.017 IN MICROCATHETER SYSTEM ASSORTED TIP SHAPES TWO DISTAL MARKERS CATHETER LENGTH NOT LESS THAN 150 CM DISPOSABLE STERILE. | INTERVENTIONAL RADIO,CARDIAC CATH
7755 | 4220341083300 | GUIDING CATHETER GUIDING COAXIAL DESIGN FOR NEUROINTERVENTIONAL PROCEDURES STRAIGHT HYDROPHILIC COATING 6 - 8FR 90 - 125 CM DISPOSABLE STERILE. | INTERVENTIONAL RADIO,CARDIAC CATH
7756 | 4220341083400 | GUIDING CATHETER GUIDING COAXIAL DESIGN FOR NEUROINTERVENTIONAL PROCEDURES ANGLED HYDROPHILIC COATING 6 - 8FR 90 - 125 CM DISPOSABLE STERILE. | INTERVENTIONAL RADIO,CARDIAC CATH
7757 | 4220341085800 | GUIDEWIRE FOR NEURO INTERVENTION FOR SUPER-SELECTIVE CATHETERIZATION HYDROPHILIC COATING FLOPPY COILED TIP COIL TIP LENGTH NOT LESS THAN 15 CM 0.010IN X 200 -220 CM DISPOSABLE STERILE. | INTERVENTIONAL RADIO,CARDIAC CATH
7758 | 4220341086200 | GUIDEWIRE NITINOL 100% HYDROPHILIC COATED POLYURETHANE COATED STIFF SHAFT STRAIGHT/ANGLED TIP NOT LESS THAN 250 CM DISPOSABLE STERILE. | INTERVENTIONAL RADIO,CARDIAC CATH
7759 | 4220341086300 | GUIDEWIRE NITINOL 100% HYDROPHILIC COATED POLYURETHANE COATED STANDARD/FLEXIBLE SHAFT STRAIGHT/ANGLED TIP NOT LESS THAN 250 CM DISPO SABLE STERILE. | INTERVENTIONAL RADIO,CARDIAC CATH
7760 | 4220341086400 | GUIDEWIRE NITINOL 100% HYDROPHILIC COATED POLYURETHANE COATED STANDARD/FLEXIBLE SHAFT STRAIGHT/ANGLED TIP 145 - 180 CM DISPOSABLE ST ERILE. | INTERVENTIONAL RADIO,CARDIAC CATH
7761 | 4220341086600 | ULTRASOUND PROBE AND CABLE COVER KIT STERILE DISPOSABLE KIT CONTAINS: 13-16 CM X 130-200 CM (WIDTH X LENGTH) ULTRASOUND PROBE COVER TWO RUBBER BANDS/STRAPS AND 20ML STERILE GEL PACK. | INTERVENTIONAL RADIO,CARDIAC CATH
7762 | 4220341086800 | ATHERECTOMY DEVICE SET PLAQUE EXCISION FOR PREDOMINANTLY CALCIFIED LESIONS RAPID EXCHANGE SYSTEM LOW PROFILE CATHETER 0.014IN GUIDEWIRE NO FLOW RESTRICTION DURING CUTTING PASS DISPOSABLE STERILE. | INTERVENTIONAL RADIO,CARDIAC CATH
7763 | 4220341087000 | EMBOLIZATION PARTICLES ROUND MICROSPHERES BIOCOMPATIBLE PRE-FILLED IN 1 - 2 ML SYRINGE STERILE WIDE RANGE OF SIZES AS PER HOSPITAL REQUEST. | INTERVENTIONAL RADIO,CARDIAC CATH
7764 | 4220341087100 | EMBOLIZATION PARTICLES POLYVINYL ALCOHOL (PVA) 50 - 1200 MICRON / 2 ML STERILE. | INTERVENTIONAL RADIO,CARDIAC CATH
7765 | 4220341087500 | EMBOLIZATION COIL PUSHABLE 0.035IN - 0.038 INCH DELIVERY SYSTEM ASSORTED DIAMETER AND LENGTH AS PER HOSPITAL REQUEST STERILE. | INTERVENTIONAL RADIO,CARDIAC CATH
7766 | 4220341087600 | EMBOLIZATION COIL PUSHABLE 0.018IN DELIVERY SYSTEM ASSORTED DIAMETER AND LENGTH AS PER HOSPITAL REQUEST STERILE. | INTERVENTIONAL RADIO,CARDIAC CATH
7767 | 4220341088600 | DRAINAGE CONNECTION TUBE WITH ONE WAY STOPCOCK NOT LESS THAN 30 CM DISPOSABLE STERILE. | SUPPLEMENTARY INTERVEN RADIO,CARDIC CATH
7768 | 4220341088700 | DRAINAGE CATHETER PERCUTANEOUS MULTIPURPOSE DRAINAGE CATHETER SET HYDROPHILIC 8-8.5 FR LOCKING PIGTAIL STIFFENING CANNULA STAINLESS STEEL TROCAR STYLET CATHETER LENGTH NOT MORE THAN 35 CM DISPOSABLE STERILE. | INTERVENTIONAL RADIO,CARDIAC CATH
7769 | 4220341088800 | DRAINAGE CATHETER PERCUTANEOUS MULTIPURPOSE DRAINAGE CATHETER SET HYDROPHILIC 5 - 6 FR LOCKING PIGTAIL STIFFENING CANNULA STAINLESS STEEL TROCAR STYLET CATHETER LENGTH NOT MORE THAN 35 CM DISPOSABLE STERILE. | INTERVENTIONAL RADIO,CARDIAC CATH
7770 | 4220341088900 | DRAINAGE CATHETER BILIARY SET RADIOPAQUE INCLUDES GUIDEWIRE AND STIFFENING CANNULA ASSORTED SIZE AS PER HOSPITAL REQUEST DISPOSABLE STERILE. | SUPPLEMENTARY INTERVEN RADIO,CARDIC CATH
7771 | 4220341089300 | GASTROJEJUNOSTOMY SET PERCUTANEOUS INCLUDES: CATHETER 12 TO 24 FR SEEKING CATHETER 7FR X 110 CM EXTRA STIFF GUIDEWIRE 0.038 IN X 260 CM NEEDLE 18G X 9 CM PEEL AWAY INTRODUCER DILATOR SUTURE ANCHOR SET DISPOSABLE STERILE. | SUPPLEMENTARY INTERVEN RADIO,CARDIC CATH
7772 | 4220341089500 | CATHETER FIXATION DEVICE CUTANEOUS 6 - 24 FR NEEDLELESS ROTATIONAL CATHETER SECUREMENT DEVICE FOR PERCUTANEOUS CATHETERS ANTI - MIGRATION PREV ENTS MOVEMENT AND ACCIDENTAL REMOVAL OF THE CATHETER DISPOSABLE STERILE. | SUPPLEMENTARY INTERVEN RADIO,CARDIC CATH
7773 | 4220341089800 | PEDAL ACCESS PUNCTURE SET FOR RETROGRADE INFRAPOPLITEAL APPROACH SET CONTAINS: 0.018 INCH GUIDEWIRE 21G ECHOGENIC PUNCTURE NEEDLE MI CROPUNCTURE INTRODUCER HEMOSTASIS VALVE DISPOSABLE STERILE. | INTERVENTIONAL RADIO,CARDIAC CATH
7774 | 4220341090000 | INTRODUCER SHEATH SET METALLIC KINK-RESISTANT SHEATH SIZE: 5 TO 10 FR SHEATH LENGTH: 20 TO 50 CM DISPOSABLE STERILE. | INTERVENTIONAL RADIO,CARDIAC CATH
7775 | 4220341090100 | DILATOR FOR PUNCTURE SITE / VASCULAR DILATATION HYDROPHILIC 0.018IN GUIDEWIRE LENGTH 10-15 CM 4 TO 5FR DISPOSABLE STERILE. | INTERVENTIONAL RADIO,CARDIAC CATH
7776 | 4220341090200 | BIOPSY SET TRANS-JUGULAR INTRAHEPATIC GUIDING CANNULA AND SHEATH BIOPSY NEEDLE CHECK FLOW VALVE ADAPTER STRAIGHT CATHETER AND MULTIPURPOSE CATHETER DISPOSABLE STERILE. | INTERVENTIONAL RADIO,CARDIAC CATH
7777 | 4220341090300 | TRANSJUGULAR INTRAHEPATIC PORTO-SYSTEMIC SHUNT (TIPSS) SET DISPOSABLE STERILE. | INTERVENTIONAL RADIO,CARDIAC CATH
7778 | 4220341090400 | MICRO PUNCTURE INTRODUCER SET FOR 0.035IN GUIDEWIRE ACCESS ACCESS NEEDLE: 21 OR 22G 4-9 CM LENGTH GUIDEWIRE 0.018IN 40 - 50 CM LONG COAXIAL INTRODUCER CATHETER 4 -5 FR X 9-15 CM DISPOSABLE STERILE. | INTERVENTIONAL RADIO,CARDIAC CATH
7779 | 4220341090700 | BREAST TISSUE MARKER METALLIC CLIP 17G - 18G ASSORTED SHAPES AND LENGTHS MRI COMPATIBLE DISPOSABLE STERILE. | INTERVENTIONAL RADIO,CARDIAC CATH
7780 | 4220341090800 | NEEDLE BREAST LOCALIZATION DOUBLE HOOK FOR PREOPERATIVE MARKING ASSORTED SIZES AS PER HOSPITAL REQUEST DISPOSABLE STERILE. | SUPPLEMENTARY INTERVEN RADIO,CARDIC CATH
7781 | 4220341090900 | NEEDLE BREAST LOCALIZATION FOR PREOPERATIVE MARKING 20G TO 21G ASSORTED LENGTHS DISPOSABLE STERILE. | SUPPLEMENTARY INTERVEN RADIO,CARDIC CATH
7782 | 4220341091100 | NEEDLE RADIOFREQUENCY ABLATION (RFA) DIFFERENT SIZES AND TIP SHAPES INCLUDING GROUNDING PADS DISPOSABLE STERILE THE RFA SYSTEM AND ALL ACCESSORIES MUST BE DELIVERED TO EACH ORDERING CENTER. | INTERVENTIONAL RADIO,CARDIAC CATH
7783 | 4220341091300 | BIOPSY NEEDLE DEVICE SEMI-AUTOMATIC ECHOGENIC TIP PENETRATION DEPTH 20-22 MM NEEDLE SIZE: 18 G X 10-12 CM LENGTH DISPOSABLE STERILE.. | SUPPLEMENTARY GENERAL CONSUMABLES
7784 | 4220341091400 | BIOPSY NEEDLE DEVICE SEMI-AUTOMATIC ECHOGENIC TIP PENETRATION DEPTH 20-22 MM NEEDLE SIZE: 16 G X 10-12 CM LENGTH DISPOSABLE STERILE.. | SUPPLEMENTARY GENERAL CONSUMABLES
7785 | 4220341091500 | BIOPSY NEEDLE DEVICE AUTOMATIC CORE BIOPSY NEEDLE SIZE: 18G X 14-16 CM PENETRATION DEPTH 10-11 MM DISPOSABLE STERILE (EACH BIOPSY DEVICE MUST INCLUDE AN APPROPRIATE SIZE COAXIAL NEEDLE).. | SUPPLEMENTARY GENERAL CONSUMABLES
7786 | 4220341091600 | BIOPSY NEEDLE DEVICE AUTOMATIC CORE BIOPSY NEEDLE SIZE: 20G X 10-12 CM PENETRATION DEPTH 20-22 MM DISPOSABLE STERILE (EACH BIOPSY DEVICE MUST INCLUDE AN APPROPRIATE SIZE COAXIAL NEEDLE).. | SUPPLEMENTARY GENERAL CONSUMABLES
7787 | 4220341091800 | BIOPSY NEEDLE DEVICE AUTOMATIC CORE BIOPSY NEEDLE SIZE: 16G X 10-12 CM PENETRATION DEPTH 10-11 MM DISPOSABLE STERILE (EACH BIOPSY DEVICE MUST INCLUDE AN APPROPRIATE SIZE COAXIAL NEEDLE).. | SUPPLEMENTARY GENERAL CONSUMABLES
7788 | 4220341092000 | BIOPSY NEEDLE DEVICE AUTOMATIC CORE BIOPSY NEEDLE SIZE: 14G X 10-12 CM PENETRATION DEPTH 20-22 MM DISPOSABLE STERILE (EACH BIOPSY DEVICE MUST INCLUDE AN APPROPRIATE SIZE COAXIAL NEEDLE).. | SUPPLEMENTARY GENERAL CONSUMABLES
7789 | 4220341092300 | BIOPSY NEEDLE FRANSEEN LUNG BIOPSY NEEDLE FINE ASPIRATION 18 - 22G X 15-16CM (NEEDLE SIZE TO BE DETERMINED BY ORDERING CENTER PRIOR TO DELIVERY) DISPOSABLE STERILE.. | SUPPLEMENTARY GENERAL CONSUMABLES
7790 | 4220341092400 | PICC (PERIPHERALLY INSERTED CENTRAL CATHETER) POWER INJECTABLE PICC WITH VALVE UNCUFFED 5 FR DUAL LUMEN NOT LESS THAN 55CM LENGTH INCLUDES: COMPATIBLE PEEL AWAY SHEATH 21-22 G NEEDLE 0.018IN GUIDEWIRE GUIDEWIRE LENGTH NOT LESS THAN 60CM DISPOSABLE STERILE (NON-SILICONE MATERIAL). | SUPPLEMENTARY INTERVEN RADIO,CARDIC CATH
7791 | 4220341092600 | PICC (PERIPHERALLY INSERTED CENTRAL CATHETER) POWER INJECTABLE PICC WITH VALVE UNCUFFED 5FR SINGLE LUMEN LENGTH NOT LESS THAN 55CM INCLUDES: COMPATIBLE PEEL AWAY SHEATH 21-22 G NEEDLE 0.018IN GUIDEWIRE GUIDEWIRE LENGTH NOT LESS THAN 60 CM DISPOSABLE STERILE (NON-SILICONE MATERIAL). | SUPPLEMENTARY INTERVEN RADIO,CARDIC CATH
7792 | 4220341092700 | PICC (PERIPHERALLY INSERTED CENTRAL CATHETER) POWER INJECTABLE PICC WITH VALVE UNCUFFED 5 FR TRIPLE LUMEN NOT LESS THAN 55CM LENGTH INCLUDES: COMPATIBLE PEEL AWAY SHEATH 21-22 G NEEDLE 0.018IN GUIDEWIRE GUIDEWIRE LENGTH NOT LESS THAN 60CM DISPOSABLE STERILE (NON-SILICONE MATERIAL). | SUPPLEMENTARY INTERVEN RADIO,CARDIC CATH
7793 | 4220341092900 | PICC (PERIPHERALLY INSERTED CENTRAL CATHETER) POWER INJECTABLE PICC WITH VALVE UNCUFFED 3FR SINGLE LUMEN LENGTH NOT LESS THAN 55CM INCLUDES: COMPATIBLE PEEL AWAY SHEATH 21-22 G NEEDLE 0.018IN GUIDEWIRE GUIDEWIRE LENGTH NOT LESS THAN 60CM DISPOSABLE STERILE (NON-SILICONE MATERIAL). | SUPPLEMENTARY INTERVEN RADIO,CARDIC CATH
7794 | 4220341093200 | MICROCATHETER FIBERED BRAIDED MICROCATHETER TOTAL LENGTH 100- 150 CM OUTER DIAMETER 2.4 - 2.8 FR MAXIMUM PRESSURE NOT MORE THAN 900 PSI DISPOSABLE STERILE. | INTERVENTIONAL RADIO,CARDIAC CATH
7795 | 4220341093500 | GUIDING CATHETER GUIDING COAXIAL DESIGN RENAL DOUBLE VISCERAL HYDROPHILIC COATING DISPOSABLE STERILE ASSORTED SIZES AS PER HOSPITAL REQUEST. | INTERVENTIONAL RADIO,CARDIAC CATH
7796 | 4220341093800 | GUIDING SHEATH GUIDING COAXIAL DESIGN HYDROPHILIC COATING SOFT TIP DISPOSABLE STERILE. ASSORTED SIZES AND SHAPES AS PER HOSPITAL REQUEST. | INTERVENTIONAL RADIO,CARDIAC CATH
7797 | 4220341097900 | GUIDEWIRE STEERABLE HYDROPHILIC COATING ON DISTAL SEGMENT PTFE COATING ON PROXIMAL SEGMENT STAINLESS STEEL CORE 0.014IN - 0.018IN LENGTH NOT LESS THAN 140 CM DISPOSABLE STERILE. | INTERVENTIONAL RADIO,CARDIAC CATH
7798 | 4220341098000 | GUIDEWIRE MANDRIL NITINOL PLATINUM COIL TIP 0.018IN LENGTH 40 - 130 CM DISPOSABLE STERILE. | INTERVENTIONAL RADIO,CARDIAC CATH
7799 | 4220341098400 | GUIDEWIRE AMPLATZ SUPER STIFF STRAIGHT OR J-SHAPED SOFT ATRAUMATIC FLOPPY TIP 0.035IN/0.038IN ASSORTED LENGTHS DISPOSABLE STERILE. | INTERVENTIONAL RADIO,CARDIAC CATH
7800 | 4220341098600 | GUIDEWIRE STANDARD STAINLESS STEEL PTFE-COATED STRAIGHT/J-SHAPED SOFT ATRAUMATIC FLOPPY TIP SIZE 0.035IN ASSORTED LENGTHS DISPOSABLE STERILE. | INTERVENTIONAL RADIO,CARDIAC CATH
7801 | 4220341098900 | COPE NEPHRO-URETEROSTOMY STENT SET ULTRATHANE MATERIAL (NOT SILICONE) INCLUDES ONE FLEXIBLE CATHETER INTRODUCTION STIFFENING CANNULA ACCEPTS 0.035IN GUIDEWIRE STERILE ASSORTED SIZES AS PER HOSPITAL REQUEST. | INTERVENTIONAL RADIO,CARDIAC CATH
7802 | 4220341099100 | AORTIC DISSECTION STENT IN VARIOUS LENGTHS AND DIAMETERS (QUARTER AND HALF SIZES INCLUDED). | INTERVENTIONAL RADIO,CARDIAC CATH
7803 | 4220341099300 | ENDOVASCULAR AORTIC/ILIAC EXTENSION NITINO EPTFE SELF EXPANDABLE ASSORTED SIZES AS PER HOSPITAL REQUEST.. | SUPPLEMENTARY CARDIOVASCULAR SURG SUPPL.
7804 | 4220341099400 | INTRODUCER SHEATH SET FOR ABDOMINAL AORTIC ANEURYSM STENTING HYDROPHILIC COATED LENGTH NOT LESS THAN 30 CM ASSORTED SIZES AS PER HOSPITAL REQUEST. | INTERVENTIONAL RADIO,CARDIAC CATH
7805 | 4220341100700 | CATHETER EMBOLECTOMY OVER - THE - WIRE PROGRESSIVE INFLATION CONCENTRIC HIGHLY RUPTURE - RESISTANT RADIOPAQUE SIZE 3 FR 80 CM LONG PEBAX MATE RIAL DISPOSABLE STERILE. | CARDIOVASCULAR SURGERY CONSUMABLES
7806 | 4220341100800 | CATHETER EMBOLECTOMY SINGLE LUMEN PROGRESSIVE INFLATION CONCENTRIC HIGHLY RUPTURE - RESISTANT RADIOPAQUE SIZE 7 FR 80 CM LONG PEBAX MATERIAL DISPOSABLE STERILE. | CARDIOVASCULAR SURGERY CONSUMABLES
7807 | 4220341100900 | CATHETER EMBOLECTOMY SINGLE LUMEN PROGRESSIVE INFLATION CONCENTRIC HIGHLY RUPTURE - RESISTANT RADIOPAQUE SIZE 6 FR 80 CM LONG PEBAX MATERIAL DISPOSABLE STERILE. | CARDIOVASCULAR SURGERY CONSUMABLES
7808 | 4220341101000 | CATHETER EMBOLECTOMY SINGLE LUMEN PROGRESSIVE INFLATION CONCENTRIC HIGHLY RUPTURE - RESISTANT RADIOPAQUE SIZE 5 FR 80 CM LONG PEBAX MATERIAL DISPOSABLE STERILE. | CARDIOVASCULAR SURGERY CONSUMABLES
7809 | 4220341101100 | CATHETER EMBOLECTOMY SINGLE LUMEN PROGRESSIVE INFLATION CONCENTRIC HIGHLY RUPTURE - RESISTANT RADIOPAQUE SIZE 4 FR 40 TO 80 CM LONG ACCORD ING TO CENTER REQUEST PEBAX MATERIAL DISPOSABLE STERILE. | CARDIOVASCULAR SURGERY CONSUMABLES
7810 | 4220341101200 | CATHETER EMBOLECTOMY SINGLE LUMEN PROGRESSIVE INFLATION CONCENTRIC HIGHLY RUPTURE - RESISTANT RADIOPAQUE SIZE 3 FR 40 TO 80 CM LONG ACCORD ING TO CENTER REQUEST PEBAX MATERIAL DISPOSABLE STERILE. | CARDIOVASCULAR SURGERY CONSUMABLES
7811 | 4220341101300 | CATHETER EMBOLECTOMY SINGLE LUMEN PROGRESSIVE INFLATION CONCENTRIC HIGHLY RUPTURE - RESISTANT RADIOPAQUE SIZE 2 FR 80 TO 40 CM LONG ACCORD ING TO CENTER REQUEST PEBAX MATERIAL DISPOSABLE STERILE. | CARDIOVASCULAR SURGERY CONSUMABLES
7812 | 4220341101600 | STENT STENT GRAFT ENDOVASCULAR FOR ABDOMINAL OR THORACIC AORTIC ANEURYSM STERILE ASSORTED SIZES AS PER HOSPITAL REQUEST. | INTERVENTIONAL RADIO,CARDIAC CATH
7813 | 4220341101700 | VASCULAR GRAFT GEL SOFT BIFURCATED EXTERNAL VELOUR SURFACE SIZE 20 X 10 MM LENGTH 40-50 CM STERILE. | CARDIOVASCULAR SURGERY CONSUMABLES
7814 | 4220341101800 | VASCULAR GRAFT GEL SOFT BIFURCATED EXTERNAL VELOUR SURFACE SIZE 18 X 9 MM LENGTH 40-50 CM STERILE. | CARDIOVASCULAR SURGERY CONSUMABLES
7815 | 4220341101900 | VASCULAR GRAFT GEL SOFT BIFURCATED EXTERNAL VELOUR SURFACE SIZE 16 X 8 MM LENGTH 40-50 CM STERILE. | CARDIOVASCULAR SURGERY CONSUMABLES
7816 | 4220341102000 | VASCULAR GRAFT GEL SOFT BIFURCATED EXTERNAL VELOUR SURFACE SIZE 14 X 7 MM LENGTH 40-50 CM STERILE. | CARDIOVASCULAR SURGERY CONSUMABLES
7817 | 4220341102100 | VASCULAR GRAFT PTFE STRAIGHT SIZE 10 MM X 70-80 CM STERILE. | CARDIOVASCULAR SURGERY CONSUMABLES
7818 | 4220341102200 | VASCULAR GRAFT EARLY ACCESS HEPARIN COATED SIZE 6 MM X 40-50 CM STERILE. | CARDIOVASCULAR SURGERY CONSUMABLES
7819 | 4220341102400 | VASCULAR GRAFT PTFE CUFFED BELOW KNEE BYPASS WITH FLEX SMALL BEADING 8 MM DIAMETER 80 CM LONG STERILE. | CARDIOVASCULAR SURGERY CONSUMABLES
7820 | 4220341102500 | VASCULAR GRAFT PTFE CUFFED DIAMETER 4 - 7 MM ASSORTED LENGTHS AS PER HOSPITAL REQUEST.. | SUPPLEMENTARY CARDIOVASCULAR SURG SUPPL.
7821 | 4220341102700 | VASCULAR GRAFT PTFE ANTI-THROMBOTIC AGENT COATED WITHOUT RINGS 6 MM DIAMETER LENGTH 40-50 CM STERILE. | CARDIOVASCULAR SURGERY CONSUMABLES
7822 | 4220341103000 | TAPE UMBILICAL COTTON RADIOPAQUE 2-3 MM X NOT LESS THAN 45 CM WHITE STERILE (1 EACH = 1 DOZEN).... | SUPPLEMENTARY GEN.CONS SURG SUT,LAP,ROB
7823 | 4220341103100 | FELT TEFLON ASSORTED SIZES ACCORDING TO HOSPITAL REQUEST DISPOSABLE STERILE. | CARDIOVASCULAR SURGERY CONSUMABLES
7824 | 4220341103600 | SUTURE POLYPROPYLENE MONOFILAMENT NON-ABSORBABLE SIZE 8/0 8 MM 3/8 CIRCLE ROUND BODY DOUBLE ARM BLACK NEEDLE 70-75 CM BLUE STERILE.. | SUPPLEMENTARY GEN.CONS SURG SUT,LAP,ROB
7825 | 4220341103700 | SUTURE POLYPROPYLENE MONOFILAMENT NON-ABSORBABLE SIZE 7/0 13-14 MM 3/8 CIRCLE ROUND BODY DOUBLE ARM NEEDLE 60-65 CM BLUE STERILE.. | SUPPLEMENTARY GEN.CONS SURG SUT,LAP,ROB
7826 | 4220341104000 | SUTURE POLYPROPYLENE MONOFILAMENT NON-ABSORBABLE SIZE 4/0 17-18 MM 3/8 CIRCLE ROUND BODY DOUBLE ARM NEEDLE WITH PTFE PLEDGET 7 X 3 90-95 / CM BLUE STERILE (1 EACH = 1 DOZEN).... | SUPPLEMENTARY GEN.CONS SURG SUT,LAP,ROB
7827 | 4220341104100 | SUTURE POLYPROPYLENE MONOFILAMENT NON-ABSORBABLE SIZE 5/0 13-14 MM 3/8 CIRCLE ROUND BODY DOUBLE ARM NEEDLE 60-65 CM BLUE STERILE.. | SUPPLEMENTARY GEN.CONS SURG SUT,LAP,ROB
7828 | 4220341104400 | SUTURE POLYPROPYLENE MONOFILAMENT NON-ABSORBABLE SIZE 2/0 25-26 MM 1/2 CIRCLE TAPER CUT DOUBLE ARM NEEDLE 90-95 CM BLUE STERILE.. | SUPPLEMENTARY GEN.CONS SURG SUT,LAP,ROB
7829 | 4220341104500 | SUTURE POLYPROPYLENE MONOFILAMENT NON-ABSORBABLE SIZE 2/0 17-18 MM 3/8 CIRCLE TAPER POINT DOUBLE ARM NEEDLE 90-95 CM BLUE STERILE.. | SUPPLEMENTARY GEN.CONS SURG SUT,LAP,ROB
7830 | 4220341104600 | TISSUE STABILIZER FOR CONVENTIONAL CABG PROCEDURES DISPOSABLE STERILE. | CARDIOVASCULAR SURGERY CONSUMABLES
7831 | 4220341105600 | BAND TRICUSPID FLEXIBLE ANNULOPLASTY ASSORTED SIZES AS PER HOSPITAL REQUEST STERILE. | CARDIOVASCULAR SURGERY CONSUMABLES
7832 | 4220341105700 | PATCH BOVINE 0.6-0.7 MM THICKNESS SIZE 3 X 15 CM (+/- 1CM) STERILE. | CARDIOVASCULAR SURGERY CONSUMABLES
7833 | 4220341105800 | PATCH CARDIOVASCULAR EPTFE 0.4 MM THICKNESS 3 CM X 6 CM ( +/- 0.5 CM ) STERILE. | CARDIOVASCULAR SURGERY CONSUMABLES
7834 | 4220341105900 | PATCH CARDIOVASCULAR SYNTHETIC HIGH STRENGTH MATERIAL SIZE 2 X 9 CM (+/- 0.5 CM) THICKNESS 0.4 - 0.5 MM STERILE. | CARDIOVASCULAR SURGERY CONSUMABLES
7835 | 4220341106100 | TISSUE VALVE CONDUIT PULMONARY BOVINE ASSORTED SIZES AS PER HOSPITAL REQUEST STERILE. | CARDIOVASCULAR SURGERY CONSUMABLES
7836 | 4220341106200 | BAND/RING TRICUSPID VALVE REPAIR RIGID ASSORTED SIZES AS PER HOSPITAL REQUEST STERILE. | CARDIOVASCULAR SURGERY CONSUMABLES
7837 | 4220341106300 | TISSUE VALVE IMPLANT AORTIC SUTURELESS ASSORTED SIZES AS PER HOSPITAL REQUEST STERILE. | CARDIOVASCULAR SURGERY CONSUMABLES
7838 | 4220341106800 | PRESSURE MONITORING LINE 100 CM LONG PEDIATRIC WITH MALE AND FEMALE ENDS AND FLUSH SYSTEM NON COMPLIANT DISPOSABLE STERILE. | INTERVENTIONAL RADIO,CARDIAC CATH
7839 | 4220341106900 | PRESSURE MONITORING LINE 60 CM LONG PEDIATRIC WITH MALE AND FEMALE ENDS NON COMPLIANT DISPOSABLE STERILE. | INTERVENTIONAL RADIO,CARDIAC CATH
7840 | 4220341107500 | CLOSURE DEVICE FOR PDA WITH DELIVERY SYSTEM ASSORTED SIZES AS PER HOSPITAL REQUEST. | INTERVENTIONAL RADIO,CARDIAC CATH
7841 | 4220341107600 | SNARE KIT TRIPLE LOOPS EACH KIT MUST INCLUDE: SNARE SNARE GUIDING CATHETER SNARE INTRODUCER DEVICE AND TORQUE DEVICE DISPOSABLE STERILE ASSORTED SIZES AND LENGTHS AS PER HOSPITAL REQUEST. | INTERVENTIONAL RADIO,CARDIAC CATH
7842 | 4220341107700 | SNARE KIT SINGLE LOOP EACH KIT MUST INCLUDE: SNARE SNARE GUIDING CATHETER SNARE INTRODUCER DEVICE AND TORQUE DEVICE DISPOSABLE STERILE ASSORTED SIZES AND LENGTHS AS PER HOSPITAL REQUEST. | INTERVENTIONAL RADIO,CARDIAC CATH
7843 | 4220341108100 | PDA COIL OCCLUSION SYSTEM ASSORTED SIZES AS PER HOSPITAL REQUEST. | INTERVENTIONAL RADIO,CARDIAC CATH
7844 | 4220341108300 | Y-CONNECTOR BLEED BACK CONTROL VALVE SET IT HAS INTRODUCER NEEDLE COMPATIBLE WITH WIRE SIZE 0.014 AND TORQUE DEVICE THE DEVICE HAS 2 SEALS ONE FOR CLAMP AND ONE FOR BLEED BACK CONTROL STERILE.. | INTERVENTIONAL RADIO,CARDIAC CATH
7845 | 4220341108400 | RADIAL ARTERY COMPRESSION DEVICE VARIOUS SIZES. | INTERVENTIONAL RADIO,CARDIAC CATH
7846 | 4220341108500 | PERIPHERAL VASCULAR CLOSURE DEVICE 8 FR - 10 FR. | INTERVENTIONAL RADIO,CARDIAC CATH
7847 | 4220341108600 | GUIDEWIRE ULTRA SUPER STIFF HEAVY DUTY 0.035IN-0.038IN ASSORTED LENGTHS DISPOSABLE STERILE. | INTERVENTIONAL RADIO,CARDIAC CATH
7848 | 4220341109000 | GUIDEWIRE FOR FRACTIONAL FLOW RESERVE ( FFR ) PRESSURE WIRE FOR MEASUREMENTS DISPOSABLE STERILE. | INTERVENTIONAL RADIO,CARDIAC CATH
7849 | 4220341109300 | INTRODUCER SHEATH SET NON METALLIC 10-14 FR LENGTH NOT MORE THAN 15 CM DISPOSABLE STERILE. | INTERVENTIONAL RADIO,CARDIAC CATH
7850 | 4220341109400 | INTRODUCER SHEATH FOR TRANSRADIAL / PEDIATRICTAPERED HYDROPHILIC COATED ASSORTED SIZES AND LENGTHS AS PER HOSPITAL REQUEST. | INTERVENTIONAL RADIO,CARDIAC CATH
7851 | 4220341109500 | CATHETER CORONARY GUIDING SHEATHLESS ASSORTED FRENCH SIZE-LENGTH-TIP SHAPES AS PER HOSPITAL REQUEST DISPOSABLE STERILE. | INTERVENTIONAL RADIO,CARDIAC CATH
7852 | 4220341111200 | CATHETER CORONARY GUIDING ASSORTED FRENCH SIZE-LENGTH-TIP SHAPES AS PER HOSPITAL REQUEST DISPOSABLE STERILE. | INTERVENTIONAL RADIO,CARDIAC CATH
7853 | 4220341113000 | DIAGNOSTIC CATHETER HIGH FLOW JR4 SPECIAL 5.2 FRENCH DISPOSABLE STERILE. | INTERVENTIONAL RADIO,CARDIAC CATH
7854 | 4220341114100 | ANGIOGRAPHIC BALLOON CATHETER BERMAN OR EQUIVALENT ASSORTED SIZES. | INTERVENTIONAL RADIO,CARDIAC CATH
7855 | 4220341114200 | CATHETER DIAGNOSTIC NIH WITH MARKER ASSORTED SIZES AS PER HOSPITAL REQUEST. | SUPPLEMENTARY INTERVEN RADIO,CARDIC CATH
7856 | 4220341114300 | FORCEPS FOR CARDIAC BIOPSY ASSORTED SIZES AS PER HOSPITAL REQUEST. | INTERVENTIONAL RADIO,CARDIAC CATH
7857 | 4220341114400 | OPTICAL COHERENCE TOMOGRAPHY CATHETER. | INTERVENTIONAL RADIO,CARDIAC CATH
7858 | 4220341114500 | TEMPORARY PACING CATHETER WITH BALLOON ASSORTED SIZES AS PER HOSPITAL REQUEST. | INTERVENTIONAL RADIO,CARDIAC CATH
7859 | 4220341114600 | TEMPORARY PACING CATHETER WITHOUT BALLOON ASSORTED SIZES AS PER HOSPITAL REQUEST. | INTERVENTIONAL RADIO,CARDIAC CATH
7860 | 4220341114700 | CORONARY ATHERECTOMY SYSTEM COMPLETE KIT DISPOSABLE STERILE.. | SUPPLEMENTARY INTERVEN RADIO,CARDIC CATH
7861 | 4220341114800 | VALVULOPLASTY BALLOON CATHETER KIT FOR MITRAL STENOSIS ASSORTED SIZES AS PER HOSPITAL REQUEST. | INTERVENTIONAL RADIO,CARDIAC CATH
7862 | 4220341114900 | STENT PERIPHERAL COVERED SELF-EXPANDABLE ASSORTED SIZES STENT DIAMETER AND LENGTH AS PER HOSPITAL REQUEST. | INTERVENTIONAL RADIO,CARDIAC CATH
7863 | 4220341115300 | ANTIMICROBIAL ENVELOP FOR CARDIAC ELECTROPHYSIOLOGY FOR DEVICES IMPLANTATIONS ABSORBABLE ASSORTED SIZES AS PER HOSPITAL REQUEST. | INTERVENTIONAL RADIO,CARDIAC CATH
7864 | 4220341115400 | CLOSURE DEVICE FOR LEFT ATRIAL APPENDAGE ASSORTED SIZES AS PER HOSPITAL REQUEST. | INTERVENTIONAL RADIO,CARDIAC CATH
7865 | 4220341115500 | LASER LEAD LOCKING DEVICE FOR CARDIAC ELECTROPHYSIOLOGY ASSORTED SIZES AS PER HOSPITAL REQUEST. | INTERVENTIONAL RADIO,CARDIAC CATH
7866 | 4220341115700 | FREEZING TIP ABLATION CATHETER FOR CARDIAC ELECTROPHYSIOLOGY ASSORTED SIZES AS PER HOSPITAL REQUEST. | INTERVENTIONAL RADIO,CARDIAC CATH
7867 | 4220341115800 | RADIOFREQUENCY ABLATION CATHETER FOR CARDIAC ELECTROPHYSIOLOGY IRRIGATED TIP ASSORTED SIZES AS PER HOSPITAL REQUEST. | INTERVENTIONAL RADIO,CARDIAC CATH
7868 | 4220341116400 | IMPLANTABLE LOOP RECORDER FOR ELECTROPHYSIOLOGY WITH ADVANCED ATRIAL FIBRILLATION DIAGNOSTICS. | INTERVENTIONAL RADIO,CARDIAC CATH
7869 | 4220341116900 | ASPIRATION AND ANTICOAGULATION TABLE LINE FOR CELL SAVER MUST BE COMPATIBLE WITH HOSPITAL MACHINE DISPOSABLE STERILE. | CARDIOVASCULAR SURGERY CONSUMABLES
7870 | 4220341120100 | DEVICE SUCTION ORAL AND NASAL SUCTION DEVICE AND PROTECTIVE COVER FOR NEWBORN STERILE.. | SUPPLEMENTARY GEN.SUPPLIES NURS,BURN
7871 | 4220341120200 | SUTURE POLYESTER COATED SILICON OR POLYBUTILATE MULTIFILAMENT NON-ABSORBABLE SIZE 4/0 17-18 MM 3/8 CIRCLE TAPER POINT DOUBLE ARM NEEDLE 70-75 CM GREEN STERILE | SUPPLEMENTARY GEN.CONS SURG SUT,LAP,ROB
7872 | 4220341120300 | SUTURE POLYESTER COATED SILICON OR POLYBUTILATE MULTIFILAMENT NON-ABSORBABLE SIZE 4/0 19-20 MM 3/8 CIRCLE REVERSE CUTTING NEEDLE 45-50 CM GREEN STERILE | SUPPLEMENTARY GEN.CONS SURG SUT,LAP,ROB
7873 | 4220341120500 | SUTURE POLYPROPYLENE MONOFILAMENT NON-ABSORBABLE SIZE 2/0 31 MM ( +/- 1 MM ) 1/2 CIRCLE TAPER POINT NEEDLE 70-75 CM BLUE STERILE.. | SUPPLEMENTARY GEN.CONS SURG SUT,LAP,ROB
7874 | 4220341120600 | SUTURE POLYPROPYLENE MONOFILAMENT NON-ABSORBABLE SIZE 2/0 36 MM ( +/- 1 MM ) 1/2 CIRCLE TAPER POINT DOUBLE ARM NEEDLE 120 CM ( +/- 5 CM ) BLUE STERILE | SUPPLEMENTARY GEN.CONS SURG SUT,LAP,ROB
7875 | 4220341120700 | SUTURE POLYPROPYLENE MONOFILAMENT NON-ABSORBABLE SIZE 2/0 37 MM ( +/- 1 MM ) 3/8 CIRCLE REVERSE CUTTING NEEDLE 70-75 CM BLUE STERILE | SUPPLEMENTARY GEN.CONS SURG SUT,LAP,ROB
7876 | 4220341120900 | CATHETER, CONTINUOUS CARDIAC OUTPUT, 7.5 FR X 110 CM, COMPATIBLE WITH EDWARD MONITOR OR EQUIVALENT | RESPIRATORY AND ANESTHESIA TENDER
7877 | 4220341121100 | SUTURE POLYPROPYLENE MONOFILAMENT NON-ABSORBABLE SIZE 2/0 25-26 MM 1/2 CIRCLE ROUND BODY NEEDLE 70-75 CM BLUE STERILE.. | SUPPLEMENTARY GEN.CONS SURG SUT,LAP,ROB
7878 | 4220341122100 | SUTURE POLYPROPYLENE MONOFILAMENT NON-ABSORBABLE SIZE 4/0 17-18 MM 1/2 CIRCLE TAPER POINT DOUBLE ARM NEEDLE 90-95 CM BLUE STERILE.. | SUPPLEMENTARY GEN.CONS SURG SUT,LAP,ROB
7879 | 4220341122200 | SUTURE POLYPROPYLENE MONOFILAMENT NON-ABSORBABLE SIZE 4/0 25-26 MM 1/2 CIRCLE TAPER POINT DOUBLE ARM NEEDLE 90-95 CM BLUE STERILE.. | SUPPLEMENTARY GEN.CONS SURG SUT,LAP,ROB
7880 | 4220341122300 | SUTURE POLYPROPYLENE MONOFILAMENT NON-ABSORBABLE SIZE 6/0 9.3 MM 3/8 CIRCLE TUNGSTEN-RHENIUM ALLOY ROUND BODY NEEDLE 60-65 CM BLUE STERILE.. | SUPPLEMENTARY GEN.CONS SURG SUT,LAP,ROB
7881 | 4220341122400 | SUTURE POLYESTER COATED SILICON OR POLYBUTILATE MULTIFILAMENT NON-ABSORBABLE SIZE 2/0 17-18 MM 1/2 CIRCLE TAPER CUT DOUBLE ARM NEEDLE WITH 3 X 6 MM FIRM PLEDGET 10 X 70-75 CM 5 GREEN OR BLUE 5 WHITE STERILE.. | SUPPLEMENTARY GEN.CONS SURG SUT,LAP,ROB
7882 | 4220341122500 | SUTURE POLYESTER COATED SILICON OR POLYBUTILATE MULTIFILAMENT NON-ABSORBABLE SIZE 2/0 25-26 MM 1/2 CIRCLE TAPER CUT DOUBLE ARM NEEDLE 70-75 CM GREEN STERILE.. | SUPPLEMENTARY GEN.CONS SURG SUT,LAP,ROB
7883 | 4220341122600 | SUTURE POLYESTER COATED SILICON OR POLYBUTILATE MULTIFILAMENT NON-ABSORBABLE SIZE 2/0 25-26 MM 1/2 CIRCLE TAPER CUT DOUBLE ARM NEEDLE WITH 3 X 6-7 MM FIRM PLEDGET 8-10 X 70-75 CM 5 GREEN OR BLUE 5 WHITE STERILE.. | SUPPLEMENTARY GEN.CONS SURG SUT,LAP,ROB
7884 | 4220341122700 | SUTURE POLYESTER COATED SILICON OR POLYBUTILATE MULTIFILAMENT NON-ABSORBABLE SIZE 4/0 13-14 MM 3/8 CIRCLE TAPER POINT DOUBLE ARM NEE = DLE 70-75 CM GREEN STERILE.. | SUPPLEMENTARY GEN.CONS SURG SUT,LAP,ROB
7885 | 4220341122800 | SUTURE POLYESTER COATED SILICON OR POLYBUTILATE MULTIFILAMENT NON-ABSORBABLE SIZE 5/0 13-14 MM 3/8 CIRCLE TAPER POINT DOUBLE ARM NEE = DLE 70-75 CM GREEN STERILE.. | SUPPLEMENTARY GEN.CONS SURG SUT,LAP,ROB
7886 | 4220341122900 | SUTURE STERNAL WIRES STAINLESS STEEL MONOFILAMENT NON-ABSORBABLE SIZE 5 48 MM ( +/- 1 MM ) 1/2 CIRCLE TAPER CUT HEAVY NEEDLE 4 X 45-50 CM STERILE.. | SUPPLEMENTARY GEN.CONS SURG SUT,LAP,ROB
7887 | 4220341123000 | UNIVERSAL CARDIO VASCULAR PACK 1 CREPE PAPER 60 X 60 CM 1 SURGICAL GOWN REINFORCED L SIZE WITH 2 ABSORBABLE HAND TOWEL 2 BACK TABLE COVER 190 X 210 2 ANTIMICROBIAL INCISE DRAPE 60X45 CM (DEFAULT - 6650) UTILITY DRAPE 30IN X 36IN TOP DRAPE 77 X 92 CM W/O REINF LAPAROTOMY DRAPE W /ABC 82INX126INX110IN AND POCKETS MAYO STAND COVER 31.5IN X 50IN W/7IN CUFF (LARGE) DIATHERMY BAG GAUZE SWABS 10X10 16PLY XRD SUTURE BOOTIE VESSEL LOOPS RED MINI CARBON BLADE #15CARBON BLADE #11CARBON BLADE #10 ROBBINSON CATHETER 14 FR ROBBINSON CATHETER 8 FR. BULB SYRINGE SYRINGE 5ML L/S SILK TIES SUTUER 1/0 CUT INSTRUMENT CLEANER NYLON TAPE WHITE 6MM X 70CM SUCTION CATHETER STRAIGHT 14FR SYRINGE 60ML CATHETER TIP 12Ft TUBING W/ ADAPTER 1 YANKAUER ARGYLE SUCTION TUBE (FINE TIP)GAUZE SWABS 10 X 10 16PLY XRD 3 SURGICAL GOWN REINFORCED XL SIZE WITH 6 ABSORBABLE HAND TOWEL STERILE... | SUPPLEMENTARY GENERAL CONSUMABLES
7888 | 4220341129200 | GEL, SILVER ANTIMICROBIAL HYDROGEL PROVIDES AN ANTIMICROBIAL BARRIER WITH CONTINUOUS PROTECTION FOR THE WOUND, 40 - 50 GM, (WOUND AND OSTOMY CARE) | GENERAL MEDICAL CONSUMABLES
7889 | 4220341202600 | SET STENT SILICONE COATED DOUBLE URETERAL OPEN ENDED TAPERED TIP WITH HOLES IN THE BODY WITHOUT GUIDEWIRE WITH RADIO-OPAQUE PUSHER SIZE: CH 6.0 26 CM DISPOSABLE STERILE.. | SUPPLEMENTARY GENERAL CONSUMABLES
7890 | 4220341202900 | STENT URETERAL MULTI-LENGTH 6 FRENCH 22-30 CM ( +/- 2 CM ) WITH HYDROPHILIC COATING SET WITH COMPATIBLE GUIDEWIRE STERILE.. | SUPPLEMENTARY GENERAL CONSUMABLES
7891 | 4220341203500 | SET STENT INDWELLING POLYURETHANE DOUBLE URETERAL PIGTAIL STENT OPEN ENDED TAPERED TIP WITH HOLES IN THE BODY LOCKABLE PUSHER WITH LONG GUIDEWIRE RADIO-OPAQUE SIZE: CH 6.0 26CM DISPOSABLE STERILE.... | SUPPLEMENTARY GENERAL CONSUMABLES
7892 | 4220341203800 | STENT, COLONIC, METALLIC, PARTIALLY COVERED, SELF EXPANDING, ASSORTED SIZES AND DIAMETERS | ENDOSCOPY CONSUMABLES SUPPLIES
7893 | 4220341204100 | STENT, BILIARY, DOUBLE PIGTAIL PLASTIC, WITH POSITION MARKER, (WITHOUT DELIVERY SYSTEM AND PUSHER), ASSORTED SIZES | ENDOSCOPY CONSUMABLES SUPPLIES
7894 | 4220341204600 | STENT, ESOPHAGEAL, METALLIC, COVERED, WITH ANT REFLUX VALVE AND ANTIMIGRATORY DESIGN, ASSORTED SIZES AND DIAMETERS | ENDOSCOPY CONSUMABLES SUPPLIES
7895 | 4220341204900 | STENT, BILIARY, FULLY COVERED, METALLIC, SHORT WIRE SYSTEM, ASSORTED LENGTH, ASSORTED DIAMETER | ENDOSCOPY CONSUMABLES SUPPLIES
7896 | 4220341206400 | STENT, PANCREATIC, PLASTIC, STRAIGHT, WITHOUT INTERNAL FLAP, (STENT WITHOUT PUSHER), ASSORTED SIZES | ENDOSCOPY CONSUMABLES SUPPLIES
7897 | 4220341206700 | STENT, BILIARY, PARTIALLY COVERED, METALLIC, SHORT WIRE SYSTEM, ASSORTED LENGTH, ASSORTED DIAMETER | ENDOSCOPY CONSUMABLES SUPPLIES
7898 | 4220341207500 | STENT SET, BILIARY, PRELOADED PLASTIC STENT, ASSORTED TYPES, (WITH DELIVERY SYSTEM AND PUSHER), LONG WIRE SYSTEM, ASSORTED SIZES | ENDOSCOPY CONSUMABLES SUPPLIES
7899 | 4220341207600 | STENT, BILIARY, METALLIC, UNCOVERED, SHORT WIRE SYSTEM, ASSORTED LENGTH, ASSORTED DIAMETER | ENDOSCOPY CONSUMABLES SUPPLIES
7900 | 4220341210000 | SET STENT INDWELLING POLYURETHANE DOUBLE URETERAL PIGTAIL STENT OPEN ENDED TAPERED TIP WITH HOLES IN THE BODY WITH COMPATIBLE GUIDEWIRE WITH RADIO-OPAQUE PUSHER SIZE: CH 4.7 - 5.0 12 CM DISPOSABLE STERILE.. | SUPPLEMENTARY GENERAL CONSUMABLES
7901 | 4220341210100 | SET STENT INDWELLING POLYURETHANE DOUBLE URETERAL PIGTAIL STENT OPEN ENDED TAPERED TIP WITH HOLES IN THE BODY WITH COMPATIBLE GUIDEWIRE WITH RADIO-OPAQUE PUSHER SIZE: CH 4.7 - 5.0 14 CM DISPOSABLE STERILE.. | SUPPLEMENTARY GENERAL CONSUMABLES
7902 | 4220341210500 | SET STENT SILICONE COATED DOUBLE URETERAL OPEN ENDED TAPERED TIP WITH HOLES IN THE BODY WITHOUT GUIDEWIRE WITH RADIO-OPAQUE PUSHER SIZE: CH 7.0 26 CM DISPOSABLE STERILE.. | SUPPLEMENTARY GENERAL CONSUMABLES
7903 | 4220341210600 | SET STENT INDWELLING POLYURETHANE DOUBLE URETERAL PIGTAIL STENT OPEN ENDED TAPERED TIP WITH HOLES IN THE BODY WITHOUT GUIDEWIREWITH RADIO-OPAQUE PUSHER SIZE: CH 8 24 CM DISPOSABLE STERILE.. | SUPPLEMENTARY GENERAL CONSUMABLES
7904 | 4220341210700 | STENT INDWELLING SOFT POLYURETHANE DOUBLE URETERAL PIGTAIL STENT WITH COMPATIBLE GUIDEWIRE AND RADIO - OPAQUE PUSHER 14 CM LONG SIZE: 3.7-4 FR DISPOSABLE STERILE.. | SUPPLEMENTARY GENERAL CONSUMABLES
7905 | 4220341210900 | SET STENT URETERAL TUMOR WITHOUT EYES WITH COMPATIBLE GUIDEWIRE WITH RADIO-OPAQUE PUSHER SIZE: CH 8.0 26 CM DISPOSABLE STERILE.. | SUPPLEMENTARY GENERAL CONSUMABLES
7906 | 4220341211000 | SET STENT URETERAL TUMOR WITHOUT EYES WITH COMPATIBLE GUIDEWIRE WITH RADIO-OPAQUE PUSHER SIZE: CH 7.0 28 CM DISPOSABLE STERILE.. | SUPPLEMENTARY GENERAL CONSUMABLES
7907 | 4220341211100 | SET STENT URETERAL TUMOR WITHOUT EYES WITH COMPATIBLE GUIDEWIRE = WITH RADIO-OPAQUE PUSHER SIZE: CH 7.0 26 CM DISPOSABLE STERILE.. | SUPPLEMENTARY GENERAL CONSUMABLES
7908 | 4220341211200 | SET STENT URETERAL TUMOR WITHOUT EYES WITH COMPATIBLE GUIDEWIRE WITH RADIO-OPAQUE PUSHER SIZE: CH 8.0 28 CM DISPOSABLE STERILE.. | SUPPLEMENTARY GENERAL CONSUMABLES
7909 | 4220341211600 | STENT INDWELLING SOFT POLYURETHANE DOUBLE URETERAL PIGTAIL STENT WITH COMPATIBLE GUIDEWIRE AND RADIO - OPAQUE PUSHER 18 CM LONG SIZE: 3.7-4 FR DISPOSABLE STERILE.. | SUPPLEMENTARY GENERAL CONSUMABLES
7910 | 4220341211700 | STENT URETERAL MULTI-LENGTH 4.7-5 FRENCH 22-30 CM ( +/- 2 CM ) WITH HYDROPHILIC COATING SET WITH COMPATIBLE GUIDEWIRE STERILE.. | SUPPLEMENTARY GENERAL CONSUMABLES
7911 | 4220341211800 | STENT URETERAL MULTI-LENGTH 7 FRENCH 22-30 CM ( +/- 2 CM ) WITH HYDROPHILIC COATING SET WITH COMPATIBLE GUIDEWIRE STERILE.. | SUPPLEMENTARY GENERAL CONSUMABLES
7912 | 4220341212200 | STETHOSCOPE ADULT DOUBLE TUBE CARDIOLOGY DUAL HEAD U SHAPE SOFT SILICONE EAR TIPS LENGTH 50 -70 CM.. | SUPPLEMENTARY GEN.SUPPLIES NURS,BURN
7913 | 4220341212300 | STETHOSCOPE ADULT DUAL TUBE U SHAPE SOFT SILICONE EAR TIPS LENGTH 50 -70 CM.. | SUPPLEMENTARY GEN.SUPPLIES NURS,BURN
7914 | 4220341212400 | STETHOSCOPE INFANT DUAL HEAD U SHAPE SOFT SILICONE EAR TIPS DIAMETER 23MM (+/- 2MM) LENGTH 50 -70 CM.. | SUPPLEMENTARY GEN.SUPPLIES NURS,BURN
7915 | 4220341402400 | DIALYZER HIGH FLUX WITH ANTI-THROMBOGENIC HOLLOW FIBER MEMBRANE MATERIAL: HEPARIN: AN69 ST MEMBRANE/ SURFACE AREA 2.15 M HIGH ULTRAF ILTRATION COEFFICIENT 65 ML/HR/MMHG. STERILIZATION BY STEAM OR BETA GAMMA RADIATION | RENAL SUPPLEMENTARY
7916 | 4220341402500 | DIALYZER HIGH FLUX HOLLOW FIBER MEMBRANE MATERIAL: POLYSULFON AND ITS DERIVATIVES SURFACE AREA 2.2 - 2.5 M 2 HIGH ULTRA FILTRATION COEFFICIENT 82 - 93 ML/HR/ 1 MMHG STERILIZED BY STEAM OR BETA GAMMA RADIATION | RENAL SUPPLEMENTARY
7917 | 4220341402600 | DIALYZER, HIGH FLUX, HOLLOW FIBER, MEMBRANE MATERIAL: POLYSULFON AND ITS DERIVATIVES, SURFACE AREA 1.7 - 1.8 M 2, HIGH ULTRAFILTRATION COEFFICIENT 20 - 30 ML/HR/MMHG, STERILIZATION: STEAM OR BETA GAMMA RADIATION | RENAL SUPPLEMENTARY
7918 | 4220341403200 | IVC FILTER (INFERIOR VENA CAVA) FOR FEMORAL/JUGULAR APPROACH AS PER HOSPITAL REQUEST RETRIEVABLE MRI SAFE. | INTERVENTIONAL RADIO,CARDIAC CATH
7919 | 4220341500100 | STABILIZER ARM STAINLESS-STEEL PROVIDE A VERSATILE COMBINATION OF STABILIZATION POSITIONING AND RETRACTION DURING ON- AND OFF-PUMP CARDIAC SURGERY 360-DEGREE ROTATION SHAFT CONNECTION STERILE. | CARDIOVASCULAR SURGERY CONSUMABLES
7920 | 4220341500400 | STABILIZER TISSUE C-SHAPE - WITH BALL CONNECTOR, STAINLESS STEEL (OR EQUIVALENT), REUSABLE | SURGICAL INSTRUMENT TENDER
7921 | 4220341500700 | PICC LINE TRAY INCLUDE: 1 SURGICAL GOWN LARGE WITH 2 ABSORBENT TOWEL 1 SURGICAL GOWN X- LARGE WITH 2 ABSORBENT TOWEL 1 BACK TABLE COVER 60 INCH X 90 INCH ULTRASOUND TRANSDUCER COVER 2 OP TOWEL 53 X 63 CM 10 GAUZE SWABS 10 X 10 16PLY XRD 2 TEGADERM DRESSING 10X12CM 1 SYRINGE 10ML L/L 1 1 SYRINGE 20ML L/L 3 SPONGE STICK 6 INCH 1 NEEDLE COUNTER COUNT20 MAG/FOAM KIDNEY BOWEL 800 ML 1 HALF DEEP 14 X 25 X 5 CM1 MOSQUITO FORCEPS 5 INCH STRAIGHT 1 SCISSORS BL/SH 5 INCH STRAIGHT 1 SAFETY SCALPEL BLADE 11 INCH 1 FLUORO COVER 32 INCH DIA WITH 23.5 INCH DEPTH 4 TOWEL CLAMPS 1 MEDICATION LABEL SHEET 1 NEEDLE 25G X 1.5 INCH STERILE... | SUPPLEMENTARY GENERAL CONSUMABLES
7922 | 4220341601100 | 3D MAPPING AF KIT INCLUDING: 1) NAVIGATION IRRIGATED CATHETER UNI-DIRECTIONAL BI- DIRECTIONAL. ASSORTED CURVES. 2) 3D MAPPING PATCH. 3) 3D MAPPING CATHETER UP TO 22 PINS DEFLECTABLE TIP. (TYPES WILL BE SPECIFIED BY END USER UPON DELIVERY ENOUGH CONNECTORS COMPATIBLE WITH CATHETER IN EVERY CASE MUST BE PROVIDED FREE OF CHARGE) DISPOSABLE STERILE.. | INTERVENTIONAL RADIO,CARDIAC CATH
7923 | 4220341601300 | RADIOFREQUENCY ABLATION CATHETER FOR CARDIAC ELECTROPHYSIOLOGY IRRIGATED TIP ENABLED SENSOR ASSORTED SIZES AS PER HOSPITAL REQUEST. | INTERVENTIONAL RADIO,CARDIAC CATH
7924 | 4220341604700 | LEFT BUNDLE/HIS DELIVERY SYSTEM FOR CARDIAC ELECTROPHYSIOLOGY ASSORTED SIZES AS PER HOSPITAL REQUEST. | INTERVENTIONAL RADIO,CARDIAC CATH
7925 | 4220341605300 | CATHETER ENABLES PULSED FIELD AND RADIOFREQUENCY NAVIGATION BIDIRECTIONAL IRRIGATED MULTI-ELECTRODES HIGH DENSITY MAPPING AND ABLATI = ON.. | SUPPLEMENTARY INTERVEN RADIO,CARDIC CATH
7926 | 4220341605400 | PULSED FIELD ABLATION (PFA) CATHETER WITH ALL NEEDED ACCESSORIES DISPOSABLE STERILE ASSORTED SIZES AND SHAPES AS PER HOSPITAL REQUEST. | SUPPLEMENTARY INTERVEN RADIO,CARDIC CATH
7927 | 4220341700400 | GUIDE FOR ENDOVASCULAR AORTIC REPAIR AND FIXATION ASSORTED SIZES AS PER HOSPITAL REQUEST DISPOSABLE STERILE. | CARDIOVASCULAR SURGERY CONSUMABLES
7928 | 4220341700700 | STENT ENDOVASCULAR ILIAC EXTENSION SELF EXPANDABLE WOVEN MULTIFILAMENT POLYESTER ASSORTED SIZES AS PER HOSPITAL REQUEST.. | INTERVENTIONAL RADIO,CARDIAC CATH
7929 | 4220341777700 | CARDIAC ASSIST DEVICE, SURGICALLY IMPLANTED HEART PUMP, GENERATES BLOOD FLOW FROM LEFT VENTRICLE TO THE AORTA, COMPLETE KIT | CARDIOVASCULAR SURGERY CONSUMABLES
7930 | 4220341777800 | CONFORMABLE STENT GRAFT ENDOPROSTHESIS FOR THORACIC AORTIC TRAUMA TYPE B DISSECTION ANEURYSM NITINOL STENT EPTFE SUTURELESS CONSTRUCTION MULTIPLE STAGED DEPLOYMENT DELIVERY SYSTEM ENABLES ADJUSTMENT PLACEMENT AND PROXIMAL ANGULATION TO PREVENT BIRD BEAK AND ENDO LEAK. UNIQE TREATMENT RANGE STARTING FROM 16MM DIAMETER. ASSORTED SIZES AS PER HOSPITAL REQUEST.. | CARDIOVASCULAR SURGERY CONSUMABLES
7931 | 4220341777900 | CONFORMABLE STENT GRAFT ENDOPROSTHESIS FOR ABDOMINAL AORTIC ANEURYSM NITINOL STENT SUTURELESS CONSTRUCTION EPTFE MULTIPLE STAGED DEPLOYMENT DELIVERY SYSTEM ENABLES ADJUSTMENT PLACEMENT AND ANGULATION FOR PRECISE POSITIONING. INDICATED TO TREAT HOSTILE INFRARENAL NECK UP TO 90 DEGREE. INDICATED TO TREAT YOUNG PATIENTS’ ANATOMY STARTING FROM 16MM. ASSORTED SIZES AS PER HOSPITAL REQUEST.. | CARDIOVASCULAR SURGERY CONSUMABLES
7932 | 4220342003400 | MICRO SNARE, FOR NEURO VASCULATURES, SINGLE LOOP, SIZE: 2 - 7 MM AS PER HOSPITAL REQUEST, DISPOSABLE, STERILE | NEUROSCIENCES CONSUMABLES SUPPLEMENTARY
7933 | 4220342400300 | CLOSURE DEVICE SUTURE GRASPER DISPOSABLE STERILE.. | SUPPLEMENTARY GEN.CONS SURG SUT,LAP,ROB
7934 | 4220342400500 | PERIPHERAL VASCULAR CLOSURE DEVICE 5 FR - 8 FR. | INTERVENTIONAL RADIO,CARDIAC CATH
7935 | 4220342405700 | TROCAR BLADELESS OPTICAL 12 X 100 MM WITH OBTURATOR AND STABILITY SLEEVE TRANSPARENT DISPOSABLE STERILE. | SUPPLEMENTARY GEN.CONS SURG SUT,LAP,ROB
7936 | 4220342600000 | TORQUE DEVICE COMPATIBLE WITH GUIDEWIRES BETWEEN 0.010 INCH AND 0.038 INCH DISPOSABLE STERILE. | INTERVENTIONAL RADIO,CARDIAC CATH
7937 | 4220342605200 | GUIDEWIRE PERIPHERAL INTERVENTION INTERMEDIATE TIP LOAD 0.014IN J-TIP OR STRAIGHT ASSORTED RANGE AND SIZES AS PER HOSPITAL REQUEST. | SUPPLEMENTARY INTERVEN RADIO,CARDIC CATH
7938 | 4220342605300 | GUIDEWIRE PERIPHERAL INTERVENTION WORKHORSE/FLOPPY 0.014IN J-TIP OR STRAIGHT ASSORTED RANGE AND SIZES AS PER HOSPITAL REQUEST. | SUPPLEMENTARY INTERVEN RADIO,CARDIC CATH
7939 | 4220342800100 | Y-CONNECTOR, HEMOSTATIC VALVE, ROTATING MALE LUER LOCK, FEMALE LUER LOCK SIDEPORT, DISPOSABLE, STERILE | NEUROSCIENCES CONSUMABLES SUPPLEMENTARY
7940 | 4220342800200 | VALVE HEMOSTATIC 3 - WAYS FOR PTCA INNER LUMEN DIAMETER > 3 MM WITH TORQUE DEVICE AND INTRODUCER NEEDLE DISPOSABLE STERILE.. | INTERVENTIONAL RADIO,CARDIAC CATH
7941 | 4220343001400 | DIAGNOSTIC CATHETER FOR CARDIAC ELECTROPHYSIOLOGY CORONARY SINUS ( CS ) DEFLECTABLE TIP ASSORTED SIZES AND CURVES AS PER HOSPITAL REQUEST. | INTERVENTIONAL RADIO,CARDIAC CATH
7942 | 4220343001500 | DIAGNOSTIC CATHETER FOR CARDIAC ELECTROPHYSIOLOGY QUADRIPOLAR ASSORTED SIZES AND CURVES AS PER HOSPITAL REQUEST. | INTERVENTIONAL RADIO,CARDIAC CATH
7943 | 4220343002700 | 3D MAPPING CATHETER FOR CARDIAC ELECTROPHYSIOLOGY ENABLED SENSOR HIGH DENSITY ASSORTED SIZES AS PER HOSPITAL REQUEST. | INTERVENTIONAL RADIO,CARDIAC CATH
7944 | 4220343321400 | CORONARY CATHETER FOR CTO CROSSING TO DELIVER A GUIDEWIRE VIA TRUE LUMEN OR SUBINTIMAL PATHWAYS HYDROPHILIC COATED MULTI-WIRE COILED SHAFT FAST SPINNING 0.014 INCH GUIDEWIRE DISPOSABLE STERILE. | SUPPLEMENTARY INTERVEN RADIO,CARDIC CATH
7945 | 4220343352600 | REPERFUSION CATHETER, FOR NEURO VASCULATURES, INNER DIAMETER NOT LESS THAN 0.072, CATHETER LENGTH MORE THAN 135 CM, DISPOSABLE, STERILE | NEUROSCIENCES CONSUMABLES SUPPLEMENTARY
7946 | 4220343359500 | CATHETER CORONARY DIAGNOSTIC ANGIOGRAPHIC HIGH FLOW ASSORTED FRENCH SIZE-LENGTH-TIP SHAPES AS PER HOSPITAL REQUEST DISPOSABLE STERILE. | INTERVENTIONAL RADIO,CARDIAC CATH
7947 | 4220343359600 | CATHETER DIAGNOSTIC ANGIOGRAPHIC SHORT EXCHANGE AREA FOR THE WIRE (TIP ONLY) MULTI-TRACK OR EQUIVALENT ASSORTED SIZES AS PER HOSPITAL REQUEST DISPOSABLE STERILE.. | INTERVENTIONAL RADIO,CARDIAC CATH
7948 | 4220343359700 | CATHETER DIAGNOSTIC ANGIOGRAPHIC ASSORTED FRENCH SIZE-LENGTH-TIP SHAPES AS PER HOSPITAL REQUEST DISPOSABLE STERILE. | INTERVENTIONAL RADIO,CARDIAC CATH
7949 | 4220343359800 | CATHETER DIAGNOSTIC ANGIOGRAPHIC HYDROPHILIC TIP COATING ASSORTED FRENCH SIZE-LENGTH-TIP SHAPES AS PER HOSPITAL REQUEST DISPOSABLE STERILE. | INTERVENTIONAL RADIO,CARDIAC CATH
7950 | 4220343359900 | CATHETER DIAGNOSTIC ANGIOGRAPHIC 100% HYDROPHILIC ASSORTED FRENCH SIZE-LENGTH-TIP SHAPES AS PER HOSPITAL REQUEST DISPOSABLE STERILE. | INTERVENTIONAL RADIO,CARDIAC CATH
7951 | 4220343360000 | CATHETER DIAGNOSTIC ANGIOGRAPHIC FLUSH CATHETER ASSORTED FRENCH SIZE-LENGTH-TIP SHAPES AS PER HOSPITAL REQUEST DISPOSABLE STERILE. | INTERVENTIONAL RADIO,CARDIAC CATH
7952 | 4220343360100 | CATHETER DIAGNOSTIC ANGIOGRAPHIC SIZING/MEASURING CATHETER MARKED WITH RADIOPAQUE MARKERS (FOR MEASURING THE LENGTH OF BLOOD VESSELS) WITH SIDE HOLES ASSORTED FRENCH SIZE-LENGTH-TIP SHAPES AS PER HOSPITAL REQUEST DISPOSABLE STERILE. | INTERVENTIONAL RADIO,CARDIAC CATH
7953 | 4220343802100 | GUIDEWIRE HYDROPHILIC COATED STRAIGHT TIP 0.018 X 240-260 CM LENGTH DISPOSABLE STERILE.. | SUPPLEMENTARY GENERAL CONSUMABLES
7954 | 4220344000700 | MICRO DILATATION BALLOON CATHETER HYDROPHILIC COATED KINK RESISTANT 150-170 CM DISPOSABLE STERILE. | INTERVENTIONAL RADIO,CARDIAC CATH
7955 | 4220344407400 | KIT CATHETER FOR ADULT CHEMOTHERAPY PRE - ATTACHED PLASTIC PORT 9 - 9.6 FR SILICONE TUBE STERILE.. | SUPPLEMENTARY GENERAL CONSUMABLES
7956 | 4220344700200 | MATCHED FLUID THERAPY KIT TO PROTECT CARDIAC PATIENT AGAINST CONTRAST INDUCED NEPHROPATHY THE KIT CONTAINS: ONE INFUSION SET ONE COLLECTION SET ONE EXTENSION SET) COMPATIBLE WITH RENAL GUARD CLOSED LOOP FLUID MANAGEMENT CONSOLE DISPOSABLE STERILE. ONE RENAL GUARD CONSOLE WILL BE PROVIDED FREE OF CHARGE WITH EACH 100 ORDERED SETS. | INTERVENTIONAL RADIO,CARDIAC CATH
7957 | 4220344700700 | BIOPSY NEEDLE DEVICE TWO FIRING MODES SEMI-AUTOMATIC MODE AND AUTOMATIC MODE DUAL ADJUSTABLE PENETRATION DEPTH 18 MM AND 25 MM SIZES 14G - 20G X 10 -20 CM. | SUPPLEMENTARY GENERAL CONSUMABLES
7958 | 4220344701000 | CUFFED PLEURAL DRAINAGE CATHETER KIT FOR CHRONIC USE USING NEGATIVE PRESSURE TECHNOLOGY. | INTERVENTIONAL RADIO,CARDIAC CATH
7959 | 4220344701400 | CLOSE SYSTEM DISPOSAL BAG FOR SALINE AND CONTRAST THAT USING DURING INTERVENTIONAL PROCEDURES. | INTERVENTIONAL RADIO,CARDIAC CATH
7960 | 4220344701700 | OCCLUSION BALLOON MICRO FOR NEURO INTERVENTION DUAL LUMEN DISTAL INNER DIAMETER NOT MORE THAN 0.010. | INTERVENTIONAL RADIO,CARDIAC CATH
7961 | 4220344701800 | DISTAL ACCESS CATHETER FOR NEURO INTERVENTION 5-6 FR LENGTH NOT LESS THAN 110 CM. | INTERVENTIONAL RADIO,CARDIAC CATH
7962 | 4220344701900 | STEERABLE INTRODUCER SHEATH FOR CARDIAC ELECTROPHYSIOLOGY WITH TIP MARKER 8 - 9 FRENCH ASSORTED SIZES AS PER HOSPITAL REQUEST. | INTERVENTIONAL RADIO,CARDIAC CATH
7963 | 4220344702100 | GUIDING SHEATH NYLON SHAFT REINFORCED WITH STAINLESS STEEL COIL DISTAL HYDROPHILIC COATING SOFT TIP WITH RADIOPAQUE MARKER SECURE HEMOSTASIS ANTI KINKING ASSORTED SIZES AND SHAPES AS PER HOSPITAL REQUEST. | INTERVENTIONAL RADIO,CARDIAC CATH
7964 | 4220344702400 | SNUGGERS, RUBBER, ASSORTED SIZES AS PER HOSPITAL REQUEST, DISPOSABLE, STERILE | CARDIOVASCULAR SURGERY CONSUMABLES
7965 | 4220344702600 | INTRAVASCULAR ULTRASOUND CATHETER FOR PERIPHERAL ASSORTED SIZES AS PER HOSPITAL REQUEST. | INTERVENTIONAL RADIO,CARDIAC CATH
7966 | 4220344703000 | NEURO MICRO GUIDEWIRE MADE OF STAINLESS STEEL HYDROPHILIC COATED 0.008 INCH ASSORTED TIP SHAPES AND LENGTHS AS PER HOSPITAL REQUEST. | INTERVENTIONAL RADIO,CARDIAC CATH
7967 | 4220344703100 | NEURO MICRO GUIDEWIRE MADE OF STAINLESS STEEL HYDROPHILIC COATED 0.014 INCH ASSORTED TIP SHAPES NOT LESS THAN 300 CM. | INTERVENTIONAL RADIO,CARDIAC CATH
7968 | 4220344703400 | GUIDEWIRE FOR NEURO VASCULAR HYBRID NITINOL AND STAINLESS STEEL TAPERED DISTAL DIAMETER 0.008 INCH AND PROXIMAL DIAMETER 0.012 INCH LENGTH NOT LESS THAN 200 CM. | INTERVENTIONAL RADIO,CARDIAC CATH
7969 | 4220344703500 | GUIDEWIRE FOR NEURO VASCULAR HYBRID NITINOL AND STAINLESS STEEL DISTAL DIAMETER 0.012 INCH AND PROXIMAL DIAMETER 0.014 INCH LENGTH NOT LESS THAN 200 CM. | INTERVENTIONAL RADIO,CARDIAC CATH
7970 | 4220344703600 | GUIDEWIRE FOR NEURO VASCULAR HYBRID NITINOL AND STAINLESS STEEL DISTAL DIAMETER 0.010 INCH AND PROXIMAL DIAMETER 0.010 INCH LENGTH NOT LESS THAN 300 CM. | INTERVENTIONAL RADIO,CARDIAC CATH
7971 | 4220344704100 | LONG INTRODUCING SHEATH 45 - 90 CM WITH REMOVABLE HEMOSTATIC VALVE ASSORTED SIZES AS PER HOSPITAL REQUEST. | INTERVENTIONAL RADIO,CARDIAC CATH
7972 | 4220344704200 | INTRASACCULAR FLOW DISRUPTOR DEVICE NEUROVASCULAR SINGLE LAYER NITINOL ASSORTED SIZES/SHAPES AS PER HOSPITAL REQUEST. DETACHMENT DEVICE SHOULD BE PROVIDED WITH EACH DEVICE. | INTERVENTIONAL RADIO,CARDIAC CATH
7973 | 4220344705000 | VENOUS DRAINAGE CANNULA AND CIRCUIT INTENDED FOR THE REMOVAL OF FRESH SOFT THROMBI OR EMBOLI. | SUPPLEMENTARY CARDIOVASCULAR SURG SUPPL.
7974 | 4220344705200 | MICROCATHETER TORQUEABLE NITINOL 0.021 - 0.027 IN COMPATIBLE WITH GLUE DMSO ALCOHOL AND CHEMOTHERAPY USED WITH POWER INJECTION UP TO 1200 PSI PRELOADED MICROWIRE ASSORTED SIZES AS PER HOSPITAL REQUEST. | INTERVENTIONAL RADIO,CARDIAC CATH
7975 | 4220344705500 | GUIDEWIRE STEERABLE SHAPEABLE TIP NITINOL DIAMOND CUT 0.014 - 0.016 IN ASSORTED SIZES AS PER HOSPITAL REQUEST. | INTERVENTIONAL RADIO,CARDIAC CATH
7976 | 4220344705600 | GUIDEWIRE PERIPHERAL STAINLESS STEEL HYDROPHILIC COATING SHAPEABLE TIP 0.014/ 0.018 INCH ASSORTED TIP LOADS / LENGTHS AS PER HOSPITAL REQUEST. | INTERVENTIONAL RADIO,CARDIAC CATH
7977 | 4220344705700 | MICROCATHETER FOR NEUROVASCULAR COMPATIBLE WITH INTRASACCULAR FLOW DISRUPTOR NITINOL DEVICE ASSORTED SIZES AS PER HOSPITAL REQUEST. | INTERVENTIONAL RADIO,CARDIAC CATH
7978 | 4220344706100 | DIAGNOSTIC CATHETER FOR CARDIAC ELECTROPHYSIOLOGY CORONARY SINUS ( CS ) NON DEFLECTABLE TIP ASSORTED SIZES AND CURVES AS PER HOSPITAL REQUEST. | INTERVENTIONAL RADIO,CARDIAC CATH
7979 | 4220344706300 | CATHETER BALLOON WEDGE-PRESSURE ASSORTED SIZES DISPOSABLE STERILE. | INTERVENTIONAL RADIO,CARDIAC CATH
7980 | 4220344706400 | EXTRA COMPLIANT OCCLUSION BALLOON CATHETER NEUROVASCULAR 4 MM SINGLE/DUAL LUMEN HYDROPHILIC COATING USE WITH DMSO AND LIQUID EMBOLIC AGENTS ASSORTED SIZES AS PER HOSPITAL REQUEST. | INTERVENTIONAL RADIO,CARDIAC CATH
7981 | 4220344706800 | LONG GUIDING SHEATH FOR NEURO VASCULAR ROUNDED FLEXIBLE DISTAL TIP INNER DIAMETER NOT LESS THAN 0.088 INCH ASSORTED LENGTHS AS PER HOSPITAL REQUEST. | INTERVENTIONAL RADIO,CARDIAC CATH
7982 | 4220344706900 | DELIVERY ASSIST CATHETER FOR NEURO INTERVENTION BULB TOTAL LENGTH NOT LESS THAN 150 CM. | INTERVENTIONAL RADIO,CARDIAC CATH
7983 | 4220344707000 | MICROCATHETER FOR NEUROVASCULAR 0.027 IN MICROCATHETER SYSTEM STRAIGHT TIP CATHETER LENGTH NOT LESS THAN 130 CM DISPOSABLE STERILE. | INTERVENTIONAL RADIO,CARDIAC CATH
7984 | 4220344707400 | GUIDING CATHETER FOR NEUROINTERVENTIONAL PROCEDURES HYDROPHILIC COATING 5 FRENCH ASSORTED SHAPES AND LENGTHS AS PER HOSPITAL REQUEST. | INTERVENTIONAL RADIO,CARDIAC CATH
7985 | 4220344707500 | NEURO CATHETER SIZE 5 AND 6F WITH INNER DIAMETER 0.040 - 0.042 INCH LENGTH NOT LESS THAN 105 CM ASSORTED SHAPES AS PER HOSPITAL REQUEST. | INTERVENTIONAL RADIO,CARDIAC CATH
7986 | 4220344707600 | REVASCULARIZATION DEVICE, FOR NEURO VASCULAR, CLOSED CELL, HAS VISIBLE PROXIMAL AND DISTAL RADIOPAQUE MARKERS, ASSORTED SIZES, LENGTH NOT MORE THAN 20 MM, COMPATIBLE WITH 0.017 MICROCATHETER, STERILE. | NEUROSCIENCES CONSUMABLES SUPPLEMENTARY
7987 | 4220344707900 | DISPOSABLE KIT FOR CO2 INJECTOR SYSTEM COMPATIBLE WITH DIFFERENT AUTOMATIC CO2 INJECTION MACHINES. | INTERVENTIONAL RADIO,CARDIAC CATH
7988 | 4220344708000 | MICROCATHETER FOR NEUROVASCULAR 0.017 IN MICROCATHETER SYSTEM STRAIGHT TIP TWO GOLD DISTAL MARKERS CATHETER LENGTH NOT LESS THAN 150 CM DISPOSABLE STERILE. | INTERVENTIONAL RADIO,CARDIAC CATH
7989 | 4220344708100 | PEEL AWAY INTRODUCER SET 3-5 FR X 5 - 7.5 CM 21 - 22G NEEDLE NITINOL GUIDEWIRE ASSORTED SIZES AS PER HOSPITAL REQUEST. | INTERVENTIONAL RADIO,CARDIAC CATH
7990 | 4220344708300 | ASPIRATION CATHETER WITH ASPIRATION TUBE FOR REMOVAL OF FRESH AND SOFT EMBOLI AND THROMBI FROM VESSELS IN CORONARY ARTERY ASSORTED SIZES AS PER HOSPITAL REQUEST. | INTERVENTIONAL RADIO,CARDIAC CATH
7991 | 4220344708600 | NEURO VASCULAR CLOT UNIVERSAL ASPIRATION TUBE WITH CLAMP 300 CM FOR STROKE TREATMENT. | INTERVENTIONAL RADIO,CARDIAC CATH
7992 | 4220344708700 | NEURO VASCULAR CLOT UNIVERSAL ASPIRATION SUCTION JAR FOR STROKE TREATMENT. | INTERVENTIONAL RADIO,CARDIAC CATH
7993 | 4220344708800 | NEURO VASCULAR CLOT UNIVERSAL LINER SET WITH CLOT FINDER SPECIMEN CUP (FILTER FOR STROKE TREATMENT). | INTERVENTIONAL RADIO,CARDIAC CATH
7994 | 4220344708900 | REVASCULARIZATION DEVICE FOR NEURO VASCULAR HAS VISIBLE PROXIMAL AND DISTAL RADIOPAQUE MARKERS ASSORTED SIZES COMPATIBLE WITH 0.021 - 0.027 INCH MICROCATHETER STERILE. | INTERVENTIONAL RADIO,CARDIAC CATH
7995 | 4220344709000 | REPERFUSION CATHETER FOR NEURO VASCULATURES INNER DIAMETER NOT MORE THAN 0.072 CATHETER LENGTH NOT LESS THAN 120 CM. | INTERVENTIONAL RADIO,CARDIAC CATH
7996 | 4220344709200 | REPERFUSION CATHETER FOR NEURO VASCULATURES INNER DIAMETER NOT MORE THAN 0.062 CATHETER LENGTH NOT LESS THAN 120 CM. | INTERVENTIONAL RADIO,CARDIAC CATH
7997 | 4220344710100 | CATHETER SYSTEM USING INSIDE OUT ACCESS METHOD FOR CHRONICALLY OCCLUDED CENTRAL VEINS. | INTERVENTIONAL RADIO,CARDIAC CATH
7998 | 4220344710200 | PEDIATRIC PICC LINE COMPLETE KIT CUFFED SINGLE OR DOUBLE LUMEN ASSORTED SIZES AS PER HOSPITAL REQUEST. | INTERVENTIONAL RADIO,CARDIAC CATH
7999 | 4220344710700 | BONE BIOPSY SET ASSORTED SIZES AS PER HOSPITAL REQUEST DISPOSABLE STERILE. | SUPPLEMENTARY INTERVEN RADIO,CARDIC CATH
8000 | 4220344710800 | PERCUTANEOUS HYDRO DISCECTOMY KIT INCLUDES STRAIGHT OR CURVED ACCESS CANNULA WITH GUIDEWIRE DILATOR SPINAL NEEDLE. | INTERVENTIONAL RADIO,CARDIAC CATH
8001 | 4220344710900 | BREAST BIOPSY PACK INCLUDING: 10 GAUZE 10X10 CM 2 SYRINGE 10CC 1 ULTRASOUND COVER 1 SKIN PREP 3ML (2% CHLORHEXIDINE GLUCONATE WITH 70% ISOPROPYL ALCOHOL) 4 UTILITY DRAPE 50 X50 CM 1 SPECIMEN BOTTLE 1 LUBRICANT GEL STERILE... | SUPPLEMENTARY GENERAL CONSUMABLES
8002 | 4220344711000 | BREAST TISSUE MARKER WITH HYDROGEL PLUG PRE-LOADED PROVIDES LONG TERM UNMATCHED ULTRASOUND VISIBILITY. | SUPPLEMENTARY INTERVEN RADIO,CARDIC CATH
8003 | 4220344711100 | BREAST TISSUE MARKER CERAMIC PRELOADED IN GLUCAN CARRIER. | INTERVENTIONAL RADIO,CARDIAC CATH
8004 | 4220344711200 | BREAST TISSUE MARKER RAPID COLLAGEN EXPANSION ANCHORS. | INTERVENTIONAL RADIO,CARDIAC CATH
8005 | 4220344711300 | BREAST TISSUE MARKER 2 CLIBES BRADED OPTIMAL VISIBILITY FOR ULTRASOUND MAXOGRAPHY AND MRI MARKER IS MRI COMPATIBLE UP TO 3 TESLA SIZE 17 - 18 GA.. | INTERVENTIONAL RADIO,CARDIAC CATH
8006 | 4220344711400 | VACUUM ASSISTED BIOPSY NEEDLE COMPATIBLE WITH MAMMOTOME ELITE ASSORTED SIZES AS PER HOSPITAL REQUEST DISPOSABLE STERILE. | INTERVENTIONAL RADIO,CARDIAC CATH
8007 | 4220344711500 | VENTRICULAR ASSIST DEVICE FOR PEDIATRIC PATIENTS (LVAD / BVAD) COMPLETE SET, VARIOUS PUMPING VOLUMES AND CONNECTORS DIAMETERS AS PER THE HOSPITAL REQUEST, SET INCLUDE: ACCESSORY SET PU VALVES, DRIVING TUBES RED AND BLUE AS NEEDED, CONNECTING SET, CANNULA EXTENSION SET, APEX CANULAE, ATRIAL CANNULA. COMPONENTS SIZES TO BE DECIDED BY THE RECEIVING CENTER PRIOR TO DELIVERY AS PER THE PATIENT'S NEEDS (STATIONARY DRIVING SYSTEM MUST BE PROVIDED FREE OF CHARGE AND SHOULD BE STATED IN THE FINANCIAL OFFER) | CARDIOVASCULAR SURGERY CONSUMABLES
8008 | 4220344711700 | INTRAVASCULAR LITHOTRIPSY CATHETER FOR CORONARY CALCIUM ASSORTED SIZES AS PER HOSPITAL REQUEST. ENERATOR TO BE PROVIDED FREE OF CHARGE TO THE RECEIVING CENTERS.. | INTERVENTIONAL RADIO,CARDIAC CATH
8009 | 4220344711800 | INTRAVASCULAR LITHOTRIPSY CATHETER FOR VASCULAR CALCIFICATION ASSORTED SIZES GENERATOR TO BE PROVIDED FREE OF CHARGE TO THE RECEIVING CENTERS.. | INTERVENTIONAL RADIO,CARDIAC CATH
8010 | 4220344711900 | PATCH, BOVINE, DECELLULARIZED, SIZE 8 CM X 14 CM, STERILE | CARDIOVASCULAR SURGERY CONSUMABLES
8011 | 4220344712000 | PATCH, GRAFT, ANGIOPLASTY, SYNTHETIC, FOR ASD/VSD REPAIR, SIZE: 5 X 10-15 CM, STERILE | CARDIOVASCULAR SURGERY CONSUMABLES
8012 | 4220344712300 | TUMOR ABLATION PROBE USED FOR IRREVERSIBLE ELECTROPORATION ASSORTED SIZES AS PER HOSPITAL REQUEST. | INTERVENTIONAL RADIO,CARDIAC CATH
8013 | 4220344712400 | MICROWAVE TISSUE ABLATION PROBE DIFFERENT SIZES COMPATIBLE WITH MACHINES AVAILABLE IN HOSPITALS. | INTERVENTIONAL RADIO,CARDIAC CATH
8014 | 4220344712600 | CAROTID STENT SELF-EXPANDABLE DUAL-LAYER BRAIDED CLOSED CELL ASSORTED SIZES AS PER HOSPITAL REQUEST. | INTERVENTIONAL RADIO,CARDIAC CATH
8015 | 4220344713100 | TISSUE VALVE IMPLANT, AORTIC, MOUNTED, ASSORTED SIZES AS PER HOSPITAL REQUEST, STERILE | CARDIOVASCULAR SURGERY CONSUMABLES
8016 | 4220344713200 | PATCH, BOVINE, DECELLULARIZED, SIZE 6 CM X 8 CM, STERILE | CARDIOVASCULAR SURGERY CONSUMABLES
8017 | 4220344713300 | PATCH, BOVINE, DECELLULARIZED, SIZE 4 CM X 4 CM, STERILE | CARDIOVASCULAR SURGERY CONSUMABLES
8018 | 4220344713400 | PATCH, BOVINE, BIO-SCAFFOLD, SIZE 8 CM X 14 CM, STERILE | CARDIOVASCULAR SURGERY CONSUMABLES
8019 | 4220344713500 | PATCH, BOVINE, DECELLULARIZED, SIZE 1 CM X 6 CM, STERILE | CARDIOVASCULAR SURGERY CONSUMABLES
8020 | 4220344713600 | PATCH, BOVINE, DECELLULARIZED, SIZE 2 CM X 9 CM, STERILE | CARDIOVASCULAR SURGERY CONSUMABLES
8021 | 4220344713700 | PATCH, BOVINE, DECELLULARIZED, SIZE 1 CM X 10 CM, STERILE | CARDIOVASCULAR SURGERY CONSUMABLES
8022 | 4220344713800 | PATCH, BOVINE, DECELLULARIZED, SIZE 1 CM X 14 CM, STERILE | CARDIOVASCULAR SURGERY CONSUMABLES
8023 | 4220344714000 | EMBOLIZATION COIL, NEUROVASCULAR, DETACHABLE, 0.018 INCH, COATED BY EXPANDABLE HYDROGEL POLYMER, ASSORTED SIZES, STERILE. DETACHMENT CONTROLLER TO BE PROVIDED FREE OF CHARGE (1 FOR EACH 3 COILS). | NEUROSCIENCES CONSUMABLES SUPPLEMENTARY
8024 | 4220344714400 | DETACHABLE FRAMINGCOILS WITH LOOP FILLING SHAPE ASSORTED SIZES AS PER HOSPITAL REQUEST. | INTERVENTIONAL RADIO,CARDIAC CATH
8025 | 4220344714700 | CRYOABLATION PROBE DIFFERENT ANGLES AND LENGTHS COMPATIBLE WITH MACHINES USED BY DIFFERENT CENTERS. | INTERVENTIONAL RADIO,CARDIAC CATH
8026 | 4220344714900 | DEVICE KIT, AUTOMATED SUTURE FASTENING SYSTEM, FOR CARDIAC VALVE REPLACEMENT AND REPAIR, 17-20 CM SHAFT LENGTH, STERILE | CARDIOVASCULAR SURGERY CONSUMABLES
8027 | 4220344715000 | LOADING/FASTENER UNIT, TO BE USED WITH AUTOMATED SUTURE FASTENING SYSTEM, STERILE | CARDIOVASCULAR SURGERY CONSUMABLES
8028 | 4220344715100 | DEVICE AND LOADING/FASTENER KIT, AUTOMATED SUTURE FASTENING SYSTEM, 17-20 CM SHAFT LENGTH, STERILE | CARDIOVASCULAR SURGERY CONSUMABLES
8029 | 4220344715300 | STENT FOR NEUROVASCULAR INTRACRANIAL FOR ATHEROSCLEROSIS TREATMENT NITINOL SELF-EXPANDABLE BRAIDED PARTIALLY RESHEATHABLE ASSORTED SIZES AS PER HOSPITAL REQUEST. | INTERVENTIONAL RADIO,CARDIAC CATH
8030 | 4220344715400 | FEMORAL CLOSURE DEVICE ABSORBABLE SEALS LARGE ACCESS MORE THAN 20FR. | INTERVENTIONAL RADIO,CARDIAC CATH
8031 | 4220344715700 | ABDOMINAL AORTO UNIILIAC STENT GRAFT SUPRARENAL FIXATION SELF EXPANDABLE POLYESTER OR EPTFE ASSORTED SIZES AS PER HOSPITAL REQUEST. | INTERVENTIONAL RADIO,CARDIAC CATH
8032 | 4220344715800 | STENT ENDOVASCULAR CONTRALATERAL SELF EXPANDABLE WOVEN MULTIFILAMENT POLYESTER ASSORTED SIZES AS PER HOSPITAL REQUEST. | INTERVENTIONAL RADIO,CARDIAC CATH
8033 | 4220344715900 | MAIN BODY ABDOMINAL AORTIC STENT GRAFT SUPRARENAL FIXATION SELF EXPANDABLE POLYESTER OR EPTFE ASSORTED SIZES AS PER HOSPITAL REQUEST. | INTERVENTIONAL RADIO,CARDIAC CATH
8034 | 4220344716100 | CANNULATION TOURNIQUET SET WITH TUBE (2 RED, 2 BLUE, 2 TRANSPARENT) AND ONE STEEL WIRE SNAGGER, DISPOSABLE, STERILE | CARDIOVASCULAR SURGERY CONSUMABLES
8035 | 4220344716200 | FIBRIN SEALANT PACKAGE INSERT FOR SEALING TWO AMPOULE 10 ML STERILE. | SUPPLEMENTARY GENERAL CONSUMABLES
8036 | 4220344716300 | STENT VENOUS SELF-EXPANDABLE ASSORTED SIZES STENT DIAMETER AND LENGTH AS PER HOSPITAL REQUEST. | INTERVENTIONAL RADIO,CARDIAC CATH
8037 | 4220344716500 | TISSUE VALVE CONDUIT, AORTIC, PORCINE, ASSORTED SIZES AS PER HOSPITAL REQUEST | CARDIOVASCULAR SURGERY CONSUMABLES
8038 | 4220344717000 | MICRO CATHETER FOR PERIPHERAL 2.0 - 2.8 FR WITH PRE-LOADED GUIDEWIRE HYDROPHILIC COATING COMPATIBLE WITH DSMO/CHEMO/ALCOHOL/RADIOACTIVE MATERIAL ASSORTED LENGTHS AS PER HOSPITAL REQUEST. | INTERVENTIONAL RADIO,CARDIAC CATH
8039 | 4220344717100 | MICRO VASCULAR PLUG ACCEPT MICRO CATHETERS FROM 0.021 INCH AND LARGER COMPATIBLE DIAGNOSTIC CATHETER ASSORTED SIZES AS PER HOSPITAL REQUEST. | INTERVENTIONAL RADIO,CARDIAC CATH
8040 | 4220344718000 | PATCH DERIVED FROM EQUINE PERICARDIAL SIZE 4 X 8 CM STERILE. | SUPPLEMENTARY CARDIOVASCULAR SURG SUPPL.
8041 | 4220344718400 | COMPLIANT OCCLUSION BALLOON CATHETER NEUROVASCULAR SINGLE/DUAL LUMEN HYDROPHILIC COATING USE WITH DMSO AND LIQUID EMBOLIC AGENTS ASSORTED SIZES AS PER HOSPITAL REQUEST. | INTERVENTIONAL RADIO,CARDIAC CATH
8042 | 4220344719100 | MICROCATHETER FOR NEUROVASCULAR 0.010 - 0.015 IN MICROCATHETER SYSTEM ASSORTED TIP SHAPES CATHETER LENGTH NOT LESS THAN 150 CM DISPOSABLE STERILE. | INTERVENTIONAL RADIO,CARDIAC CATH
8043 | 4220344719900 | INTRA AORTIC BALLOON ASSORTED SIZES CAPACITY ASSORTED ACCORDING TO CENTER REQUEST SHEATH AND SHEATH LESS WITH INSERTION KIT COMPATIBLE WITH THE CURRENT HOSPITALS MACHINES DISPOSABLE STERILE. | INTERVENTIONAL RADIO,CARDIAC CATH
8044 | 4220344720100 | CATHETER DIAGNOSTIC ANGIOGRAPHIC FOR RIGHT AND LEFT CORONARY ANGIOGRAPHY THROUGH RADIAL/BRACHIAL APPROACH ASSORTED SIZES. | INTERVENTIONAL RADIO,CARDIAC CATH
8045 | 4220344720200 | PTA BALLOON WITH NITINOL CONSTRAINING CAGE TO MINIMIZE VESSEL TRAUMA DISPOSABLE STERILE ASSORTED SIZES AS PER HOSPITAL REQUEST. | INTERVENTIONAL RADIO,CARDIAC CATH
8046 | 4220344720300 | BALLOON CATHETER FOR VALVULOPLASTY FOR TREATMENT OF AORTIC VALVE STENOSIS DIAMETER 5X TO 35X. | INTERVENTIONAL RADIO,CARDIAC CATH
8047 | 4220344720400 | PRESSURE CATHETER PLACEMENT SET, 3 FR VASCULAR CATHETER, W/ PEEL-AWAY NEEDLES, DISPOSABLE, STERILE | CARDIOVASCULAR SURGERY CONSUMABLES
8048 | 4220344721100 | VENOUS OUTFLOW AND ADAPTER COMPONENT KIT INCLUDES ADAPTER SUPPORT SEAL AND VENOUS OUTFLOW COMPONENT.. | INTERVENTIONAL RADIO,CARDIAC CATH
8049 | 4220344801900 | THE LOCK SOLUTION CONTAINS AMPOULE OR VIAL (5 ML) (CYCLO) - TAUROLIDINE 500 UNITS HEPARIN PER ML AND CITRATE (4%) (CYCLO) - TAUROLIDINE HAS BROAD ANTIMICROBIAL ACTIVITY INCLUDING MRSA AND VRE AGAINST GRAM POSITIVE AND GRAM - NEGATIVE BACTERIA AND FUNGI | RENAL SUPPLEMENTARY
8050 | 4220344802000 | THE LOCK SOLUTION AMPOULE OR VIAL (5 ML) CONTAINS (CYCLO) - TAUROLIDINE CITRATE (4%) AND UROKINASE (25 000 IU) (CYCLO) - TAUROLIDINE HAS BROAD ANTIMICROBIAL ACTIVITY INCLUDING MRSA AND VRE CITRATE | RENAL SUPPLEMENTARY
8051 | 4220344802100 | THE LOCK SOLUTION CONTAINS AMPOULE OR VIAL (3 ML) (CYCLO) - TAUROLIDINE 100 UNITS HEPARIN PER ML AND CITRATE (4%) (CYCLO) - TAUROLIDINE HAS BROAD ANTIMICROBIAL ACTIVITY INCLUDING MRSA AND VRE AGAINST GRAM POSITIVE AND GRAM - NEGATIVE BACTERIA AND FUNGI | RENAL SUPPLEMENTARY
8052 | 4220344802200 | THE LOCK SOLUTION CONTAINS AMPOULES OR VIAL (3 ML) (CYCLO) - TAUROLIDINE AND CITRATE (4%) (CYCLO) - TAUROLIDINE HAS BROAD ANTIMICROBIAL ACTIVITY MRSA AND VRE AGAINST GRAM POSITIVE AND GRAM - NEGATIVE BACTERIA AND FUNGI | RENAL SUPPLEMENTARY
8053 | 4220344802300 | THE LOCK SOLUTION, CONTAINS AMPOULES OR VIAL (3 ML), (CYCLO) - TAUROLIDINE, (CYCLO) - TAUROLIDINE HAS BROAD ANTIMICROBIAL ACTIVITY, INCLUDING MRSA AND VRE AGAINST GRAM POSITIVE AND GRAM - NEGATIVE BACTERIA AND FUNGI | RENAL SUPPLEMENTARY
8054 | 4220345200100 | DELIVERY MICROCATHETER DESIGNED TO DELIVER REVASCULARIZATION DEVICE COMPATIBLE WITH CONTINEUOS ASPIRATION CATHETER. | INTERVENTIONAL RADIO,CARDIAC CATH
8055 | 4220345204300 | ENDOVENOUS SYSTEM KIT ACOUSTIC PULSE OR MECHANICAL THROMBOLYSIS INFUSION CATHETER WITH MULTIPLE PORTS TO TREAT PULMONARY EMBOLISMS. | INTERVENTIONAL RADIO,CARDIAC CATH
8056 | 4220345300100 | TRANSSEPTAL ACCESS SYSTEM INTEGRATED TRANSSEPTAL DILATOR/NEEDLE COMPATIBLE WITH ALL INDUSTRY-LEADING INTRODUCERS ASSORTED SIZES AS PER HOSPITAL REQUEST. | SUPPLEMENTARY INTERVEN RADIO,CARDIC CATH
8057 | 4220350000600 | IMPLANTABLE PACEMAKER WITH BLUETOOTH/WIRELESS TECHNOLOGY DUAL PACEMAKER; 1-MAXIMUM BATTERY LIFE REQUIRED; 2- PROGRAMMERS /SOFTWARE UPGRADE AND ENOUGH PRINTING PAPERS MUST BE PROVIDED FREE OF CHARGE TO ALL CENTERS; 3- TECHNICAL AND EDUCATIONAL SUPPORT SHOULD BE PROVIDED TO THE HOSPITAL STAFF IN ALL CENTERS WITH EXPERT TEAM (CERTIFIED); 4- COMPLETE SYSTEM WITH (RA AND RV LEADS INTRODUCER SHEATHS AND SURGICAL CABLES); 5-FULLY MRI COMPATIBLE. | SUPPLEMENTARY INTERVEN RADIO,CARDIC CATH
8058 | 4220350000700 | IMPLANTABLE PACEMAKER WITH BLUETOOTH/WIRELESS TECHNOLOGY SINGLE PACEMAKER; 1-MAXIMUM BATTERY LIFE REQUIRED; 2- PROGRAMMERS /SOFTWARE UPGRADE AND ENOUGH PRINTING PAPERS MUST BE PROVIDED FREE OF CHARGE TO ALL CENTERS; 3- TECHNICAL AND EDUCATIONAL SUPPORT SHOULD BE PROVIDED TO THE HOSPITAL STAFF IN ALL CENTERS WITH EXPERT TEAM (CERTIFIED); 4- COMPLETE SYSTEM WITH (RA AND RV LEADS INTRODUCER SHEATHS AND SURGICAL CABLES); 5-FULLY MRI COMPATIBLE. | INTERVENTIONAL RADIO,CARDIAC CATH
8059 | 4220350203000 | PACING LEADS, TEMPORARY – BIPOLAR, ASSORTED SIZES ACCORDING TO HOSPITAL REQUEST, DISPOSABLE, STERILE | CARDIOVASCULAR SURGERY CONSUMABLES
8060 | 4220350500700 | SUBCUTANEOUS OR EXTRAVASCULAR IMPLANTABLE CARDIAC DEFIBRILLATOR FOR CARDIAC ELECTROPHYSIOLOGY WITH ALL NEEDED ACCESSORIES. | INTERVENTIONAL RADIO,CARDIAC CATH
8061 | 4220350601600 | CARDIAC CONTRACTILITY MODULATION SYSTEM FOR HEART FAILURE PATIENTS THE SYSTEM CONSISTS OF IMPLANTABLE PULSE GENERATOR AND CHARGER THE SYSTEM HAS TO BE COMPATIBLE WITH CONVENTIONAL LEADS. | SUPPLEMENTARY INTERVEN RADIO,CARDIC CATH
8062 | 4220350700000 | PACING LEADS, TEMPORARY – UNIPOLAR, ASSORTED SIZES ACCORDING TO HOSPITAL REQUEST, DISPOSABLE, STERILE | CARDIOVASCULAR SURGERY CONSUMABLES
8063 | 4220350800000 | LEAD CUTTER FOR LASER LEAD EXTRACTION FOR CARDIAC ELECTROPHYSIOLOGY DISPOSABLE STERILE. | INTERVENTIONAL RADIO,CARDIAC CATH
8064 | 4220350900000 | LEFT BUNDLE/HIS PACING LEAD FOR CARDIAC ELECTROPHYSIOLOGY ASSORTED SIZES AS PER HOSPITAL REQUEST. | INTERVENTIONAL RADIO,CARDIAC CATH
8065 | 4220351000000 | LEAD LOCKING DEVICE ACCESSORY KIT FOR LASER LEAD EXTRACTION FOR CARDIAC ELECTROPHYSIOLOGY DISPOSABLE STERILE. | INTERVENTIONAL RADIO,CARDIAC CATH
8066 | 4220370600000 | SOLUTION CONCENTRATED DEVELOPING FOR AUTOMATIC PROCESSING TO PREPARE 10 GALLONS OR EQUIVALENT OF DILUTED SOLUTION... | SUPPLEMENTARY GEN.SUPPLIES NURS,BURN
8067 | 4220371000100 | X-RAY MARKER, FOR HEXAPOD FIXATOR WITH ALL NECESSARY ATTACHMENTS | ORTHOPEDIC & SPINAL SUPPLIES
8068 | 4220390200900 | FILM DRY STAR (DT2B) TO BE USED WITH 5500 LASER CAMERA SIZE: 8 X 10 INCH PACKING: 100 FILMS/PKT.... | SUPPLEMENTARY GEN.SUPPLIES NURS,BURN
8069 | 4220390201000 | FILM DRY STAR (DT2B) TO BE USED WITH DRY STAR 5300 AND 5500 LASER CAMERA SIZE: 11 X 14 INCH PACKING: 100 FILMS/PACK.... | SUPPLEMENTARY GEN.SUPPLIES NURS,BURN
8070 | 4220390201100 | FILM DRY STAR (DT2B) TO BE USED WITH DRY STAR 5300 AND 5500 LASER CAMERA SIZE: 14 X 14 INCH PACKING: 100 FILMS/PACK... | SUPPLEMENTARY GEN.SUPPLIES NURS,BURN
8071 | 4220390201200 | FILM DRY STAR (DT2B) TO BE USED WITH DRY STAR 5300 AND 5500 LASER CAMERA SIZE: 14 X 17 INCH PACKING: 100 FILMS/PACK... | SUPPLEMENTARY GEN.SUPPLIES NURS,BURN
8072 | 4220390201300 | FILM DRY STAR (DT2 B) TO BE USED WITH DRY STAR 5500 LASER CAMERA SIZE: 10 X 12 INCH.... | SUPPLEMENTARY GEN.SUPPLIES NURS,BURN
8073 | 4220390201400 | FILM DRY VIEW BLUE BASE DVB TO BE USED WITH DRY VIEW 5800 LASER CAMERA OR EQUIVALENT SIZE 14 INCH X 17 INCH... | SUPPLEMENTARY GEN.SUPPLIES NURS,BURN
8074 | 4220390201500 | FILM, DRY VIEW, BLUE BASE, DVB, TO BE USED WITH DRY VIEW 8900 AND 6800 LASER CAMERA, OR EQUIVALENT SIZE 24 X 30 CM (+/- 1 CM) | SUPPLEMENTARY GEN.SUPPLIES NURS,BURN
8075 | 4220400400100 | PLUG EAR NOISE PROTECTION LATEX FREE.. | SUPPLEMENTARY GEN.SUPPLIES NURS,BURN
8076 | 4221150100400 | CANE QUAD LOW LARGE BASE T-SHAPE HANDLE ADAPTABLE FOR RIGHT AND LEFT HANDED MADE OF ALUMINUM HEAVY DUTY WITH ADJUSTABLE HEIGHT 73 -97 CM (+/- 5 CM). | SUPPLEMENTARY REHAB,PHYSIOTHERAPY SUPPL.
8077 | 4221150100500 | CANE, QUAD, HIGH BASE, T-SHAPED, FIT FOR RIGHT AND LEFT HANDED, MADE OF ALUMINUM, HEAVY DUTY, WITH ADJUSTABLE HEIGHT 73 -97 CM (+/- 2 CM) | REHABILITATION,PHYSIOTHERAPY SUPPLIES
8078 | 4221150101000 | CANE, TRIPOD, T-SHAPED, FIT FOR RIGHT AND LEFT HANDED, MADE OF ALUMINUM, HEAVY DUTY, WITH ADJUSTABLE HEIGHT 73 -97 CM (+/- 2 CM) | REHABILITATION,PHYSIOTHERAPY SUPPLIES
8079 | 4221150101100 | CANE, STANDARD, MADE OF ALUMINUM, HEAVY DUTY, ADJUSTABLE PUSH BUTTON, RUBBER TIP, T - SHAPE HANDLE, FIT FOR RIGHT AND LEFT HANDED, 73 -97 CM (+/- 4 CM) | REHABILITATION,PHYSIOTHERAPY SUPPLIES
8080 | 4221150101200 | CANE, QUAD, LOW WIDE BASE, OFFSET HANDLE, ADAPTABLE FOR RIGHT AND LEFT HANDED, MADE OF ALUMINUM, HEAVY DUTY, WITH ADJUSTABLE HEIGHT 73 -97 CM (+/- 2 CM) | REHABILITATION,PHYSIOTHERAPY SUPPLIES
8081 | 4221150203500 | AXILLARY CRUTCHES, ALUMINUM, HEAVY DUTY, ADJUSTABLE WITH EASY PUSH BUTTON, METAL REINFORCED RUBBER TIPS, MEDIUM, SIZE 115 - 135 CM (+/- 2 CM) | REHABILITATION,PHYSIOTHERAPY SUPPLIES
8082 | 4221150203600 | AXILLARY CRUTCHES, ALUMINUM, HEAVY DUTY, ADJUSTABLE WITH EASY PUSH BUTTON, METAL REINFORCED RUBBER TIPS, LARGE, SIZE 135 - 155 CM (+/- 2 CM) | REHABILITATION,PHYSIOTHERAPY SUPPLIES
8083 | 4221150203700 | AXILLARY CRUTCHES, ALUMINUM, HEAVY DUTY, ADJUSTABLE WITH EASY PUSH BUTTON, METAL REINFORCED RUBBER TIPS, SMALL, SIZE 95 - 115 CM (+/- 2 CM) | REHABILITATION,PHYSIOTHERAPY SUPPLIES
8084 | 4221150203800 | FOREARM CRUTCHES, ELBOW, MADE FROM ALUMINUM, HEAVY DUTY, OPEN CUFFS, EASY PUSH BUTTON ADJUSTABLE AT BOTH LEGS AND FOREARM CUFFS AND METAL REINFORCED RUBBER TIPS, SMALL, SIZE 79-109 CM (+/- 2 CM) | REHABILITATION,PHYSIOTHERAPY SUPPLIES
8085 | 4221150203900 | FOREARM CRUTCHES, ELBOW, MADE FROM ALUMINUM, HEAVY DUTY, OPEN CUFFS, EASY PUSH BUTTON ADJUSTABLE AT BOTH LEGS AND FOREARM CUFFS AND METAL REINFORCED RUBBER TIPS, MEDIUM, SIZE 87-117 CM (+/- 2 CM) | REHABILITATION,PHYSIOTHERAPY SUPPLIES
8086 | 4221150204000 | FOREARM CRUTCHES, ELBOW, MADE FROM ALUMINUM, HEAVY DUTY, OPEN CUFFS, EASY PUSH BUTTON ADJUSTABLE AT BOTH LEGS AND FOREARM CUFFS AND METAL REINFORCED RUBBER TIPS, LARGE, SIZE 95-125 CM (+/- 2 CM) | REHABILITATION,PHYSIOTHERAPY SUPPLIES
8087 | 4221150204500 | FOREARM CRUTCHES, ELBOW, MADE FROM ALUMINUM, HEAVY DUTY, EASY PUSH BUTTON ADJUSTABLE AT BOTH LEGS AND FOREARM CUFFS AND METAL REINFORCED RUBBER TIPS, EXTRA LONG, SIZE 105-135 CM (+/- 2 CM) | REHABILITATION,PHYSIOTHERAPY SUPPLIES
8088 | 4221150204600 | FOREARM CRUTCHES, PEDIATRIC, ELBOW, MADE FROM ALUMINUM, HEAVY DUTY, CLOSED CUFFS, EASY PUSH BUTTON ADJUSTABLE AT BOTH LEGS AND FOREARM CUFFS AND METAL REINFORCED RUBBER TIPS, SIZE 45-70 CM (+/- 2 CM) | REHABILITATION,PHYSIOTHERAPY SUPPLIES
8089 | 4221150204700 | FOREARM CRUTCHES, ELBOW, MADE FROM ALUMINUM CLOSE CUFF WITH 180 DEGREE PIVOT, EASY PUSH BUTTON ADJUSTABLE AT BOTH LEGS AND FOREARM CUFFS AND METAL REINFORCED RUBBER TIPS, LARGE, SIZE 95-125 CM (+/- 2 CM) | REHABILITATION,PHYSIOTHERAPY SUPPLIES
8090 | 4221150204800 | FOREARM CRUTCHES, ELBOW, MADE FROM ALUMINUM CLOSE CUFF WITH 180 DEGREE PIVOT, EASY PUSH BUTTON ADJUSTABLE AT BOTH LEGS AND FOREARM CUFFS AND METAL REINFORCED RUBBER TIPS, MEDIUM, SIZE 87-117 CM (+/- 2 CM) | REHABILITATION,PHYSIOTHERAPY SUPPLIES
8091 | 4221150204900 | FOREARM CRUTCHES, ELBOW, MADE FROM ALUMINUM CLOSE CUFF WITH 180 DEGREE PIVOT, EASY PUSH BUTTON ADJUSTABLE AT BOTH LEGS AND FOREARM CUFFS AND METAL REINFORCED RUBBER TIPS, SMALL, SIZE 79-109 CM (+/- 2 CM) | REHABILITATION,PHYSIOTHERAPY SUPPLIES
8092 | 4221150206500 | AXILLARY CRUTCHES, ALUMINUM, HEAVY DUTY, ADJUSTABLE WITH EASY PUSH BUTTON, METAL REINFORCED RUBBER TIPS, TALL, SIZE 145 - 175 CM (+/- 5 CM) | REHABILITATION,PHYSIOTHERAPY SUPPLIES
8093 | 4221150206600 | AXILLARY CRUTCHES, ALUMINUM, HEAVY DUTY, ADJUSTABLE WITH EASY PUSH BUTTON, METAL REINFORCED RUBBER TIPS, YOUTH, SIZE 78 - 105 CM (+/- 2 CM) | REHABILITATION,PHYSIOTHERAPY SUPPLIES
8094 | 4221150300100 | LEAD HAND PEDIATRIC AND ADULT, REUSABLE | ORTHOPEDIC & SPINAL SUPPLIES
8095 | 4221150300700 | SYSTEM, POSITIONING MOBILE FOR WRIST JOINT ARTHROSCOPY, WITH ALL RELATED ACCESSORIES | ORTHOPEDIC & SPINAL SUPPLIES
8096 | 4221150300800 | THERAPEUTIC, FUNCTIONAL GRIP PUSH-UP, COMES WITH SPACERS ADJUST HEIGHT FROM 7 INCH TO 9 INCH. UNDERSIDE FEATURES NO-SLIP PADS. SET OF TWO. LATEX-FREE | REHABILITATION,PHYSIOTHERAPY SUPPLIES
8097 | 4221150300900 | THERAPEUTIC, HAND CONES WITH A SOFT VELCRO STRAP, CLEAR ACRYLIC AND WASHABLE TERRY CLOTH COVERS, 11CM HIGH | REHABILITATION,PHYSIOTHERAPY SUPPLIES
8098 | 4221150500900 | WALKER, PEDIATRIC, STANDARD, FOLDING, MADE FROM ALUMINUM, HEAVY DUTY, WITH ADJUSTABLE HEIGHT 61 - 71 CM (+/- 4 CM), HEAVY DUTY, WITH WEIGHT CAPACITY UP TO 90 KG | REHABILITATION,PHYSIOTHERAPY SUPPLIES
8099 | 4221150501000 | WALKER, STANDARD, FOLDING, MADE FROM ALUMINUM, WITH ADJUSTABLE HEIGHT, HEAVY DUTY, TODDLER, 50 - 61 CM (+/- 4 CM), HEAVY DUTY, WITH WEIGHT CAPACITY UP TO 77 KG | REHABILITATION,PHYSIOTHERAPY SUPPLIES
8100 | 4221150501900 | WALKER, ALUMINUM (WALKING FRAME), NON-FOLDING, WITH METAL REINFORCEMENT, RUBBER TIPS, AND HEIGHT ADJUSTABLE, SIZE 75 - 85 CM (+/- 4 CM) | REHABILITATION,PHYSIOTHERAPY SUPPLIES
8101 | 4221150502000 | WALKER, ALUMINUM, BUTTONS FOLDING, SOFT HANDLE, NON-RECIPROCAL WALKER, WITH METAL REINFORCEMENT, RUBBER TIPS, AND HEIGHT ADJUSTABLE 73 -97 CM (+/- 3 CM) | REHABILITATION,PHYSIOTHERAPY SUPPLIES
8102 | 4221150503000 | WALKER, FOR CEREBRAL PALSY, REVERSE, TWO PAIRS OF HANDGRIP, FOLDABLE, FRONT ONE-WAY SWIVEL WHEEL 3 INCHES, ADJUSTABLE HEIGHT 48 - 63 CM (+/- 4 CM), SMALL | REHABILITATION,PHYSIOTHERAPY SUPPLIES
8103 | 4221150503900 | WALKING AID ACCESSORY EXTENSOR ASSIST BELT MADE OF DURABLE MATERIAL OPENED AND CLOSED WITH BUCKLES TO BE USED WITH POSTURAL WALKERS STABILIZER/PAD.. | SUPPLEMENTARY REHAB,PHYSIOTHERAPY SUPPL.
8104 | 4221150504000 | WALKING AID ACCESSORY EXTENSOR ASSIST CENTER PADS COMPATIBLE WITH POSTURE CONTROL AND POSTURE REST WALKERS SIZE 9 CM (+/- 2 CM) HEIGHT 15 CM (+/- 2 CM) WIDTH.. | SUPPLEMENTARY REHAB,PHYSIOTHERAPY SUPPL.
8105 | 4221150504100 | WALKING AID ACCESSORY EXTENSOR ASSIST CENTER PADS COMPATIBLE WITH POSTURE CONTROL AND POSTURE REST WALKERS SIZE 9 CM (+/- 2 CM) HEIGHT 23 CM (+/- 2 CM) WIDTH.. | SUPPLEMENTARY REHAB,PHYSIOTHERAPY SUPPL.
8106 | 4221150600900 | WALKER, ALUMINUM (WALKING FRAME), NON-FOLDING, WITH METAL REINFORCEMENT, RUBBER TIPS, AND HEIGHT ADJUSTABLE, SIZE 85 - 95 CM (+/- 4 CM) | REHABILITATION,PHYSIOTHERAPY SUPPLIES
8107 | 4221150601000 | OFF LOADING WALKING BOOT, LOW PROFILE ROCKER BOTTOM, WITH ACTIVE OFFLOADING INSOLE, SIZE LARGE. | PROSTHETICS & ORTHOSIS SUPPLIES
8108 | 4221150601100 | OFF LOADING WALKING BOOT, LOW PROFILE ROCKER BOTTOM, WITH ACTIVE OFFLOADING INSOLE, SIZE MEDIUM. | PROSTHETICS & ORTHOSIS SUPPLIES
8109 | 4221150601200 | OFF LOADING WALKING BOOT, LOW PROFILE ROCKER BOTTOM, WITH ACTIVE OFFLOADING INSOLE, SIZE SMALL. | PROSTHETICS & ORTHOSIS SUPPLIES
8110 | 4221150601300 | OFF LOADING WALKING BOOT, LOW PROFILE ROCKER BOTTOM, WITH ACTIVE OFFLOADING INSOLE, SIZE EXTRA LARGE. | PROSTHETICS & ORTHOSIS SUPPLIES
8111 | 4221150601400 | OFF LOADING WALKING BOOT, LOW PROFILE ROCKER BOTTOM, WITH ACTIVE OFFLOADING INSOLE, SIZE EXTRA SMALL. | PROSTHETICS & ORTHOSIS SUPPLIES
8112 | 4221150601600 | WALKER, NON RECIPROCAL, ADULT, FOLDABLE, AND ADJUSTABLE HEIGHT, 2 FRONT LEGS WITH 3 INCHES REMOVABLE WHEEL, OTHER 2 LEGS WITH HARD RUBBER TIPS, WITH CANVAS CHAIR FOR SHORT REST | REHABILITATION,PHYSIOTHERAPY SUPPLIES
8113 | 4221150601700 | WALKER, FOREARM SUPPORT, PADDED ARMRESTS, NON RECIPROCAL, ADULT, 2 FRONT LEGS WITH 3 INCHES REMOVABLE WHEEL, OTHER 2 LEGS WITH HARD RUBBER TIPS, ADJUSTABLE HEIGHT 100 - 120 CM (+/- 6 CM), WIDTH 62 CM (+/- 7 CM), WEIGHT CAPACITY NOT LEES THEN 135 KG | SUPPLEMENTARY REHAB,PHYSIOTHERAPY SUPPL.
8114 | 4221150601800 | WALKER, FOREARM SUPPORT, PADDED ARMRESTS, NON RECIPROCAL, ADULT, 4 - WHEELED, ADJUSTABLE HEIGHT 96 - 110 CM (+/- 6 CM), WIDTH 62 CM (+/- 7 CM), WEIGHT CAPACITY NOT LEES THEN 135 KG | SUPPLEMENTARY REHAB,PHYSIOTHERAPY SUPPL.
8115 | 4221150601900 | WALKER, HIGH FOREARM PLATFORM, STEEL, WITH ADJUSTABLE HEIGHT, (100 - 130 CM), FOUR CASTOR WHEELS, (REAR BRAKED), PADDED ARM RESTS, WITH VERTICAL HANDGRIPS, WHICH ADJUST IN ANGLE, WEIGHT CAPACITY UP TO 160 KG APPROXIMATELY. | REHABILITATION,PHYSIOTHERAPY SUPPLIES
8116 | 4221150602000 | WALKER, BARIATRIC, ALUMINUM, BUTTONS FOLDING, SOFT HANDLE, NON-RECIPROCAL WALKER, WITH METAL REINFORCEMENT, RUBBER TIPS, HEAVY DUTY, AND HEIGHT ADJUSTABLE 81 - 99 CM (+/- 4 CM), WIDTH 56 CM (+/- 4 CM), WITH WEIGHT CAPACITY UP TO 135 KG | REHABILITATION,PHYSIOTHERAPY SUPPLIES
8117 | 4221150602100 | WALKER BARIATRIC ALUMINUM BUTTONS FOLDING SOFT HANDLE NON-RECIPROCAL WALKER WITH METAL REINFORCEMENT HEAVY DUTY AND HEIGHT ADJUSTABLE 81 - 112 CM (+/- 10 CM) WIDTH 65 CM (+/- 4 CM) WITH WEIGHT CAPACITY UP TO 225 KG.. | SUPPLEMENTARY REHAB,PHYSIOTHERAPY SUPPL.
8118 | 4221150602200 | WALKER, FOLDING, BUTTON FOLDING, STAND-ASSIST, MADE FROM ALUMINUM, WITH ADJUSTABLE HEIGHT, 81 - 99 CM (+/- 4 CM), HEAVY DUTY, WITH WEIGHT CAPACITY UP TO 135 KG | REHABILITATION,PHYSIOTHERAPY SUPPLIES
8119 | 4221150602300 | WALKER, WITH TWO 5 INCHES REMOVABLE FRONTAL WHEEL, ADULT, BUTTON FOLDING, MADE FROM ALUMINUM, WITH ADJUSTABLE HEIGHT, 81 - 100 CM (+/- 4 CM), HEAVY DUTY, WITH WEIGHT CAPACITY UP TO 135 KG | REHABILITATION,PHYSIOTHERAPY SUPPLIES
8120 | 4221150602500 | WALKER, HEMI STYLE, FOLDING, ADULT, MADE FROM ALUMINUM WITH ADJUSTABLE HEIGHT, 73 -97 CM (+/- 10 CM), HEAVY DUTY WITH WEIGHT CAPACITY UP TO 136 KG | REHABILITATION,PHYSIOTHERAPY SUPPLIES
8121 | 4221150602600 | WALKER, ANTERIOR SUPPORT, WITH CHEST AND ADJUSTABLE SIDE CUSHIONS, FOLDING, MADE OF ALUMINUM, WITH 2-FRONTAL SWIVEL WHEELS, AND 2-REAR WHEELS, WITH ADJUSTABLE HEIGHT, 48 # 66 CM (+/- 3 CM), WITH CHEST AND SIDE CUSHION | REHABILITATION,PHYSIOTHERAPY SUPPLIES
8122 | 4221150602800 | WALKER, ANTERIOR SUPPORT, WITH CHEST AND ADJUSTABLE SIDE CUSHIONS, FOLDING, MADE OF ALUMINUM, WITH 2-FRONTAL SWIVEL WHEELS, AND 2-REAR WHEELS, WITH ADJUSTABLE HEIGHT, 76 # 120 CM (+/- 3 CM), WITH CHEST AND SIDE CUSHION | REHABILITATION,PHYSIOTHERAPY SUPPLIES
8123 | 4221150602900 | WALKER, ANTERIOR SUPPORT, FOREARM CUSHIONS SUPPORTS, WITH CHEST AND ADJUSTABLE SIDE CUSHIONS, FOLDING, MADE OF ALUMINUM, WITH 2-FRONTAL SWIVEL WHEELS, AND 2-REAR WHEELS, WITH ADJUSTABLE HEIGHT, 45 # 59 CM (+/- 3 CM), WITH CHEST AND SIDE CUSHION | REHABILITATION,PHYSIOTHERAPY SUPPLIES
8124 | 4221150603000 | WALKER, ANTERIOR SUPPORT, FOREARM CUSHIONS SUPPORTS, WITH CHEST AND ADJUSTABLE SIDE CUSHIONS, FOLDING, MADE OF ALUMINUM, WITH 2-FRONTAL SWIVEL WHEELS, AND 2-REAR WHEELS, WITH ADJUSTABLE HEIGHT, 55 # 76 CM (+/- 3 CM), WITH CHEST AND SIDE CUSHION | REHABILITATION,PHYSIOTHERAPY SUPPLIES
8125 | 4221150603100 | WALKER, ANTERIOR SUPPORT, FOREARM CUSHIONS SUPPORTS, WITH CHEST AND ADJUSTABLE SIDE CUSHIONS, FOLDING, MADE OF ALUMINUM, WITH 2-FRONTAL SWIVEL WHEELS, AND 2-REAR WHEELS, WITH ADJUSTABLE HEIGHT, 70 # 99 CM (+/- 3 CM), WITH CHEST AND SIDE CUSHION | REHABILITATION,PHYSIOTHERAPY SUPPLIES
8126 | 4221150603200 | WALKER, ANTERIOR SUPPORT, FOREARM CUSHIONS SUPPORTS, WITH CHEST AND ADJUSTABLE SIDE CUSHIONS, FOLDING, MADE OF ALUMINUM, WITH 2-FRONTAL SWIVEL WHEELS, AND 2-REAR WHEELS, WITH ADJUSTABLE HEIGHT, 94 # 115 CM (+/- 3 CM), WITH CHEST AND SIDE CUSHION | REHABILITATION,PHYSIOTHERAPY SUPPLIES
8127 | 4221150603300 | WALKER, REVERSE, TWO PAIRS OF HANDGRIP, FOLDABLE, FRONT NON SWIVEL WHEEL 3 INCHES, WITH REAR RUBBER TIPS, POSSIBILITY TO ADD ACCESSORIES, HEAVY DUTY, ADJUSTABLE HEIGHT 40 - 55 CM (+/- 4 CM), WIDTH 35 CM (+/- 2 CM), WEIGHT CAPACITY UP - TO 27 KG | REHABILITATION,PHYSIOTHERAPY SUPPLIES
8128 | 4221150603400 | WALKER, REVERSE, TWO PAIRS OF HANDGRIP, FOLDABLE, FRONT NON SWIVEL WHEEL 3 INCHES, WITH REAR RUBBER TIPS, POSSIBILITY TO ADD ACCESSORIES, HEAVY DUTY, ADJUSTABLE HEIGHT 48 - 64 CM (+/- 4 CM), WIDTH 35 CM (+/- 2 CM), WEIGHT CAPACITY UP - TO 39 KG | REHABILITATION,PHYSIOTHERAPY SUPPLIES
8129 | 4221150603500 | WALKER, REVERSE, TWO PAIRS OF HANDGRIP, FOLDABLE, FRONT NON SWIVEL WHEEL 3 INCHES, WITH REAR RUBBER TIPS, POSSIBILITY TO ADD ACCESSORIES, HEAVY DUTY, ADJUSTABLE HEIGHT 58 - 76 CM (+/- 4 CM), WIDTH 38 CM (+/- 2 CM), WEIGHT CAPACITY UP - TO 60 KG | REHABILITATION,PHYSIOTHERAPY SUPPLIES
8130 | 4221150603600 | WALKER, REVERSE, TWO PAIRS OF HANDGRIP, FOLDABLE, FRONT NON SWIVEL WHEEL 3 INCHES, WITH REAR RUBBER TIPS, POSSIBILITY TO ADD ACCESSORIES, HEAVY DUTY, ADJUSTABLE HEIGHT 72 - 92 CM (+/- 4 CM), WIDTH 40 CM (+/- 4 CM), WEIGHT CAPACITY UP - TO 82 KGS | REHABILITATION,PHYSIOTHERAPY SUPPLIES
8131 | 4221150603800 | WALKER, FOR CEREBRAL PALSY, REVERSE, TWO PAIRS OF HANDGRIP, FOLDABLE, FRONT ONE-WAY SWIVEL WHEEL 3 INCHES, ADJUSTABLE HEIGHT 58 - 70 CM (+/- 4 CM), MEDIUM | REHABILITATION,PHYSIOTHERAPY SUPPLIES
8132 | 4221150604000 | WALKER, PEDIATRIC, 2-FRONT, WHEELS, FOLDING, MADE FROM ALUMINUM, HEAVY DUTY, WITH ADJUSTABLE HEIGHT 51 - 61 CM (+/- 4 CM), HEAVY DUTY, WITH WEIGHT CAPACITY UP TO 77 KG | REHABILITATION,PHYSIOTHERAPY SUPPLIES
8133 | 4221150604100 | WALKER, PEDIATRIC, 2-FRONT WHEELS, FOLDING, MADE FROM ALUMINUM, HEAVY DUTY, WITH ADJUSTABLE HEIGHT 61 - 71 CM (+/- 4 CM), HEAVY DUTY, WITH WEIGHT CAPACITY UP TO 90 KG | REHABILITATION,PHYSIOTHERAPY SUPPLIES
8134 | 4221150604200 | WHEELED, WALKER, WAGONS OR EQUIVALENT, NATURAL COLOR, SIZE: SMALL, OVERALL WIDTH 47 CM (+/- 2 CM), INSIDE WIDTH 37 CM (+/- 2 CM), HEIGHT - FLOOR TO TOP OF HANDLE, 38 - 64 CM (+/- 4 CM), STORAGE SIZE 38 CM (+/- 2 CM) HEIGHT X 23 CM DIAMETER (+/- 2 CM) | REHABILITATION,PHYSIOTHERAPY SUPPLIES
8135 | 4221150604300 | WHEELED, WALKER, WAGONS OR EQUIVALENT, RED COLOR, SIZE: SMALL, OVERALL WIDTH 47 CM (+/- 2 CM), INSIDE WIDTH 37 CM (+/- 2 CM), HEIGHT - FLOOR TO TOP OF HANDLE, 38 - 64 CM (+/- 4 CM), STORAGE SIZE 38 CM (+/- 2 CM) HEIGHT X 23 CM DIAMETER (+/- 2 CM) | REHABILITATION,PHYSIOTHERAPY SUPPLIES
8136 | 4221150604400 | WHEELED, WALKER, WAGONS OR EQUIVALENT, NATURAL COLOR, SIZE: LARGE, OVERALL WIDTH 47 CM (+/- 2 CM), INSIDE WIDTH 37 CM (+/- 2 CM), HEIGHT - FLOOR TO TOP OF HANDLE, 53 - 78 CM (+/- 4 CM), STORAGE SIZE 38 CM (+/- 2 CM) HEIGHT X 23 CM DIAMETER (+/- 2 CM) | REHABILITATION,PHYSIOTHERAPY SUPPLIES
8137 | 4221150604500 | WHEELED, WALKER, WAGONS OR EQUIVALENT, RED COLOR, SIZE: LARGE, OVERALL WIDTH 47 CM (+/- 2 CM), INSIDE WIDTH 37 CM (+/- 2 CM), HEIGHT - FLOOR TO TOP OF HANDLE, 53 - 78 CM (+/- 4 CM), STORAGE SIZE 38 CM (+/- 2 CM) HEIGHT X 23 CM DIAMETER (+/- 2 CM) | REHABILITATION,PHYSIOTHERAPY SUPPLIES
8138 | 4221150604600 | WALKING AID ACCESSORY ADD-A-SEATS COMPATIBLE WITH POSTURE CONTROL AND POSTURE REST WALKERS SIZE SMALL.. | SUPPLEMENTARY REHAB,PHYSIOTHERAPY SUPPL.
8139 | 4221150604700 | WALKING AID ACCESSORY ADD-A-SEATS COMPATIBLE WITH POSTURE CONTROL AND POSTURE REST WALKERS SIZE: MEDIUM.. | SUPPLEMENTARY REHAB,PHYSIOTHERAPY SUPPL.
8140 | 4221150604800 | WALKING AID ACCESSORY ADD-A-SEATS COMPATIBLE WITH POSTURE CONTROL AND POSTURE REST WALKERS SIZE: LARGE.. | SUPPLEMENTARY REHAB,PHYSIOTHERAPY SUPPL.
8141 | 4221150605500 | WALKING AID ACCESSORY WHEELS ATTACHMENT FOR WALKER 3 INCH NON-SWIVEL ADJUSTABLE LEGS.. | SUPPLEMENTARY REHAB,PHYSIOTHERAPY SUPPL.
8142 | 4221150605700 | WALKER, ALUMINUM (WALKING FRAME), NON-FOLDING, WITH METAL REINFORCEMENT, RUBBER TIPS, AND HEIGHT ADJUSTABLE, SIZE 65 - 75 CM (+/- 4 CM) | REHABILITATION,PHYSIOTHERAPY SUPPLIES
8143 | 4221150900300 | HELMET, FLEXIBLE PROTECTIVE, FABRICATED FROM A FLEXIBLE PLASTIC WITH ANTI - BACTERIAL PADDING, SIZE 43 - 46 CM, APPROXIMATELY | PROSTHETICS & ORTHOSIS SUPPLIES
8144 | 4221150900400 | HELMET, FLEXIBLE PROTECTIVE, FABRICATED FROM A FLEXIBLE PLASTIC WITH ANTI - BACTERIAL PADDING, SIZE 46 - 48 CM, APPROXIMATELY | PROSTHETICS & ORTHOSIS SUPPLIES
8145 | 4221150900500 | HELMET, FLEXIBLE PROTECTIVE, FABRICATED FROM A FLEXIBLE PLASTIC WITH ANTI - BACTERIAL PADDING, SIZE 53 - 56 CM, APPROXIMATELY | PROSTHETICS & ORTHOSIS SUPPLIES
8146 | 4221150900600 | HELMET, FLEXIBLE PROTECTIVE, FABRICATED FROM A FLEXIBLE PLASTIC WITH ANTI - BACTERIAL PADDING, SIZE 56 - 58 CM, APPROXIMATELY | PROSTHETICS & ORTHOSIS SUPPLIES
8147 | 4221150900700 | HELMET, FLEXIBLE PROTECTIVE, FABRICATED FROM A FLEXIBLE PLASTIC WITH ANTI - BACTERIAL PADDING, SIZE 58 - 61 CM, APPROXIMATELY | PROSTHETICS & ORTHOSIS SUPPLIES
8148 | 4221150900800 | HELMET, FLEXIBLE PROTECTIVE, FABRICATED FROM A FLEXIBLE PLASTIC WITH ANTI - BACTERIAL PADDING, SIZE 64 - 66 CM, APPROXIMATELY | PROSTHETICS & ORTHOSIS SUPPLIES
8149 | 4221150900900 | HELMET, FLEXIBLE PROTECTIVE, FABRICATED FROM A FLEXIBLE PLASTIC WITH ANTI - BACTERIAL PADDING, SIZE 45 - 51 CM, APPROXIMATELY. | PROSTHETICS & ORTHOSIS SUPPLIES
8150 | 4221150901000 | HELMET, FLEXIBLE PROTECTIVE, FABRICATED FROM A FLEXIBLE PLASTIC WITH ANTI - BACTERIAL PADDING, SIZE 51 - 53 CM, APPROXIMATELY | PROSTHETICS & ORTHOSIS SUPPLIES
8151 | 4221150901100 | HELMET, FLEXIBLE PROTECTIVE, FABRICATED FROM A FLEXIBLE PLASTIC WITH ANTI - BACTERIAL PADDING, SIZE 61 - 64 CM, APPROXIMATELY | PROSTHETICS & ORTHOSIS SUPPLIES
8152 | 4221150901300 | HELMET, SOFT FABRIC, PEDIATRIC, SMALL | REHABILITATION,PHYSIOTHERAPY SUPPLIES
8153 | 4221150901400 | HELMET, SOFT FABRIC, PEDIATRIC, MEDIUM | REHABILITATION,PHYSIOTHERAPY SUPPLIES
8154 | 4221150901500 | HELMET, SOFT FABRIC, PEDIATRIC, LARGE | REHABILITATION,PHYSIOTHERAPY SUPPLIES
8155 | 4221150901600 | HELMET, SOFT FABRIC, PEDIATRIC, EXTRA LARGE | REHABILITATION,PHYSIOTHERAPY SUPPLIES
8156 | 4221150902200 | HELMET, FLEXIBLE PROTECTIVE, FABRICATED FROM A FLEXIBLE PLASTIC WITH ANTI - BACTERIAL PADDING, SIZE 40 - 43 CM, APPROXIMATELY | PROSTHETICS & ORTHOSIS SUPPLIES
8157 | 4221151000000 | WALKING AID ACCESSORY RUBBER TIP COMPLETE FLEXIBLE RUBBER ASSORTED SIZE.. | SUPPLEMENTARY REHAB,PHYSIOTHERAPY SUPPL.
8158 | 4221151100300 | WALKING AID ACCESSORY, GRIP HAND, FOAM, CRUTCH ACCESSORY | REHABILITATION,PHYSIOTHERAPY SUPPLIES
8159 | 4221151100400 | WALKING AID ACCESSORY, PAD FOR AXILLARY CRUTCH | REHABILITATION,PHYSIOTHERAPY SUPPLIES
8160 | 4221160100100 | ASSISTIVE TOOLS, BATH BOARD, FEATURES FLEXIBLE, RIBBED OVER, MOULDED PADS, FOR SUPERIOR GRIP TO THE BATH AND GREATER DURABILITY, A SWIVEL BRACKET ENABLES THE BOARD TO BE USED WITH A VARIETY OF BATH SHAPES, A UNIQUE LOCKING MECHANISM ENSURES THE BRACKETS ARE SECURELY FIXED AT ANY ANGLE, NARROW SLOTS ALLOW EASY DRAINAGE AND USE AS A SHOWER BOARD, AND AID IN THE PREVENTION OF GENITALIA ENTRAPMENT, OPTIONAL GRAB HANDLE, SMOOTH SURFACE FOR COMFORT AND EASE OF TRANSFER, LATEX FREE, STAINLESS STEEL FITTINGS, SUITABLE FOR USERS UP TO 190 KG, 66CM | REHABILITATION,PHYSIOTHERAPY SUPPLIES
8161 | 4221160100200 | ASSISTIVE TOOLS, BATH BOARD, FEATURES FLEXIBLE, RIBBED OVER, MOULDED PADS, FOR SUPERIOR GRIP TO THE BATH AND GREATER DURABILITY, A SWIVEL BRACKET ENABLES THE BOARD TO BE USED WITH A VARIETY OF BATH SHAPES, A UNIQUE LOCKING MECHANISM ENSURES THE BRACKETS ARE SECURELY FIXED AT ANY ANGLE, NARROW SLOTS ALLOW EASY DRAINAGE AND USE AS A SHOWER BOARD, AND AID IN THE PREVENTION OF GENITALIA ENTRAPMENT, OPTIONAL GRAB HANDLE, SMOOTH SURFACE FOR COMFORT AND EASE OF TRANSFER, LATEX FREE, STAINLESS STEEL FITTINGS, SUITABLE FOR USERS UP TO 190 KG, 68 CM | REHABILITATION,PHYSIOTHERAPY SUPPLIES
8162 | 4221160200000 | ASSISTIVE TOOLS, SENSORY BRUSH, BRUSHING THERAPY, REDUCE RESISTANCE TO TOUCH WITH THE WILBARGER THERAPY BRUSH THAT DELIVERS A DEEP PRESSURE MASSAGE, AN ESSENTIAL TOOL IN THE WILBARGER PROTOCOL, BRUSHING CAN ALSO IMPROVE ATTENTION SPAN AND ABILITY TO TRANSITION BETWEEN ACTIVITIES, INCREASES ALERTNESS, CALMNESS AND FOCUS, IDEAL FOR ANYONE WITH FEAR, SENSITIVITY OR RESISTANCE TO TOUCH, EASY-TO-GRIP BRUSH WITH FIRM BUT GENTLE PLASTIC BRISTLES. PACK OF 2 | REHABILITATION,PHYSIOTHERAPY SUPPLIES
8163 | 4221160200100 | ASSISTIVE TOOLS LONG HANDLE SPONGE POLYFOAM SPONGE HANDLES CAN BE BENT TO ANY DESIRED ANGLE TO CHANGE POSITION TO FORM A CUSTOMIZED HOOK OR CURVE SPONGE IS TREATED WITH AN ANTIBACTERIAL AGENT THAT PROLONGS THE SPONGE LIFE MEASURES 57 CM APPROXIMATELY LENGTH.. | SUPPLEMENTARY REHAB,PHYSIOTHERAPY SUPPL.
8164 | 4221160200200 | ASSISTIVE TOOLS, LONG HANDLE SPONGE, ROUND POLYFOAM SPONGE FOR BATHING AIDS HANDLES CAN BE BENT TO ANY DESIRED ANGLE TO CHANGE POSITION TO FORM A CUSTOMIZED HOOK OR CURVE, SPONGE IS TREATED WITH AN ANTIBACTERIAL AGENT THAT PROLONGS THE SPONGE LIFE IDEAL FOR ELDERLY, DISABLED, AND THOSE RECOVERING FROM HIP OR KNEE REPLACEMENT SURGERY WHO HAVE DIFFICULTY BENDING OR A LIMITED RANGE OF MOTION, MEASURES 57 CM APPROXIMATELY LENGTH | REHABILITATION,PHYSIOTHERAPY SUPPLIES
8165 | 4221160200300 | ASSISTIVE TOOLS, TOE AND FOOT CLEANER SPONGE, LONG HANDLED BATH SHOWER HANDLE LENGTH ABOUT 650MM FIRM, SPECIALLY CONTOURED SPONGE HELPS ENSURE THOROUGH CLEANING BROAD EASY GRIP HANDLE FOR CONTROL, AID FOR PEOPLE WHO STRUGGLE TO BEND | REHABILITATION,PHYSIOTHERAPY SUPPLIES
8166 | 4221160200400 | ASSISTIVE TOOLS LONG HANDLE SPONGE POLYFOAM SPONGE STRAIGHT HANDLE SPONGE IS TREATED WITH AN ANTIBACTERIAL AGENT THAT PROLONGS THE SPONGE LIFE MEASURES 57 CM APPROXIMATELY LENGTH.. | SUPPLEMENTARY REHAB,PHYSIOTHERAPY SUPPL.
8167 | 4221160800000 | ASSISTIVE TOOLS, ADJUSTABLE BATHTUB GRAB, MEDICAL HEIGHT SAFETY BAR RAIL, ANTI-SLIP TOOL, DESIGNED TO FIT JUST ABOUT ANY STYLE OF BATHTUB, MATERIAL ARE IRON AND FOAM AND RUBBER AND PLASTIC, OVERALL DIMENSIONS 22 X 17 X 55 CM, WEIGHT CAPACITY 130KG APPROXIMATELY | REHABILITATION,PHYSIOTHERAPY SUPPLIES
8168 | 4221160800100 | ASSISTIVE TOOLS, ADJUSTABLE SINGLE BED GRAB RAIL HELP PEOPLE WITH LIMITED BALANCE OR STRENGTH GET IN AND OUT OF BED EASILY HEAVY GAUGE METAL, STRONG STRAPS WRAP AROUND BOX SPRINGS, FIX BY HAVING A SECTION WHICH SLIDES BENEATH THE BED OR MATTRESS WEIGHT CAPACITY MORE THAN 120KG , SIZE RAIL: 18 INCH X 22 INCH AND BASE: 39 INCH X 33 INCH | REHABILITATION,PHYSIOTHERAPY SUPPLIES
8169 | 4221160800200 | ASSISTIVE TOOLS, DOUBLE BED GRAB RAIL HELP PEOPLE WITH LIMITED BALANCE OR STRENGTH GET IN AND OUT OF BED EASILY HEAVY GAUGE METAL, DUAL BED RAILS, ADJUSTABLE LENGTH FITS TWIN/FULL/QUEEN BEDS 98-134 X 44-75CM BASE FITS BETWEEN BED PLATFORM AND MATTRESS WEIGHT CAPACITY 120KG | REHABILITATION,PHYSIOTHERAPY SUPPLIES
8170 | 4221160800400 | ASSISTIVE TOOLS, SUCTION CUP GRAB BARS PROVIDES A SAFE GRIP FOR PEOPLE THAT REQUIRE ASSISTANCE IN PHYSICAL MOVEMENT ABS PLASTIC STEEL AND RUBBER ASSISTIVE TOOL ABOUT 17 TO 22IN ADJUSTABLE SUCTION CUP GRAB BAR CORROSION RESISTANT WEIGHT CAPACITY 130KG CAN BE FITTED TO FLAT WALL SURFACES WITHOUT THE NEED FOR TOOLS | REHABILITATION,PHYSIOTHERAPY SUPPLIES
8171 | 4221160800800 | ASSISTIVE TOOLS, HANDY BAR, PROVIDES A SOLID HANDLE WHICH ASSISTS WITH GETTING IN AND OUT OF A CAR DOOR, CAN BE USED ON THE DRIVER OR PASSENGER SIDE, PRECISELY SHAPED NOSE LOCKS SECURELY INTO POSITION, WEIGHT CAPACITY 280 KG APPROXIMATELY | REHABILITATION,PHYSIOTHERAPY SUPPLIES
8172 | 4221160800900 | ASSISTIVE TOOLS, SUCTION CUP GRAB BARS PROVIDES A SAFE GRIP FOR PEOPLE THAT REQUIRE ASSISTANCE IN PHYSICAL MOVEMENT ABS PLASTIC STEEL AND RUBBER ASSISTIVE TOOL ABOUT 12IN NON ADJUSTABLE SUCTION CUP GRAB BAR WEIGHT CAPACITY 130KG CAN BE FITTED TO FLAT WALL SURFACES WITHOUT THE NEED FOR TOOLS IT FEATURES A VISUAL INDICATOR THAT CHANGES FROM RED TO GREEN TO SHOW WHEN THE GRAB BAR IS SECURELY IN PLACE AND PROPERLY ADHERED. | REHABILITATION,PHYSIOTHERAPY SUPPLIES
8173 | 4221160801000 | ASSISTIVE TOOLS T- PULL DOOR CLOSER LIGHTWEIGHT AND DURABLE SWIVELS CAN GRAB AND PULL FROM ANY POSITION EASY TO INSTALL WITH EASY PEEL AND STICK INSTALLATION OR SCREW INTO THE DOOR MADE OUT OF DURABLE HIGH DENSITY PLASTIC PARTS CAN HOLD AT LEAST 25 KG HOLDS UP IN COLD HUMIDITY AND HEAT. ADHESIVE AND SCREWS ARE INCLUDED... | SUPPLEMENTARY REHAB,PHYSIOTHERAPY SUPPL.
8174 | 4221160801100 | ASSISTIVE TOOLS, INSULATED GRAB RAILS 12 INCH LONG - THIS GRAB RAIL IS MADE TO INCREASE STABILITY AND GRIP IN THE SHOWER OR BATH. IT PROVIDES A CONVENIENT BAR TO HOLD ON TO FOR EXTRA SUPPORT. THE SCREWS AND MOUNTING DEVICE ARE HIDDEN BEHIND THE ENDS OF THE RAILS FOR A SLEEK AND STYLISH DESIGN. | REHABILITATION,PHYSIOTHERAPY SUPPLIES
8175 | 4221160801200 | ASSISTIVE TOOLS, INSULATED GRAB RAILS 16 INCH LONG - THIS GRAB RAIL IS MADE TO INCREASE STABILITY AND GRIP IN THE SHOWER OR BATH, IT PROVIDES A CONVENIENT BAR TO HOLD ON TO FOR EXTRA SUPPORT. THE SCREWS AND MOUNTING DEVICE ARE HIDDEN BEHIND THE ENDS OF THE RAILS FOR A SLEEK AND STYLISH DESIGN. | REHABILITATION,PHYSIOTHERAPY SUPPLIES
8176 | 4221161100000 | SITZ BATH GOLD COLOUR HARD PLASTIC WITH 2000CC BAG GRADUATED WITH LONG TUBING FOR PERSONAL USE OF MATERNITY PATIENTS INDIVIDUALLY PACKED SINGLE USE.. | SUPPLEMENTARY GEN.SUPPLIES NURS,BURN
8177 | 4221170000000 | THERAPEUTIC, SAFETY IN AND AROUND THE HOME, BOXED SETS OF 48 COLOR PHOTOGRAPHS THAT ARE DESIGNED TO HELP DEVELOP LANGUAGE IN BOTH ADULTS AND CHILDREN. REAL OBJECTS, PEOPLE, SITUATIONS AND ACTIVITIES ARE DEPICTED TO PROVIDE THE THERAPIST WITH CREATIVE AND VISUALLY STIMULATING MATERIALS. ALL ARE STORED IN A STURDY BOX AND INCLUDE A MULTILINGUAL BOOKLET | REHABILITATION,PHYSIOTHERAPY SUPPLIES
8178 | 4221170400100 | ASSISTIVE TOOLS, ADJUSTABLE MOUTH STICKS AID THE DISABLED AND THOSE WHO CANNOT OPERATE HANDHELD TOOLS WITHOUT ASSISTANCE THERMOPLASTIC RUBBER STAINLESS STEEL ASSISTIVE TOOL 14TO19IN POINTER OR PAGE TURNER LIGHTWEIGHT ADJUSTABLE ANGLE THAT ALLOW BETTER VISIBILITY AND A MORE NATURAL WRITING OR TYPING ANGLE LATEX FREE | REHABILITATION,PHYSIOTHERAPY SUPPLIES
8179 | 4221170500300 | HEARING AID, BEHIND-THE-EAR, 10 FITTING CHANNEL OR MORE, FOR PROFOUND HEARING LOSS, SUPPORTS WIRELESS DIRECT CONNECTIVITY TO SMART DEVICES, MAXIMUM GAIN/OUTPUT OF 85/145 DB SPL IN EAR SIMULATOR OR HIGHER AND FREQUENCY RANGE OF 100-5000 HZ OR HIGHER, BATTERY SIZE 675 OR RECHARGEABLE TO BE ORDERED BASED ON END USER REQUEST/NEED. | EAR, NOSE & THROAT SUPPLIES (ENT)
8180 | 4221170500500 | BATTERY, ZINC AIR HEARING AID, SIZE 312 | EAR, NOSE & THROAT SUPPLIES (ENT)
8181 | 4221170500600 | BATTERY, MERCURY FREE - ZINC AIR BATTERIES - SIZE 675 - 1.45 V | EAR, NOSE & THROAT SUPPLIES (ENT)
8182 | 4221170501700 | HEARING AID, CUSTOM-MADE (IN-THE-EAR, IN-THE-CANAL, COMPLETELY-IN-CANAL), 12 FITTING CHANNELS OR MORE FOR MILD TO PROFOUND HEARING LOSS, TINNITUS OPTIONS, FREQUENCY RANGE OF 100-5100 HZ OR HIGHER, BATTERY SIZE, SHELL TYPE AND RECIEVER POWER TO BE ORDERED BASED ON END USER REQUEST/NEED, COMPATIBLE WITH CROS. | EAR, NOSE & THROAT SUPPLIES (ENT)
8183 | 4221170501800 | HEARING AID, CROS BEHIND-THE-EAR, PEDIATRIC (INDICATOR LIGHT), INTEGRATED RECEIVER TO DIRECTLY CONNECT TO ROGER WIRELESS SYSTEMS OR PROVIDE NEEDED REQUIREMENT FOR CONNECTION, WIRELESS DIRECT CONNECTIVITY TO SMART DEVICES, IP68 OR HIGHER. BATTERY SIZE 312 OR 13 OR RECHARGEABLE, COLOR AND BATTERY TYPE TO BE ORDERED BASED ON END USER REQUEST/NEED, CAN BE REQUESTED AS BICROS IF NEEDED. | EAR, NOSE & THROAT SUPPLIES (ENT)
8184 | 4221170501900 | HEARING AID, RECEIVER-IN-THE-CANAL 16 FITTING CHANNELS OR MORE FOR MILD TO MODERATELY SEVERE HEARING LOSS, INTEGRATED RECEIVER FOR DIRECT CONNECTIVITY TO ROGER WIRELESS SYSTEMS OR PROVIDE NEEDED REQUIREMENTS FOR CONNECTION, WIRELESS DIRECT CONNECTIVITY TO SMART DEVICES, IP68 OR HIGHER, FREQUENCY RANGE OF 150-7500HZ OR HIGHER, MAXIMUM GAIN/OUTPUT OF 72/135 DB SPL IN EAR STIMULATION (AS A MINIMUM), BATTERY SIZE 10, 312 OR 13 OR RECHARGEABLE, COLOR AND BATTERY TYPE TO BE ORDERED BASED ON END USER REQUEST/NEED, COMPATIBLE WITH CROS | EAR, NOSE & THROAT SUPPLIES (ENT)
8185 | 4221170900000 | ASSISTIVE TOOLS COMPUTER KEYBOARD AID THE TYPE AID HELPS PEOPLE WITH LIMITED FUNCTIONAL HAND SKILLS TO ACCURATELY DEPRESS KEYS LENGTH IS 19 CM APPROXIMATELY.. | SUPPLEMENTARY REHAB,PHYSIOTHERAPY SUPPL.
8186 | 4221171000000 | ASSISTIVE TOOLS, ERGOWRITER FOR RIGHT- OR LEFT-HANDED USE DESIGNED TO ALLEVIATE THE PAIN OF WRITING ASSOCIATED WITH ARTHRITIS AND OTHER AND AFFLICTIONS | REHABILITATION,PHYSIOTHERAPY SUPPLIES
8187 | 4221171000100 | ASSISTIVE TOOLS WISHBONE-SHAPED PEN FOR WEAK GRIP OR LIMITED GRASP ALLOWS THE PRESSURE OF THE NATURAL WEIGHT OF THE HAND TO GUIDE THE WRITING INSTRUMENT RATHER THAN THE GRIP HAS AN EXTRA SOFT PLIABLE SURFACE MAKING IT EVEN EASIER TO HOLD.. | SUPPLEMENTARY REHAB,PHYSIOTHERAPY SUPPL.
8188 | 4221171100000 | CAPSULE, FLEXIBLE INSERTION PIN, 16FR | EAR, NOSE & THROAT SUPPLIES (ENT)
8189 | 4221171100200 | PLUG, VOICE PROSTHESIS, WITH BRUSH, ASSORTED SIZES | EAR, NOSE & THROAT SUPPLIES (ENT)
8190 | 4221171100300 | VOICE PROSTHESIS SIZER WITH 3 INSERTS, PROVOX MEASURE | EAR, NOSE & THROAT SUPPLIES (ENT)
8191 | 4221171100500 | VOICE PROSTHESIS, DUAL VALVE, ASSORTED DIAMETERS AND LENGTHS, NON-STERILE | EAR, NOSE & THROAT SUPPLIES (ENT)
8192 | 4221171101300 | VOICE PROSTHESIS, ADVANTAGE INDWELLING, ASSORTED DIAMETERS AND LENGTHS, NON-STERILE | EAR, NOSE & THROAT SUPPLIES (ENT)
8193 | 4221171102000 | VOICE PROSTHESIS ANGLED VALVE 360° HOOD PROTECTS THE VALVE FLAP PRELOADED IN THE SMART INSERTER ASSORTED DIAMETERS AND LENGTHS | EAR, NOSE & THROAT SUPPLIES (ENT)
8194 | 4221171104300 | VOICE PROSTHESIS, INDWELLING, LARGE ESOPHAGEAL FLANGE, ASSORTED DIAMETERS AND LENGTHS | EAR, NOSE & THROAT SUPPLIES (ENT)
8195 | 4221171104600 | VOICE PROSTHESIS, INDWELLING, LARGE ESOPHAGEAL AND TRACHEAL FLANGE, ASSORTED DIAMETERS AND LENGTHS | EAR, NOSE & THROAT SUPPLIES (ENT)
8196 | 4221171104800 | ELECTROLARYNX, FOR COMMUNICATION, PRESSURE-SENSITIVE BUTTON FOR NATURAL EXPRESSION, MASCULINE OR FEMININE VOICING OPTIONS WITH PITCH ADJUSTMENT, WITH MULTIPLE EASY-SET MODES FOR MONOTONE OR VARIABLE PITCH SELECTIONS, UNIQUE WHISPER MODE | EAR, NOSE & THROAT SUPPLIES (ENT)
8197 | 4221171104900 | PORTABLE VOICE AMPLIFICATION SYSTEM FOR PATIENTS WITH HEARING LOSS TO AMPLIFY THE SOUND, WITH HEADSET MICROPHONE AND ADJUSTABLE WAIST OR NECK BAND AND A REMOVABLE BELT CLIP. | EAR, NOSE & THROAT SUPPLIES (ENT)
8198 | 4221171105000 | SPEAKING VALVE, ONE-WAY, WITH OXYGEN PORT, CLEAR OR WHITE COLOR | EAR, NOSE & THROAT SUPPLIES (ENT)
8199 | 4221171105100 | SPEAKING VALVE, ONE-WAY, WITHOUT OXYGEN PORT, CLEAR OR WHITE COLOR | EAR, NOSE & THROAT SUPPLIES (ENT)
8200 | 4221171105200 | SPEAKING VALVE ADAPTOR, FOR VENTILATOR DEPENDENT PATIENTS | EAR, NOSE & THROAT SUPPLIES (ENT)
8201 | 4221171105300 | KIT, WATER WEAR FITTING ALL EXTERNAL PROCESSORS RELATED TO 16 ELECTRODE COCHLEAR IMPLANT | EAR, NOSE & THROAT SUPPLIES (ENT)
8202 | 4221171105400 | WATER WEAR, DISPOSABLE USED WITH 22 CHANNEL ELECTRODE COCHLEAR IMPLANT ON EAR SPEECH PROCESSOR | EAR, NOSE & THROAT SUPPLIES (ENT)
8203 | 4221171105500 | WATER WEAR, USED WITH 12 CHANNEL ELECTRODE COCHLEAR IMPLANT OFF EAR PROCESSOR, DISPOSABLE | EAR, NOSE & THROAT SUPPLIES (ENT)
8204 | 4221171105600 | SPEAKING VALVE, ONE-WAY, WITHOUT OXYGEN PORT, FOR VENTILATOR DEPENDENT PATIENTS | EAR, NOSE & THROAT SUPPLIES (ENT)
8205 | 4221171105700 | SPEAKING VALVE, ONE-WAY BALL VALVE LOW AIRFLOW RESISTANCE, CAN ATTACH TO HME, ASSORTED COLORS | EAR, NOSE & THROAT SUPPLIES (ENT)
8206 | 4221171600800 | PROTECTIVE SLEEVE, COMPATIBLE WITH RECEIVER IN THE CANAL HEARING AID, BEHIND THE EAR HEARING AID, COCHLEAR IMPLANT BEHIND THE EAR SOUND PROCESSOR, COCHLEAR IMPLANT SINGLE UNIT SOUND PROCESSOR, BONE ANCHORED HEARING AID SIZE AND SHAPE UPON REQUEST | EAR, NOSE & THROAT SUPPLIES (ENT)
8207 | 4221171600900 | ADHESIVE, ADAPTORS RELATED TO BONE ANCHORED HEARING KIT | EAR, NOSE & THROAT SUPPLIES (ENT)
8208 | 4221171601000 | HUGGIE AID, ADJUSTABLE TO RETAIN BEHIND THE EAR HEARING AIDS | EAR, NOSE & THROAT SUPPLIES (ENT)
8209 | 4221171601100 | SAFETY CORD WITH CLIP, FOR HEARING AID / COCHLEAR IMPLANT PROCESSOR RETENTION OR EQUIVALENT | EAR, NOSE & THROAT SUPPLIES (ENT)
8210 | 4221171601300 | DEHUMIDIFIER BOX / CONTAINER, FOR HEARING AID, RELATED TO MOISTURE ABSORBER CAPSULE | EAR, NOSE & THROAT SUPPLIES (ENT)
8211 | 4221171601400 | HUG FIT OR EQUIVALENT, RELATED TO 22 ELECTRODE COCHLEAR IMPLANT ASSORTED SIZES BY END USER REQUEST | EAR, NOSE & THROAT SUPPLIES (ENT)
8212 | 4221171601500 | KIT, SOUND TUBES AND ADI EARTIP ADAPTOR, OR EQUIVALENT | EAR, NOSE & THROAT SUPPLIES (ENT)
8213 | 4221171601600 | MOODY ACU-MIN SCREWDRIVER SET FOR HEARING AIDS, OR EQUIVALENT | EAR, NOSE & THROAT SUPPLIES (ENT)
8214 | 4221171601700 | SOUND TUBE, FOR AUDIOMETRY, 3A INSERT EARPHONES | EAR, NOSE & THROAT SUPPLIES (ENT)
8215 | 4221171601800 | TUBE, 3/4 MM LIBBY HORN, DIFFERENT SIZE, AS REQUESTED BY END USER | EAR, NOSE & THROAT SUPPLIES (ENT)
8216 | 4221171601900 | TUBES, STANDARD SINGLE BEND WITH DIFFERENT SIZES, DISPOSABLE, OR EQUIVALENT | EAR, NOSE & THROAT SUPPLIES (ENT)
8217 | 4221171602000 | TUBES, STANDARD SINGLE BEND PREFORMED SIZE 13, DISPOSABLE, OR EQUIVALENT | EAR, NOSE & THROAT SUPPLIES (ENT)
8218 | 4221171602100 | TUBES, THICK SINGLE BEND PREFORMED SIZE 13, DISPOSABLE, OR EQUIVALENT | EAR, NOSE & THROAT SUPPLIES (ENT)
8219 | 4221180100100 | ASSISTIVE TOOLS, BUTTON HOOK AND ZIP PULLER, EXCEPTIONAL VALUE FOR MONEY, THIS USEFUL TOOL COMBINES TWO PRODUCTS FOR THE PRICE OF ONE WITH A BUTTON HOOK ON ONE END AND A ZIP PULLER ON THE OTHER END, THIS DEVICE HELPS WITH A NUMBER OF DRESSING TASKS, LENGTH 235 MM, HANDLE WIDTH 19 MM APPROXIMATELY | REHABILITATION,PHYSIOTHERAPY SUPPLIES
8220 | 4221180100200 | ASSISTIVE TOOLS, BUTTON HOOK FOR SMALL AND LARGER BUTTONS, INDEPENDENT DRESSING AID FOR HOOKING, BUTTONING FOR GETTING DRESSED, DRESS STICK FOR ARTHRITIS, ELDERLY, LIMITED HAND MOBILITY | REHABILITATION,PHYSIOTHERAPY SUPPLIES
8221 | 4221180300000 | ASSISTIVE TOOLS, WOODEN DRESSING STICK WITH RUBBER TIP AT ONE END AND SPECIAL DOUBLE WIRE HOOK AT THE OTHER, IS USED TO PULL ON OR PUSH OFF GARMENTS THAT CANNOT BE REACHED EASILY, E.G. SOCKS, LENGTH 520 MM APPROXIMATELY | REHABILITATION,PHYSIOTHERAPY SUPPLIES
8222 | 4221180400000 | ASSISTIVE TOOLS LONG HANDLE BRUSH ANTI- SLIP HANDLE FITS SNUGLY IN THE HAND TO STAY IN PLACE WHEN IN USE PROVIDES MAXIMUM REACH WITH MINIMUM EFFORT.. | SUPPLEMENTARY REHAB,PHYSIOTHERAPY SUPPL.
8223 | 4221180500000 | ASSISTIVE TOOLS, INSPECTION MIRROR, FLEXIBLE ACRYLIC MIRROR STAYS IN POSITION WHEN BENT. ADJUSTABLE PLASTIC CUFF ACCOMMODATES FULL PALMAR GRIP OR FINGER GRASP. 15 X 10 CM MIRROR IS 55 CM LONG APPROXIMATELY | REHABILITATION,PHYSIOTHERAPY SUPPLIES
8224 | 4221181100000 | ASSISTIVE TOOLS, METAL SHOE HORN, LIGHT WEIGHT CHROME PLATED WITH SPRING ACTION ENABLES EASY BENDING BETWEEN HORN AND HANDLE NON-SLIP HANDLE ENSURES A SMOOTH SURFACE THAT WILL NOT STICK TO CLOTHING NOR THE USER'S SKIN 60 CM APPROXIMATELY LONG | REHABILITATION,PHYSIOTHERAPY SUPPLIES
8225 | 4221181210400 | TOE CAP PROVIDES LIGHT TO MODERATE COMPRESSION FOR THE TOES ASSORTED SIZES... | SUPPLEMENTARY REHAB,PHYSIOTHERAPY SUPPL.
8226 | 4221181212100 | STOCKING, ANTI-EMBOLISM, (CLOSE TOES) BELOW KNEE, MEDIUM | SUPPLEMENTARY GEN.SUPPLIES NURS,BURN
8227 | 4221181212700 | STOCKING ANTI - EMBOLISM THIGH LENGTH WITH INSPECTION TOE AND WAIST BELT SIZE: LARGE... | SUPPLEMENTARY GEN.SUPPLIES NURS,BURN
8228 | 4221181214200 | STOCKING ANTI-EMBOLISM (OPEN TOES) THIGH LENGTH FOR ADULT SIZE: X- / LARGE.... | SUPPLEMENTARY GEN.SUPPLIES NURS,BURN
8229 | 4221181214300 | STOCKING, ANTI-EMBOLISM, (CLOSE TOES) BELOW KNEE, LARGE | SUPPLEMENTARY GEN.SUPPLIES NURS,BURN
8230 | 4221181214500 | STOCKING ANTI-EMBOLISM BELOW KNEE WITH INSPECTION TOE SIZE: EXTRA LARGE. | SUPPLEMENTARY GEN.SUPPLIES NURS,BURN
8231 | 4221181267600 | DONNING AID FOR CLOSED TOE COMPRESSION STOCKINGS, FOR LYMPHEDEMA, REDUCE FRICTION BETWEEN THE SKIN AND THE COMPRESSION GARMENT DURABLE AND TEAR-RESISTANT MATERIAL, ASSORTED SIZES (LYMPHEDEMA) | REHABILITATION,PHYSIOTHERAPY SUPPLIES
8232 | 4221181267700 | DONNING AID FOR COMPRESSION GARMENT, DURABLE MATERIAL, ASSORTED SIZES (LYMPHEDEMA) | REHABILITATION,PHYSIOTHERAPY SUPPLIES
8233 | 4221181267800 | DONNING AID FOR OPEN TOE COMPRESSION STOCKINGS, FOR LYMPHEDEMA, REDUCE FRICTION BETWEEN THE SKIN AND THE COMPRESSION GARMENT DURABLE AND TEAR-RESISTANT MATERIAL, ASSORTED SIZES (LYMPHEDEMA) | REHABILITATION,PHYSIOTHERAPY SUPPLIES
8234 | 4221190000300 | ASSISTIVE TOOLS, TWISTER JAR OPENER, RUBBER MOULDED CONE GRIPS LID SECURELY, FLUTED ON THE OUTSIDE FOR EASE OF USE, RIBBED ON THE INSIDE FOR MAXIMUM GRIP, DURABLE, NO MOVING PARTS TO BREAK, EASY TO CLEAN, EASY TO USE, SUITABLE FOR LIDS, 20 MM-85 MM DIAMETER TWISTER APPROXIMATELY | REHABILITATION,PHYSIOTHERAPY SUPPLIES
8235 | 4221190000400 | BAGS MINI MESH FOR CHEWING TRAINING BPA FREE | EAR, NOSE & THROAT SUPPLIES (ENT)
8236 | 4221190100000 | ASSISTIVE TOOLS, MATS, NON-SLIP, ROLL, RUBBER-LIKE, PLASTIC MATERIAL MADE FROM NON-WOVEN FABRIC COATED ON BOTH SIDES WITH DYCEM OR E QUIVALENT, USED TO STABILIZE SURFACES, REUSABLE, CUT TO MOST ANY SIZE OR SHAPE WITH SCISSORS, CLEANS WITH SOAP AND WATER | REHABILITATION,PHYSIOTHERAPY SUPPLIES
8237 | 4221190100200 | ASSISTIVE TOOLS, NON SLIP RUBBER MAT, LIKE PLASTIC MATERIAL USED TO STABILIZE SURFACES, REUSABLE CUT TO MOST ANY SIZE OR SHAPE WITH SCISSORS CLEANS WITH SOAP AND WATER, NON TOXIC 40 CM X 10 YARD, ROLLS COLOR CLEAR OR SILVER | REHABILITATION,PHYSIOTHERAPY SUPPLIES
8238 | 4221190100300 | ASSISTIVE TOOLS, NON SLIP RUBBER MAT, LIKE PLASTIC MATERIAL USED TO STABILIZE SURFACES, REUSABLE CUT TO MOST ANY SIZE OR SHAPE WITH SCISSORS CLEANS WITH SOAP AND WATER, NON TOXIC 40 CM X 10 YARD, ROLLS COLOR RED | REHABILITATION,PHYSIOTHERAPY SUPPLIES
8239 | 4221190100400 | ASSISTIVE TOOLS, NON SLIP RUBBER MAT, LIKE PLASTIC MATERIAL USED TO STABILIZE SURFACES, REUSABLE CUT TO MOST ANY SIZE OR SHAPE WITH SCISSORS CLEANS WITH SOAP AND WATER, NON TOXIC 40 CM X 10 YARD, ROLLS COLOR BLUE | REHABILITATION,PHYSIOTHERAPY SUPPLIES
8240 | 4221190300000 | ASSISTIVE TOOLS, CAN OPENER MACHINE, BATTERY POWERED WORKS ON STANDARD SMALL, MEDIUM AND LARGE CANS | REHABILITATION,PHYSIOTHERAPY SUPPLIES
8241 | 4221190500000 | CUP, GRAVITY ASSISTED DRINKING CUP | EAR, NOSE & THROAT SUPPLIES (ENT)
8242 | 4221190500100 | CUP, REGULATING DRINKING, FOR SWALLOWING PROBLEMS, ASSORTED SIZES AND COLORS. | EAR, NOSE & THROAT SUPPLIES (ENT)
8243 | 4221190500200 | FLEXIBLE PLASTIC CUT CUPS, DESIGNED TO PROMOTE EASE OF DRINKING, ALLOW DRINKING WITHOUT NECK EXTENSION, CUP CAN BE GENTLY “SQUEEZED” TO CHANGE THE SHAPE OF THE CUP LIP AND DIRECT LIQUID FLOW | EAR, NOSE & THROAT SUPPLIES (ENT)
8244 | 4221190500300 | FLEXIBLE TUBE FEEDING BOTTLE THAT EXTENDS TO THE BOTTOM OF THE BOTTLE THROUGH THE SCREW CAP | EAR, NOSE & THROAT SUPPLIES (ENT)
8245 | 4221190500400 | PLASTIC CUP WITH RUBBER REGULATOR FOR DRINKING IN SEMI-RECLINED POSITION | EAR, NOSE & THROAT SUPPLIES (ENT)
8246 | 4221190500500 | CUP, FOR FENESTRATED TRACHEOSTOMY TUBE UNIVERSAL SIZE | EAR, NOSE & THROAT SUPPLIES (ENT)
8247 | 4221190500600 | ASSISTIVE TOOLS, ERGONOMIC NOSEY CUP PROVIDES EXTREMELY SAFE GRIP WITH ITS CONTOURED SHAPE, SLIGHTLY TEXTURED SURFACE GIVES ADDITIONAL SAFETY, CUT OUT IN THE NOSE AREA ENSURES USER CAN DRINK WITHOUT TIPPING HEAD BACK, TRANSLUCENT PLASTIC ALLOWS CARER TO SIMPLY MONITOR LIQUID INTAKE | REHABILITATION,PHYSIOTHERAPY SUPPLIES
8248 | 4221190600000 | ASSISTIVE TOOLS, U DRINK OR EQUIVALENT, ADAPTABLE HOLDER, THE IDEAL SOLUTION, FOR PEOPLE WITH LIMITED, OR NO GRIP, STRENGTH, TO HOLD AND DRINK, BEVERAGES, CANS, CUPS, AND GLASSES, OF ALL DIFFERENT SHAPES, SIZES, AND MATERIALS INDEPENDENT, MADE OF STAINLESS STEEL, WITH AN ADJUSTABLE HANDLE AND NONSLIP STRAP LINER | REHABILITATION,PHYSIOTHERAPY SUPPLIES
8249 | 4221190600100 | ASSISTIVE TOOLS, MULTI-UTENSIL HOLDER, DURABLE, 2.5 CM, MADE FROM A SOFT STRETCHY FABRIC WIDE NYLON WEBBING TO HELPS SUPPORT UTENSILS, THE POCKET HOLDS RANGE OF ITEMS OF UTENSILS, SECURELY SUCH AS CUTLERY, PENS, PENCILS, BRUSHES, AND COMBS, FOR LEFT OR RIGHT HANDED USE | REHABILITATION,PHYSIOTHERAPY SUPPLIES
8250 | 4221190700000 | ASSISTIVE TOOLS, GRIP UTENSILS, ERGONOMIC BENDABLE DESIGN WITH A SOFT GRIP, IS COMFORTABLE RIBBED BUILT-UP HANDLES HELP PEOPLE WITH WEAK GRASP TO HOLD UTENSILS SECURELY HANDLE MADE OF THERMOPLASTIC, RUBBER, AND POLYPROPYLENE, DISHWASHER SAFE, LATEX FREE, SET OF 4 | REHABILITATION,PHYSIOTHERAPY SUPPLIES
8251 | 4221190700100 | ASSISTIVE TOOLS, GRIP UTENSILS, ERGONOMIC BENDABLE DESIGN WITH A SOFT GRIP, IS COMFORTABLE RIBBED BUILT-UP HANDLES HELP PEOPLE WITH WEAK GRASP TO HOLD UTENSILS SECURELY HANDLE MADE OF THERMOPLASTIC, RUBBER, AND POLYPROPYLENE, DISHWASHER SAFE, LATEX FREE, TABLESPOON | REHABILITATION,PHYSIOTHERAPY SUPPLIES
8252 | 4221190700200 | ASSISTIVE TOOLS, GRIP UTENSILS, ERGONOMIC BENDABLE DESIGN WITH A SOFT GRIP, IS COMFORTABLE RIBBED BUILT-UP HANDLES HELP PEOPLE WITH WEAK GRASP TO HOLD UTENSILS SECURELY HANDLE MADE OF THERMOPLASTIC, RUBBER, AND POLYPROPYLENE, DISHWASHER SAFE, LATEX FREE, SERRATED ROCKER KNIFE. | REHABILITATION,PHYSIOTHERAPY SUPPLIES
8253 | 4221190700500 | ASSISTIVE TOOLS, ROUND SCOOP DISH, 23 CM, ROUND SCOOP DISH OF EXTRA-THICK WHITE MELAMINE, HEAVY-DUTY, REINFORCED RIM AND BASE, WITHS TANDS INSTITUTIONAL USAGE, THE GROOVED LIP CAN BE USED FOR RESTING AN EATING UTENSIL OR AS A LOCATION NOTCH, NONSKID BOTTOM PROVIDES STABILITY, CENTER DEPTH 4 CM, MOULDED LOW IN FRONT AND HIGH IN BACK RUBBER-PADDED BOTTOM PROVIDES CONTROL | REHABILITATION,PHYSIOTHERAPY SUPPLIES
8254 | 4221190700600 | ASSISTIVE TOOLS, QUEENS ANGLED CUTLERY SET, 1 1/4 INCHES DIAMETER X 3 5/8 INCHES LENGTH, BUILT-UP HANDLES, INCREASE COMFORT FOR THOSE WITH WEAK OR PAINFUL GRASP, ENABLING THOSE WITH LIMITED WRIST MOVEMENT TO EAT MORE EASILY, LIGHTWEIGHT STAINLESS STEEL IN PLASTIC HANDLE, INSTITUTIONAL DISHWASHER SAFE, BPA, AND PHTHALATES FREE, THE KNIFE HAS A BLADE BENT AT AN ANGLE TO THE HANDLE AND CAN BE USED WITH A ROCKER ACTION, THE FORK AND SPOON ARE AVAILABLE AS RIGHT OR LEFT HANDED VERSIONS. SET OF KNIFE, RIGHT AND LEFT HANDED FORK, SPOON AND JUNIOR SPOON. | REHABILITATION,PHYSIOTHERAPY SUPPLIES
8255 | 4221190700700 | ASSISTIVE TOOLS, QUEENS ANGLED CUTLERY, 1 1/4 INCHES DIAMETER X 3 5/8 INCHES LENGTH, BUILT-UP HANDLES, INCREASE COMFORT FOR THOSE WITH WEAK OR PAINFUL GRASP, ENABLING THOSE WITH LIMITED WRIST MOVEMENT TO EAT MORE EASILY, LIGHTWEIGHT STAINLESS STEEL IN PLASTIC HANDLE, INSTITUTIONAL DISHWASHER SAFE, BPA, AND PHTHALATES FREE, THE KNIFE HAS A BLADE BENT AT AN ANGLE TO THE HANDLE AND CAN BE USED WITH A ROCKER ACTION, KNIFE | REHABILITATION,PHYSIOTHERAPY SUPPLIES
8256 | 4221190700800 | ASSISTIVE TOOLS, QUEENS ANGLED CUTLERY, 1 1/4 INCHES DIAMETER X 3 5/8 INCHES LENGTH, BUILT-UP HANDLES, INCREASE COMFORT FOR THOSE WITH WEAK OR PAINFUL GRASP, ENABLING THOSE WITH LIMITED WRIST MOVEMENT TO EAT MORE EASILY, LIGHTWEIGHT STAINLESS STEEL IN PLASTIC HANDLE, INSTITUTIONAL DISHWASHER SAFE, BPA, AND PHTHALATES FREE, FORK LEFT HANDED | REHABILITATION,PHYSIOTHERAPY SUPPLIES
8257 | 4221190700900 | ASSISTIVE TOOLS, QUEENS ANGLED CUTLERY, 1 1/4 INCHES DIAMETER X 3 5/8 INCHES LENGTH, BUILT-UP HANDLES, INCREASE COMFORT FOR THOSE WITH WEAK OR PAINFUL GRASP, ENABLING THOSE WITH LIMITED WRIST MOVEMENT TO EAT MORE EASILY, LIGHTWEIGHT STAINLESS STEEL IN PLASTIC HANDLE, INSTITUTIONAL DISHWASHER SAFE, BPA, AND PHTHALATES FREE, RIGHT HANDED FORK | REHABILITATION,PHYSIOTHERAPY SUPPLIES
8258 | 4221190701000 | ASSISTIVE TOOLS, QUEENS ANGLED CUTLERY, 1 1/4 INCHES DIAMETER X 3 5/8 INCHES LENGTH, BUILT-UP HANDLES, INCREASE COMFORT FOR THOSE WITH WEAK OR PAINFUL GRASP, ENABLING THOSE WITH LIMITED WRIST MOVEMENT TO EAT MORE EASILY, LIGHTWEIGHT STAINLESS STEEL IN PLASTIC HANDLE, INSTITUTIONAL DISHWASHER SAFE, BPA, AND PHTHALATES FREE, LEFT HANDED SPOON | REHABILITATION,PHYSIOTHERAPY SUPPLIES
8259 | 4221190701100 | ASSISTIVE TOOLS, QUEENS ANGLED CUTLERY, 1 1/4 INCHES DIAMETER X 3 5/8 INCHES LENGTH, BUILT-UP HANDLES, INCREASE COMFORT FOR THOSE WITH WEAK OR PAINFUL GRASP, ENABLING THOSE WITH LIMITED WRIST MOVEMENT TO EAT MORE EASILY, LIGHTWEIGHT STAINLESS STEEL IN PLASTIC HANDLE, INSTITUTIONAL DISHWASHER SAFE, BPA, AND PHTHALATES FREE, RIGHT HANDED SPOON | REHABILITATION,PHYSIOTHERAPY SUPPLIES
8260 | 4221190701300 | ASSISTIVE TOOLS, FLEXIBLE UTENSILS, PLASTISOL COATED FOR SELF-FEEDING WITH A FOAM HANDLE THAT CAN BE ANGLED OR POSITIONED IN A VARIETY OF DIRECTIONS FOR CUSTOMIZED USE FOAM HANDLE 1 INCH IN DIAMETER AND 14 INCHES LONG, CAN BE CUSTOMIZED TO FIT A USER’S GRIP, WEIGHS ONLY 4 OZ, INCLUDES A 10 INCHES VELCRO STRAP TO SECURE UTENSIL ON USER’S HAND AND ASSIST THOSE WITH DISABILITIES OR LIMITED HAND FUNCTION, FORK | REHABILITATION,PHYSIOTHERAPY SUPPLIES
8261 | 4221190701400 | ASSISTIVE TOOLS, FLEXIBLE UTENSILS, FOR SELF-FEEDING WITH A FOAM HANDLE THAT CAN BE ANGLED OR POSITIONED IN A VARIETY OF DIRECTIONS FOR CUSTOMIZED USE FOAM HANDLE 1 INCH IN DIAMETER AND 14 INCHES LONG, CAN BE CUSTOMIZED TO FIT A USER’S GRIP, WEIGHS ONLY 4 OZ, INCLUDES A 10 INCHES VELCRO STRAP TO SECURE UTENSIL ON USER’S HAND AND ASSIST THOSE WITH DISABILITIES OR LIMITED HAND FUNCTION, TEASPOON | REHABILITATION,PHYSIOTHERAPY SUPPLIES
8262 | 4221190701600 | ASSISTIVE TOOLS, FLEXIBLE UTENSILS, FOR SELF-FEEDING WITH A FOAM HANDLE THAT CAN BE ANGLED OR POSITIONED IN A VARIETY OF DIRECTIONS FOR CUSTOMIZED USE FOAM HANDLE 1 INCH IN DIAMETER AND 14 INCHES LONG, CAN BE CUSTOMIZED TO FIT A USER’S GRIP, WEIGHS ONLY 4 OZ, INCLUDES A 10 INCHES VELCRO STRAP TO SECURE UTENSIL ON USER’S HAND AND ASSIST THOSE WITH DISABILITIES OR LIMITED HAND FUNCTION, TABLESPOON | REHABILITATION,PHYSIOTHERAPY SUPPLIES
8263 | 4221190701900 | ASSISTIVE TOOLS, PEDIATRIC, WEIGHTED, UTENSILS, WITH ERGONOMIC FINGER INDENTATIONS, PLASTISOL COATED, YOUTH TEASPOON | REHABILITATION,PHYSIOTHERAPY SUPPLIES
8264 | 4221190702000 | ASSISTIVE TOOLS, PEDIATRIC WEIGHTED UTENSILS, WITH STRAP, WITH ERGONOMIC FINGER INDENTATIONS TEASPOON | REHABILITATION,PHYSIOTHERAPY SUPPLIES
8265 | 4221190702100 | ASSISTIVE TOOLS, GRIP UTENSILS, ERGONOMIC BENDABLE DESIGN WITH A SOFT GRIP, IS COMFORTABLE RIBBED BUILT-UP HANDLES HELP PEOPLE WITH WEAK GRASP TO HOLD UTENSILS SECURELY. HANDLE MADE OF THERMOPLASTIC, RUBBER, AND POLYPROPYLENE, DISHWASHER SAFE, LATEX FREE, FORK. | REHABILITATION,PHYSIOTHERAPY SUPPLIES
8266 | 4221190702300 | ASSISTIVE TOOLS, NO TIP WEIGHTED BASE CUP, TWO-HANDLED CUP WITH WEIGHTED BASE AND ROUNDED CORNERS, FOR SELF-RIGHTING EVEN WHEN RELEASED FROM LYING POSITION HANDLES FOR TWO-HANDED HOLD TO AID CONTROL COMES WITH TWO SPILL-PROOF LIDS, TO FIT THE LEVEL OF DRINKING ASSISTANCE NEEDED BY THE CHILD, ONE LID IS DISH-SHAPE, CLEAR PLASTIC WITH TWO HOLES TO LET FLUID FLOW INTO THE DISH FOR DRINKING THE OTHER LID HAS A MOLDED PLASTIC MOUTHPIECE TOP SHELF DISHWASHER SAFE | REHABILITATION,PHYSIOTHERAPY SUPPLIES
8267 | 4221190702400 | ASSISTIVE TOOLS, UTILITY KNIFE, WITH KNUCKLE GUARD AND SECURE GRIP | REHABILITATION,PHYSIOTHERAPY SUPPLIES
8268 | 4221190702500 | ASSISTIVE TOOLS, GRIP UTENSILS, ERGONOMIC BENDABLE DESIGN WITH A SOFT GRIP, IS COMFORTABLE RIBBED BUILT-UP HANDLES HELP PEOPLE WITH WEAK GRASP TO HOLD UTENSILS SECURELY HANDLE MADE OF THERMOPLASTIC, RUBBER, AND POLYPROPYLENE, DISHWASHER SAFE, LATEX FREE, TEASPOON | REHABILITATION,PHYSIOTHERAPY SUPPLIES
8269 | 4221190703500 | SPOON, GLOSSECTOMY SPOON WITH PUSHER | EAR, NOSE & THROAT SUPPLIES (ENT)
8270 | 4221190703600 | SPOON, TEXTURED, FOR ORAL SENSORY STIMULATION, ASSORTED SIZES AND COLORS | EAR, NOSE & THROAT SUPPLIES (ENT)
8271 | 4221190703800 | ASSISTIVE TOOLS, STEADY SPOON WITH COUNTER WEIGHTS TO PREVENT SPILLAGE, KEEP THE SPOON BOWL LEVEL NO MATTER THE ARM POSITION OR TREMOR, NO NEED A STRONG GRASP ON THE SPOON, HOOK AND LOOP STRAP CONNECTED TO THE BUILT-UP HANDLE, ADULT HANDLE L: 5-1/2 INCH X D: 1-1/4 INCH, TOTAL HANDLE AND BOWL LENGTH 9 1/2 INCH, STRAP LENGTH 5 INCH, WEIGHS 225G, BPA, PHTHALATES, AND LATEX FREE | REHABILITATION,PHYSIOTHERAPY SUPPLIES
8272 | 4221191100200 | ASSISTIVE TOOLS, FOOD GUARD PLATE, PREVENTS FOOD FROM BEING PUSHED OFF, THE PLATE CONCAVE WALL ASSISTS IN GUIDING FOOD ONTO THE UTENSIL, SECURED TO THE PLATE WITH AN INTERNAL GROOVE, LARGE SIZE, FITS PLATES WITH A DIAMETER OF 9 INCHES - 11 INCH | REHABILITATION,PHYSIOTHERAPY SUPPLIES
8273 | 4221191500000 | ASSISTIVE TOOLS, SLIDE SELF-FEEDING SUPPORT, STABLE, SMOOTHLY GUIDES THE ARM WHILE MOVING FROM PLATE TO MOUTH, SUPPORTS THE FOREARM AS THE CLIENT GATHERS FOOD ONTO THE UTENSIL, THEN WITH A SIMPLE SLIDING MOTION MOVES THE WRIST INTO THE SMALLER TOP SECTION, GIVING STABILITY AND SUPPORT WHILE BRINGING FOOD TO THE MOUTH, INCLUDES A ROOF ATTACHMENT THAT CAN BE USED TO HELP KEEP THE ARM ON THE SLIDE AND PROVIDE ADDITIONAL CONTROL AND SUPPORT, LATEX FREE | REHABILITATION,PHYSIOTHERAPY SUPPLIES
8274 | 4221191700000 | ASSISTIVE TOOLS, TREMOR DINING KIT, DESIGNED FOR THOSE WITH PARKINSON’S DISEASE, OR OTHER TYPE OF TREMOR-CAUSING CONDITION, PACKAGED TOGETHER AND SPECIALLY PRICED, INCLUDES WEIGHTED UTENSILS, A WEIGHTED INSULATED CUP AND A SUCTION-CUP PLATE | REHABILITATION,PHYSIOTHERAPY SUPPLIES
8275 | 4221191700100 | ASSISTIVE TOOLS, SCOOPER PLATE WITHOUT SUCTION CUP, FLAT BOTTOM WITH NON SKID BOTTOM AND HIGH RIMS WITH A REVERSE CURVE ON ONE SIDE TO REDUCE SPILLS WHILE SCOOPING. MADE OF DURABLE POLYESTER THAT IS LIGHTWEIGHT, BREAK RESISTANT, MOLDED OF HEAT-RESISTANT PLASTIC AND MICROWAVABLE, MEASURES ABOUT 8 INCHES IN DIAMETER | REHABILITATION,PHYSIOTHERAPY SUPPLIES
8276 | 4221191700200 | ASSISTIVE TOOLS, SCOOPER PLATE WITH SUCTION CUP, FLAT BOTTOM AND HIGH RIMS WITH A REVERSE CURVE ON ONE SIDE TO REDUCE SPILLS WHILE SCOOPING WITH SUCTION CUP BASE. MADE OF DURABLE POLYESTER THAT IS LIGHTWEIGHT, BREAK RESISTANT, MOLDED OF HEAT-RESISTANT PLASTIC AND MICROWAVABLE, MEASURES ABOUT 6 3/4 INCHES IN DIAMETER | REHABILITATION,PHYSIOTHERAPY SUPPLIES
8277 | 4221191700300 | ASSISTIVE TOOLS, SCOOPER BOWL WITH SUCTION CUP, FLAT BOTTOM AND HIGH RIMS WITH A REVERSE CURVE ON ONE SIDE TO REDUCE SPILLS WHILE SCOOPING WITH SUCTION CUP BASE. MADE OF DURABLE POLYESTER THAT IS LIGHTWEIGHT, BREAK RESISTANT, MOLDED OF HEAT-RESISTANT PLASTIC AND MICROWAVABLE, MEASURES ABOUT 5 1/2 INCHES X 6 1/2 INCHES | REHABILITATION,PHYSIOTHERAPY SUPPLIES
8278 | 4221200500000 | ASSISTIVE TOOLS LONG HANDLE COMB ANTI- SLIP HANDLE FITS SNUGLY IN THE HAND TO STAY IN PLACE WHEN IN USE PROVIDES MAXIMUM REACH WITH MINIMUM EFFORT. | SUPPLEMENTARY REHAB,PHYSIOTHERAPY SUPPL.
8279 | 4221211100000 | ASSISTIVE TOOLS, PLASTIC CARD HOLDER FOR THOSE WITH LIMITED HAND FUNCTION, HOLDING THIN AND LIGHTWEIGHT CARDS CAN BE A CHALLENGE | REHABILITATION,PHYSIOTHERAPY SUPPLIES
8280 | 4221230100100 | ASSISTIVE TOOLS, HOLD GRIP STRAPS ALLOW HOLDING ONTO A WIDE RANGE OF ITEMS WITH EASE, ATTACH THEM TO TOOTHBRUSH, PENS, HAIRBRUSH, CUTLERY OR ANYTHING ELSE, HOLD STRAPS ARE ANTI –SLIP, STRAPS ARE MADE OF FOOD GRADE SILICONE AND ARE HYPOALLERGENIC AND LATEX FREE, CAN BE WASHED IN THE DISHWASHER OR SANITIZED WITH DISINFECTANT WIPES, PACK INCLUDES 8 DIFFERENT COLOR WITH DIFFERENT SIZES TO FIT INFANT, CHILDREN AND ADULT | REHABILITATION,PHYSIOTHERAPY SUPPLIES
8281 | 4221230200000 | ASSISTIVE TOOLS, WEIGHTED UNIVERSAL HOLDER, FOR ADULTS, TO REDUCE SHAKING FROM TREMORS, ATAXIC, AND PARKINSON'S, IMPROVE WRITING WITH PEN OR PENCIL, ACCOMMODATE ANY PEN, PENCIL, OR MARKER, 3MM TO 11 MM IN DIAMETER, 2.86 CM, INCLUDES CONTOURED COVER THAT HELPS BUILD-UP THE HANDLE, MAKING IT EASIER TO GRASP, INCLUDES ALLEN WRENCH AND THREE LONG SCREWS FOR SMALLER OBJECTS | REHABILITATION,PHYSIOTHERAPY SUPPLIES
8282 | 4221230400100 | ASSISTIVE TOOLS, ALUMINUM REACHER AID, REGULAR FOR ADULTS, WITH SINGLE MOVING JAW, OPERATED WITH A TRIGGER ACTION FROM THE HANDLE, THE HEAD IS COMPLETE WITH A MAGNET, FOR PICKING UP SMALL METAL OBJECTS, EG., PINS AND A HOOK TO AID DRESSING, THE JAW MAY BE ROTATED 360 º, TO AVOID THE NEED TO ROTATE THE WRIST WHICH MAY BE PAINFUL TO CERTAIN USERS THE TRIGGER OPERATED BY FOUR FINGERS INSTEAD OF THE USUAL TWO IS EASY TO GRIP AND OPERATE, LENGTH ABOUT 61 CMS APPROXIMATELY | REHABILITATION,PHYSIOTHERAPY SUPPLIES
8283 | 4221230400200 | ASSISTIVE TOOLS, ALUMINUM REACHER AID, LONG FOR ADULTS, WITH SINGLE MOVING JAW, OPERATED WITH A TRIGGER ACTION FROM THE HANDLE, THE HEAD IS COMPLETE WITH A MAGNET, FOR PICKING UP SMALL METAL OBJECTS, EG., PINS AND A HOOK TO AID DRESSING, THE JAW MAY BE ROTATED 360 º, TO AVOID THE NEED TO ROTATE THE WRIST WHICH MAY BE PAINFUL TO CERTAIN USERS THE TRIGGER OPERATED BY FOUR FINGERS INSTEAD OF THE USUAL TWO IS EASY TO GRIP AND OPERATE, LENGTH ABOUT 76 CMS APPROXIMATELY | REHABILITATION,PHYSIOTHERAPY SUPPLIES
8284 | 4221230400300 | ASSISTIVE TOOLS, ALUMINUM REACHER AID, EXTRA LONG FOR ADULTS, WITH SINGLE MOVING JAW, OPERATED WITH A TRIGGER ACTION FROM THE HANDLE, THE HEAD IS COMPLETE WITH A MAGNET, FOR PICKING UP SMALL METAL OBJECTS, EG., PINS AND A HOOK TO AID DRESSING, THE JAW MAY BE ROTATED 360 º, TO AVOID THE NEED TO ROTATE THE WRIST WHICH MAY BE PAINFUL TO CERTAIN USERS THE TRIGGER OPERATED BY FOUR FINGERS INSTEAD OF THE USUAL TWO IS EASY TO GRIP AND OPERATE, LENGTH ABOUT 90 CMS APPROXIMATELY | REHABILITATION,PHYSIOTHERAPY SUPPLIES
8285 | 4222150001500 | CATHETER POWER INCJECTABLE WITH REINFORCED TIP COMPLETE KIT 20 GA X 10CM | GENERAL CONSUMABLES SUPPLIES SUPPLEMENTARY
8286 | 4222150001700 | BIDIRECTIONAL FEMORAL CANNULA, ARTERIAL, COATED, FOR EXTRACORPOREAL MEMBRANE OXYGENATION (ECMO), ASSORTED SIZES AS PER HOSPITAL REQUEST, DISPOSABLE, STERILE | CARDIOVASCULAR SURGERY CONSUMABLES
8287 | 4222150101100 | ARTERIAL CATHETER 24G X 5CM LATEX FREE STERILE DISPOSABLE. | ANESTHESIA AND RESPIRATORY SUPPLEMENTARY
8288 | 4222150104300 | RADIAL ARTERY CATHETERIZATION SET, SIZE 20G X 3.8 CM, RADIOPAQUE POLYURETHANE OVER 21 G, WITH INTRODUCER NEEDLE WITH INTEGRAL (0.46M M) DIA, SPRING-WIRE GUIDE | ANESTHESIA AND RESPIRATORY SUPPLEMENTARY
8289 | 4222150107700 | CATHETER POLYURETHANE KIT FOR PEDIATRIC FEMORAL DUAL LUMEN CATHETER 9-10 CM LONG WITH GUIDEWIRE INTRODUCER NEEDLE AND DILATOR 8 FR STERILE | RENAL SUPPLEMENTARY
8290 | 4222150114000 | SUTURE POLYGLACTIN 910 MULTIFILAMENT RAPID ABSORPTION SIZE 3/0 25-26 MM 3/8 CIRCLE REVERSE CUTTING NEEDLE 70-75 CM UNDYED STERILE.. | SUPPLEMENTARY GEN.CONS SURG SUT,LAP,ROB
8291 | 4222150300200 | CATHETER CENTRAL VENOUS COMPLETE KIT RADIO-OPAQUE CONTAINS: QUADRA LUMEN PUR CATHETER GUIDE WIRE (UNKINKABLE) NON LUER LOCK SYRINGE 5 ML INTRODUCER NEEDLE SHORT BEVEL INTRODUCER CANNULA DILATOR SECONDARY FIXATION DEVICE SLIDING CLAMPS SCALP BLADE SIZE: 7.5-8.5 FR LENGTH 20 CM PEEL PACK DISPOSABLE STERILE. | ANESTHESIA AND RESPIRATORY SUPPLEMENTARY
8292 | 4222150300400 | CATHETER CENTRAL VENOUS COMPLETE SET, RADIOPAQUE, CONTAINS: - TRIPLE LUMEN PUR CATHETER, GUIDE WIRE (UNKINKABLE), NON LUER LOCK SYRINGE 5 ML, INTRODUCER NEEDLE SHORT BEVEL, INTRODUCER CANNULA, DILATOR, SECONDARY FIXATION DEVICE, SLIDING CLAMPS, SIZE: 7 FR, LENGTH 15-18 CM, PEEL PACK, DISPOSABLE, STERILE | ANESTHESIA AND RESPIRATORY SUPPLEMENTARY
8293 | 4222150302500 | CATHETER, LONG TERM, JUGULAR VEIN FOR CHILDREN CONSISTING OF: DUAL LUMEN SILICONE RUBBER CATHETER WITH DARCON FELT CUFF HUB AND CLEAR SILICON EXTENSION TUBES TERMINATING WITH LUER LOCK ADAPTERS 11.5 -12.5 FR X 28 CM OUTER DIAMETER 2.8 X 4.9 MM INNER DIAMETER 1.5 MM J - STRAIGHT 0.038 INCH GUIDEWIRE SHEATH DILATOR TUNNELING STYLET INTRODUCER NEEDLE AND 10 CC LUER LOCK SYRINGE DISPOSABLE STERILE | RENAL DIALYSIS SUPPLEMENTARY
8294 | 4222150306700 | CATHETER FEMORAL VEIN SET CONSISTS OF DUAL LUMEN CATHETER 12-13 CM EFFECTIVE LENGTH ROTATING POLYURETHANE FLEXIBLE NON - ALLERGIC WINGS WITH SMALL STRETCHING HOLES SILICONE TUBES FITTED WITH FEMALE LUER LOCK STAINLESS STEEL GUIDEWIRE DIAMETER 0.038 INCH LENGTH IS ABOUT 3 TIMES THE CATHETER LENGTH EASILY SLIDING GAUGE 18 INTRODUCER NEEDLE 9 FR DILATOR | RENAL SUPPLEMENTARY
8295 | 4222150306800 | CATHETER FEMORAL VEIN SET CONSISTS OF DUAL LUMEN CATHETER 20 CM EFFECTIVE LENGTH ROTATING POLYURETHANE INTERNAL DIAMETER 12 FR FLEXIBLE NON - ALLERGIC WINGS WITH SMALL STRETCHING HOLES SILICONE TUBES FITTED WITH FEMALE LUER LOCK STAINLESS STEEL GUIDEWIRE DIAMETER 0.035 INCH SOFT TIP WITH STEPPED TISSUE DILATOR LENGTH IS ABOUT 3 TIMES THE CATHETER LENGTH EASILY SLIDING GAUGE 18 INTRODUCER NEEDLE 12 FR DILATOR | RENAL SUPPLEMENTARY
8296 | 4222150307000 | PACK FOR CENTRAL LINE CATHETER INSERTION CONTENTS : 1 WHOLE BODY DRAPE WITH 2 OPENINGS ONE FOR EXTERNAL JUGULAR AND ONE FOR FEMORAL CENTRAL LINE BOTH IN MIDDLE LINE TO COPE WITH RIGHT AND LEFT SIDE150X 270 CM ; 1 KIDNEY BOWEL 800 ML 2 GAUZE SWAB 10X10 CM 1 PLASTIC TRAY WITH 6 COTTON SWABS 1 PLASTIC SAFETY SCALPEL SINGLE USE 2 SWAB STICK IMPREGNATED WITH CHLORHEXIDINE 2 % AND ALCOHOL 70% 2 TRANSPARENT DRESSING 2 SAFETY STERILE SYRINGES 5ML WITH LABEL FOR LIDOCAINE SYRINGE 1 CURVED NEEDLE WITH SUTURE AND DISPOSABLE NEEDLE DRIVER 1 SURGICAL GOWN XL SIZE WITH 2 ABSORBABALE HAND TOWEL1 SURGICAL GOWN L SIZE WITH 2 ABSORBABALE HAND TOWEL STERILE... | SUPPLEMENTARY GENERAL CONSUMABLES
8297 | 4222150308800 | CATHETER FEMORAL VEIN SET CONSISTS OF DUAL LUMEN CATHETER 11-12.5 FR X 15-16CM EFFECTIVE LENGTH ROTATING POLYURETHANE FLEXIBLE NONALLERGIC WINGS WITH SMALL STITCHING HOLES SILICONE TUBES FITTED WITH FEMALE LUER LOCK STAINLESS STEEL GUIDEWIRE DIAMETER 0.038 INCH LENGTH 70 CM FLEXIBLE EASILY SLIDING 12 F DILATOR GAUGE 18 INTRODUCER NEEDLE SCALPEL INJECTION CAPS ADHESIVE DRESSING STERILE | RENAL SUPPLEMENTARY
8298 | 4222150308900 | CATHETER JUGULAR VEIN SET CONSISTS OF DUAL LUMEN CATHETER 12-13 CM EFFECTIVE LENGTH ROTATING POLYURETHANE INTERNAL DIAMETER 12 F FLEXIBLE NON - ALLERGIC WINGS WITH SMALL STRETCHING HOLES SILICONE TUBES FITTED WITH FEMALE LUER LOCK THE OUTER PART IS CURVED AND DIRECTED DOWNWARDS TO THE SUBCLAVIAN REGION STAINLESS STEEL GUIDEWIRE DIAMETER 0.038 INCH LENGTH IS ABOUT 3 TIMES THE CATHETER LENGTH EASILY SLIDING GAUGE 18 INTRODUCER NEEDLE 9 FR DILATOR STERILE | RENAL SUPPLEMENTARY
8299 | 4222150309000 | CATHETER, SHORT TERM, JUGULAR VEIN SET, CONSISTS OF DUAL LUMEN CATHETER, 17-20 CM, EFFECTIVE LENGTH ROTATING POLYURETHANE, INTERNAL DIAMETER 12 F, FLEXIBLE NONALLERGIC WINGS WITH SMALL STITCHING HOLES, SILICONE TUBES FITTED WITH FEMALE LUER LOCK, THE OUTER PART IS CURVED AND DIRECTED DOWNWARDS TO THE SUBCLAVIAN REGION, STAINLESS STEEL GUIDEWIRE DIAMETER 0.038 INCHES, LENGTH 70 CM FLEXIBLE EASILY SLIDING, 12 F DILATOR, GAUGE 18 INTRODUCER NEEDLE, SCALPEL, INJECTION CAPS, ADHESIVE DRESSING, STERILE | RENAL SUPPLEMENTARY
8300 | 4222150310900 | MAC TWO-LUMEN CENTRAL VENOUS ACCESS KIT CATH-GARD OR EQUIVALENT, FOR USE WITH 7.5 - 8 FR CATHETERS RADIOPAQUE POLYURETHANE WITH 9 FR DISTAL LUMEN, ANTIMICROBIAL SURFACE TREATMENT, INTEGRAL HEMOSTASIS VALVE, EXTENSION LINE CLAMPS | RESPIRATORY AND ANESTHESIA TENDER
8301 | 4222150400400 | CATHETER, PICC, SINGLE LUMEN, BASIC KIT, 1.9 FRENCH, CATHETER SILICONE PERIPHERALLY INSERTED VENOUS ACCESS PARENTERAL NUTRITION, ADMINISTRATION OF MEDICATION, RADIOPAQUE LINE, IN PREMATURE BABY AND NEONATE LENGTH 50 CM, PEEL PACK, DISPOSABLE, STERILE | SUPPLEMENTARY GEN.SUPPLIES NURS,BURN
8302 | 4222150403400 | SET, CATHETER, THERAPY, PERIPHERALLY INSERTED CENTRAL CATHETER (PICC LINE), 4 FRENCH, SINGLE LUMEN, 50-60 CM LENGTH, RADIOPAQUE LINE, PEEL AWAY SHEATH 5 FR, 21 G NEEDLE, 0.018 INCH GUIDE WIRE, DISPOSABLE, STERILE | SUPPLEMENTARY GEN.SUPPLIES NURS,BURN
8303 | 4222150403500 | SET, CATHETER, THERAPY, PERIPHERALLY INSERTED CENTRAL CATHETER (PICC LINE), 5 FRENCH, DOUBLE LUMEN, 50-60 CM LENGTH, RADIOPAQUE LINE, PEEL AWAY SHEATH 6 FR, 21 G NEEDLE, 0.018 INCH GUIDEWIRE, DISPOSABLE, STERILE | SUPPLEMENTARY GEN.SUPPLIES NURS,BURN
8304 | 4222150403600 | SET CATHETER THERAPY PERIPHERALLY INSERTED CENTRAL CATHETER (PICC LINE) 6 FR DOUBLE LUMEN LENGTH 60 CM ( +/- 5 CM ) PEEL AWAY SHEATH 7 FR 21 G NEEDLE 0.018 INCH GUIDEWIRE DISPOSABLE STERILE... | SUPPLEMENTARY GENERAL CONSUMABLES
8305 | 4222150405800 | CATHETER PICC DOUBLE LUMEN POLYURETHANE PERIPHERALLY INSERTED VENOUS ACCESS FOR PREMATURE BABY AND NEONATE 2 FR G 24 LENGTH 30-35 CM PEEL PACK DISPOSABLE STERILE... | SUPPLEMENTARY GEN.SUPPLIES NURS,BURN
8306 | 4222150405900 | PICC (PERIPHERALLY INSERTED CENTRAL CATHETER) POWER INJECTABLE PICC WITH VALVE UNCUFFED 4FR SINGLE LUMEN LENGTH NOT LESS THAN 55CM INCLUDES: COMPATIBLE PEEL AWAY SHEATH 21-22 G NEEDLE 0.018IN GUIDEWIRE GUIDEWIRE LENGTH NOT LESS THAN 60 CM DISPOSABLE STERILE (NON-SILICONE MATERIAL). | SUPPLEMENTARY INTERVEN RADIO,CARDIC CATH
8307 | 4222150406000 | PICC (PERIPHERALLY INSERTED CENTRAL CATHETER) POWER INJECTABLE PICC WITH VALVE UNCUFFED 6 FR TRIPLE LUMEN NOT LESS THAN 55CM LENGTH INCLUDES: COMPATIBLE PEEL AWAY SHEATH 21-22 G NEEDLE 0.018IN GUIDEWIRE GUIDEWIRE LENGTH NOT LESS THAN 60CM DISPOSABLE STERILE (NON-SILICONE MATERIAL). | SUPPLEMENTARY INTERVEN RADIO,CARDIC CATH
8308 | 4222150406100 | CATHETER POWER INCJECTABLE WITH REINFORCED TIP COMPLETE KIT 20 GA X 8CM | RESPIRATORY AND ANESTHESIA TENDER
8309 | 4222150406200 | CATHETER POWER INCJECTABLE WITH REINFORCED TIP COMPLETE KIT 18 GA X 8CM | RESPIRATORY AND ANESTHESIA TENDER
8310 | 4222150500000 | NEEDLE SCALP VEIN 1-2 CM LUER LOCK 30 CM LONG TUBE AND PLUG SIZE: G 19 PEEL PACK PACKING DISPOSABLE STERILE. | SUPPLEMENTARY GEN.SUPPLIES NURS,BURN
8311 | 4222150500100 | NEEDLE SCALP VEIN 1-2 CM LUER LOCK 30 CM LONG TUBE AND PLUG SIZE: G 21 PEEL PACK PACKING DISPOSABLE STERILE. | SUPPLEMENTARY GEN.SUPPLIES NURS,BURN
8312 | 4222150500200 | NEEDLE SCALP VEIN 1-2 CM LUER LOCK 30 CM LONG TUBE AND PLUG SIZE: G 23 PEEL PACK PACKING DISPOSABLE STERILE. | SUPPLEMENTARY GEN.SUPPLIES NURS,BURN
8313 | 4222150500300 | NEEDLE SCALP VEIN 1-2 CM LUER LOCK 30 CM LONG TUBE AND PLUG SIZE: G 25 PEEL PACK PACKING DISPOSABLE STERILE. | SUPPLEMENTARY GEN.SUPPLIES NURS,BURN
8314 | 4222150500400 | NEEDLE SCALP VEIN 1-2 CM LUER LOCK 30 CM LONG TUBE AND PLUG SIZE: G 27 PEEL PACK PACKING DISPOSABLE STERILE. | SUPPLEMENTARY GEN.SUPPLIES NURS,BURN
8315 | 4222150500500 | NEEDLE SCALP VEIN INFUSION (I.V. BUTTERFLY WITH WINGS) NEEDLE 26 G LUER SLIP AND LOCK POLYPROPYLENE NEEDLE HUB NON-TOXIC NON-PYROGENIC DISPOSABLE STERILE. | SUPPLEMENTARY GEN.SUPPLIES NURS,BURN
8316 | 4222150500600 | NEEDLE SCALP VEIN INFUSION (I.V. BUTTERFLY WITH WINGS) NEEDLE 24 G LUER SLIP AND LOCK POLYPROPYLENE NEEDLE HUB NON-TOXIC NON-PYROGENIC DISPOSABLE STERILE. | SUPPLEMENTARY GEN.SUPPLIES NURS,BURN
8317 | 4222150501100 | SET SHEATH URETERAL ACCESS 11/13 FRENCH 45 CM (+/- 2CM).. | SUPPLEMENTARY GENERAL CONSUMABLES
8318 | 4222150600000 | CATHETER, UMBILICAL, ARTERIAL, RADIOPAQUE LINE, GRADUATED WITH ROUND SOFT TIP AND PROTECTOR TRANSPARENT TUBE, FOR NEWBORN, SIZE: FR 05, DISPOSABLE, STERILE | SUPPLEMENTARY GEN.SUPPLIES NURS,BURN
8319 | 4222150600100 | CATHETER, UMBILICAL, ARTERIAL, RADIOPAQUE LINE, GRADUATED WITH ROUND SOFT TIP AND PROTECTOR TRANSPARENT TUBE, FOR NEWBORN, SIZE: FR 06, DISPOSABLE, STERILE | SUPPLEMENTARY GEN.SUPPLIES NURS,BURN
8320 | 4222150600200 | CATHETER, UMBILICAL, ARTERIAL, RADIOPAQUE LINE, GRADUATED WITH ROUND SOFT TIP AND PROTECTOR TRANSPARENT TUBE, FOR NEWBORN, SIZE: FR 04, DISPOSABLE, STERILE | SUPPLEMENTARY GEN.SUPPLIES NURS,BURN
8321 | 4222150600700 | UMBILICAL PLACEMENT KIT: USED FOR UMBILICAL CATHETERIZATION 1 OUTER WRAP 75 X 90CM 1 RETRACTABLE SCALPEL NO 11 2 DRAPES 45 X 75CM 1 FENESTRATED DRAPE WITH EASY PEEL 50 X 50CM 2 HAND TOWELS 1 PAIR OF SUTURE SCISSORS 11CM 1 X TAPE MEASURE 2 MOSQUITO FORCEPS CURVED 13CM 1 X MOSQUITO FORCEPS STRAIGHT 13CM 1 IRIS FORCEPS CURVED 10CM 1 X IRIS FORCEPS STRAIGHT 10CM 1 IRIS FORCEPS STRAIGHT WITH TEETH 10.5CM 1 NEEDLE HOLDER 14CM 1 LUER-SLIP SYRINGE 1ML 2 LUER-LOCK SYRINGES 3ML 2 X LUER-LOCK SYRINGES 5ML 1 VESSEL DILATOR PROBE 14CM 1 X ADHESIVE FIXATION STRIPS 5 SWABS 10 X 10CM 4PLY 6 SWABS 5 X 5CM 4PLY 1 RED GALLIPOT 60ML 1 TRANSPARENT GALLIPOT 60ML 1 SILK SUTURE WITH CURVED CUTTING NEEDLE 3.0 1 UMBILICAL COTTON LIGATURE STERILE; (1) EACHONE (1) KIT. | SUPPLEMENTARY GENERAL CONSUMABLES
8322 | 4222150602500 | CATHETER, UMBILICAL, SINGLE LUMEN, 4 FRENCH, LENGTH 35-40 CM, TRANSPARENT POLYURETHANE, OPEN END SIDE HOLE, RADIOPAQUE LINE, NUMERI CAL GRADUATIONS BY CM, ACTUAL DISTANCE FROM THE DISTAL TIP IS PRINTED NUMERICALLY FROM 4 TO 25 CM, CAN BE USED FOR VENOUS OR ARTERIAL ACCESS, SUPPLIED WITH A SMALL 2 WAY STOPCOCK AND IDENTIFICATION PLUGS (COLOR CODED, TWO DIFFERENT COLOR), DISPOSABLE, STERILE | SUPPLEMENTARY GEN.SUPPLIES NURS,BURN
8323 | 4222150602600 | CATHETER, UMBILICAL, SINGLE LUMEN, 2.5 FRENCH, LENGTH 30 CM, TRANSPARENT POLYURETHANE, OPEN END SIDE HOLE, RADIOPAQUE LINE, NUMERICAL GRADUATIONS BY CM, ACTUAL DISTANCE FROM THE DISTAL TIP IS PRINTED NUMERICALLY FROM 4 TO 25 CM, CAN BE USED FOR VENOUS OR ARTERIAL ACCESS, SUPPLIED WITH A SMALL 2 WAY STOPCOCK AND IDENTIFICATION PLUGS (COLOR CODED, TWO DIFFERENT COLOR), DISPOSABLE, STERILE | SUPPLEMENTARY GEN.SUPPLIES NURS,BURN
8324 | 4222150602800 | CATHETER URETERAL ACCESS FLEXIBLE DUAL LUMEN 6 FR X 45-55 CM FOR PERCUTANEOUS NEPHROLITHOTOMY PROCEDURE DISPOSABLE STERILE.. | SUPPLEMENTARY GENERAL CONSUMABLES
8325 | 4222150603100 | CATHETER, UMBILICAL, SINGLE LUMEN, 3.5 FRENCH, LENGTH 35-40 CM, TRANSPARENT POLYURETHANE, OPEN END SIDE HOLE, RADIOPAQUE LINE, NUME RICAL GRADUATIONS BY CM, ACTUAL DISTANCE FROM THE DISTAL TIP IS PRINTED NUMERICALLY FROM 4 TO 25 CM, CAN BE USED FOR VENOUS OR ARTERIAL ACCESS, SUPPLIED WITH A SMALL 2 WAY STOPCOCK AND IDENTIFICATION PLUGS (COLOR CODED, TWO DIFFERENT COLOR), DISPOSABLE, STERILE | SUPPLEMENTARY GEN.SUPPLIES NURS,BURN
8326 | 4222150603200 | CATHETER, UMBILICAL, SINGLE LUMEN, 5 FRENCH, LENGTH 35-40 CM, TRANSPARENT POLYURETHANE, OPEN END SIDE HOLE, RADIOPAQUE LINE, NUMERI CAL GRADUATIONS BY CM, ACTUAL DISTANCE FROM THE DISTAL TIP IS PRINTED NUMERICALLY FROM 4 TO 25 CM, CAN BE USED FOR VENOUS OR ARTERIAL ACCESS, SUPPLIED WITH A SMALL 2 WAY STOPCOCK AND IDENTIFICATION PLUGS (COLOR CODED, TWO DIFFERENT COLOR), DISPOSABLE, STERILE | SUPPLEMENTARY GEN.SUPPLIES NURS,BURN
8327 | 4222150603300 | CATHETER UMBILICAL POLYURETHANE CATHETER, DOUBLE LUMEN, SIZES 4 FR, 40 CM LENGTH, RADIOPAQUE LINE, NUMERICAL GRADUATIONS EVERY CM FROM 4 TO 25 CM FROM THE DISTAL TIP, WITH CLAMPS, DEHP FREE, LATEX FREE, STERILE | SUPPLEMENTARY GEN.SUPPLIES NURS,BURN
8328 | 4222150900000 | PERCUTANEOUS ARTERIAL CANNULA KIT FOR ADULT, ASSORTED SIZES ACCORDING TO HOSPITAL REQUEST. WITH INSERTION KIT INCLUDING: (INTRODUCER, NEEDLE, STEPPED DILATORS, GUIDE WIRE), DISPOSABLE, STERILE | CARDIOVASCULAR SURGERY CONSUMABLES
8329 | 4222150900200 | PERCUTANEOUS ARTERIAL CANNULA KIT FOR PEDIATRIC, ASSORTED SIZES ACCORDING TO HOSPITAL REQUEST, DISPOSABLE, STERILE | CARDIOVASCULAR SURGERY CONSUMABLES
8330 | 4222150900300 | PERCUTANEOUS CANNULA, ARTERIAL, COATED, FOR ADULT, WITHOUT INSERTION KIT, ASSORTED SIZES ACCORDING TO HOSPITAL REQUEST, DISPOSABLE, STERILE | CARDIOVASCULAR SURGERY CONSUMABLES
8331 | 4222151200000 | CANNULA INTRAVENOUS TEFLON WITH WINGS, SIZE: 20G, INTRODUCER AND LUER FITTING FOR EASY CONTINUOUS TRANSFUSION, WITHOUT INJECTION PORT, DISPOSABLE, STERILE | RESPIRATORY AND ANESTHESIA TENDER
8332 | 4222151200100 | CANNULA INTRAVENOUS TEFLON WITH WINGS, SIZE: 26G, INTRODUCER AND LUER FITTING FOR EASY CONTINUOUS TRANSFUSION, WITHOUT INJECTION PORT, DISPOSABLE, STERILE | RESPIRATORY AND ANESTHESIA TENDER
8333 | 4222151200300 | CANNULA INTRAVENOUS TEFLON WITH WINGS, SIZE: 22G, INTRODUCER AND LUER FITTING FOR EASY CONTINUOUS TRANSFUSION, WITHOUT INJECTION PORT, DISPOSABLE, STERILE | RESPIRATORY AND ANESTHESIA TENDER
8334 | 4222151200400 | CANNULA INTRAVENOUS TEFLON WITH WINGS, SIZE: 16G, INTRODUCER AND LUER FITTING FOR EASY CONTINUOUS TRANSFUSION, WITHOUT INJECTION PORT, DISPOSABLE, STERILE | RESPIRATORY AND ANESTHESIA TENDER
8335 | 4222151200500 | CANNULA INTRAVENOUS TEFLON WITH WINGS, SIZE: 18G, INTRODUCER AND LUER FITTING FOR EASY CONTINUOUS TRANSFUSION, WITHOUT INJECTION PORT, DISPOSABLE, STERILE | RESPIRATORY AND ANESTHESIA TENDER
8336 | 4222151200600 | CANNULA INTRAVENOUS TEFLON SHEATH WITH WINGS, INTRODUCER AND LUER FITTING FOR EASY CONTINUOUS TRANSFUSION, WITHOUT INJECTION PORT, D DISPOSABLE, STERILE SIZE: G 24 SHORT | RESPIRATORY AND ANESTHESIA TENDER
8337 | 4222151200700 | IV SET ULTRABLOCK, UV RESISTANT TUBING, FEMALE LUER LOCK CONNECTOR, FREE FLOW PROTECTOR CLIP, ULTRASITE INJECTION SITE 6 AND IN DISTAL END, SPIN LOCK CONNECTOR, LATEX FREE, PRIMING VOLUME:11 ML, LENGTH 89 IN ( 226 CM), STERILE, INDIVIDUALLY PACKED, DISPOSABLE | SUPPLEMENTARY GEN.SUPPLIES NURS,BURN
8338 | 4222151201200 | BLOOD LINE DOUBLE NEEDLE (ARTERIAL AND VENOUS) FOR FRESENIUS 2008 /4008 HEMODIALYSIS MACHINE OR EQUIVALENT 92 ML PRIMING VOLUME DISPOSABLE STERILE | RENAL SUPPLEMENTARY
8339 | 4222151201300 | CATHETER POLYURETHANE KIT FOR PEDIATRIC FEMORAL DUAL LUMEN CATHETER 5 INCHES LONG WITH GUIDE WIRE INTRODUCER NEEDLE AND DILATOR 9 FR STERILE | RENAL SUPPLEMENTARY
8340 | 4222151201700 | ADMIN SET BURETTE 60 DROPS/ML WITH INJECTION PORT 100 ML, AUTOMATIC SHUT OFF SWIM VALVE, LENGTH SET NOT LESS THAN 150CM, LUER LOCK, TWO INJECTION PORT ONE BEFORE AND AFTER BURETTE, ROLL FLOW CONTROL, NEEDLE FREE | RESPIRATORY AND ANESTHESIA TENDER
8341 | 4222151209700 | SET IV SOLUTION ADMINISTRATION PVC MACRODRIP 20 DROPS / 1 ML PYROGEN FREE HYDROPHOBIC ADEQUATE AIR VENT FILTER 15 MICRON FLOW CONTRO L ROLLER CLAMP TUBING NOT LESS THAN 1.8 METER AND DIAMETER I.D 3MM AND O.D 4.1 MM FITTED WITH NEEDLE G21 TO LUER LOCK DEVICE FOR INJECTION OF DRUGS WITH Y-INJECTION SITE PORT WITH PEAL OFF PACKING DISPOSABLE STERILE.. | SUPPLEMENTARY GEN.SUPPLIES NURS,BURN
8342 | 4222151210200 | CANNULA SAFETY IV, WITH PUSH BUTTON NEEDLE SHIELDING, WITH FLEXIBLE WINGS, MADE OF POLYURETHANE MATERIAL, WITH BLOOD CONTROL AND NOTCH NEEDLE, 18G X 45MM | RESPIRATORY AND ANESTHESIA TENDER
8343 | 4222151210300 | CANNULA SAFETY IV, WITH PUSH BUTTON NEEDLE SHIELDING, WITH FLEXIBLE WINGS, MADE OF POLYURETHANE MATERIAL, WITH BLOOD CONTROL AND NOTCH NEEDLE, 16G X 45MM | RESPIRATORY AND ANESTHESIA TENDER
8344 | 4222151210500 | CANNULA SAFETY IV, WITH PUSH BUTTON NEEDLE SHIELDING, WITHOUT WINGS, MADE OF POLYURETHANE MATERIAL, WITH BLOOD CONTROL AND NOTCH NEEDLE, 20G X 30MM | RESPIRATORY AND ANESTHESIA TENDER
8345 | 4222151210600 | SET BIOPSY FOR SKIN : 1 X TRAY WITH INTEGRAL GALLIPOT 5 X GAUZE 10 X 10 CM HAND TOWEL 1 X TABLE COVER 1 X FRAZIER SKIN HOOK 18CM SHARP 1 X # 3 SCALPEL HANDLE 5 INCH 1 X HALSEY NEEDLE HOLDER 5 INCH SERRATED JAWS 1 X FORCEPS ADSON 1 X 2 TOOTHED 5 INCH 1 X IRIS SCISSORS 4 ½ INCH CURVED SHARP/SHARP 1 X SCISSOR DRESSING STITCH SHARP/BLUNT TIP 5 ½ INCH 1 X MOSQUITO CURVED 5 ½ INCH 1 X DRAPE APERTURE 50 X 60 CM ALL DISPOSABLE STERILE.... | SUPPLEMENTARY GENERAL CONSUMABLES
8346 | 4222151210800 | SET IV SOLUTION ADMINISTRATION PVC TUBING WITH VENTED DRIPPING CHAMBER MICRODRIP 60 DROPS / 1ML PYROGEN FREE COMPLETE LENGTH NOT LESS THAN 120 CM LUER LOCK DEVICE FOR INJECTION OF DRUGS DISPOSABLE STERILE.. | SUPPLEMENTARY GEN.SUPPLIES NURS,BURN
8347 | 4222151211300 | EXTENSION TUBE 30CM LENGTH WITH SLIDE CLAMP AND SECURE LOCK MALE ADAPTOR DISPOSABLE STERILE. | SUPPLEMENTARY GEN.SUPPLIES NURS,BURN
8348 | 4222151211400 | EXTENSION TUBE (T CONNECTOR) MICROBORE NONPYROGENIC WITH SLIDE CLAMP LENGTH 10-20 CM DISPOSABLE STERILE. | SUPPLEMENTARY GEN.SUPPLIES NURS,BURN
8349 | 4222151212000 | SET, IV, EXTENSION, TUBE, PVC, LENGTH 50CM, MALE AND FEMALE LUER LOCK, STERILE, DISPOSABLE | ANESTHESIA AND RESPIRATORY SUPPLEMENTARY
8350 | 4222151213200 | SET IV SOLUTION ADMINISTRATION PVC MICRODRIP PYROGEN FREE WITH SAFETY VALVE AND 100 ML MEASURING CHAMBER LUER LOCK DEVICE FOR INJECTION OF DRUGS DISPOSABLE STERILE.. | SUPPLEMENTARY GEN.SUPPLIES NURS,BURN
8351 | 4222151213300 | SET IV SOLUTION ADMINISTRATION PVC MICRODRIP PYROGEN FREE WITH SAFETY VALVE AND 150 ML MEASURING CHAMBER LUER LOCK DEVICE FOR INJECTI ON OF DRUGS DISPOSABLE STERILE.. | SUPPLEMENTARY GEN.SUPPLIES NURS,BURN
8352 | 4222151213400 | NEEDLE BUTTERFLY 23 G X 0.75 INCH WINGED WITH SAFETY LUER LOCK ADAPTOR STERILE. | SUPPLEMENTARY GEN.SUPPLIES NURS,BURN
8353 | 4222151214600 | CANNULA SAFETY IV, WITH MULTIPLE-ACCESS SEPTUM BLOOD CONTROL PASSIVE SAFETY, FULLY AUTOMATIC PROTECTION, WITH FLEXIBLE WING MADE OF POLYURETHANE MATERIAL, SIZE 14G X 45-50MM | ANESTHESIA AND RESPIRATORY SUPPLEMENTARY
8354 | 4222151214700 | CANNULA SAFETY IV, WITH MULTIPLE-ACCESS SEPTUM BLOOD CONTROL PASSIVE SAFETY, FULLY AUTOMATIC PROTECTION, WITH FLEXIBLE WING MADE OF POLYURETHANE MATERIAL, SIZE 16G X 45-50MM | ANESTHESIA AND RESPIRATORY SUPPLEMENTARY
8355 | 4222151214800 | CANNULA SAFETY IV, WITH MULTIPLE-ACCESS SEPTUM BLOOD CONTROL PASSIVE SAFETY, FULLY AUTOMATIC PROTECTION, WITH FLEXIBLE WING MADE OF POLYURETHANE MATERIAL, SIZE 18G X 45-50MM | ANESTHESIA AND RESPIRATORY SUPPLEMENTARY
8356 | 4222151214900 | CANNULA SAFETY IV, WITH MULTIPLE-ACCESS SEPTUM BLOOD CONTROL PASSIVE SAFETY, FULLY AUTOMATIC PROTECTION, WITH FLEXIBLE WING MADE OF POLYURETHANE MATERIAL, SIZE 20G X 32MM | ANESTHESIA AND RESPIRATORY SUPPLEMENTARY
8357 | 4222151215000 | CANNULA SAFETY IV, WITH MULTIPLE-ACCESS SEPTUM BLOOD CONTROL PASSIVE SAFETY, FULLY AUTOMATIC PROTECTION, WITH FLEXIBLE WING MADE OF POLYURETHANE MATERIAL, SIZE 24G X 19MM | ANESTHESIA AND RESPIRATORY SUPPLEMENTARY
8358 | 4222151500400 | KIT CENTRAL VENOUS CATHETERIZATION SINGLE LUMEN 24 G X 9 CM X. 18 WITH SPRING WIRE GUIDE NEEDLE INTRODUCER 21 G SYRINGE 3 ML LU ER LOCK DRAPE 40 X 40 SCALP REP SPONGE SWAB GAUZE PAD LATEX FREE DISPOSABLE ONE (1) EACHONE (1) KIT | RESPIRATORY AND ANESTHESIA TENDER
8359 | 4222152000000 | CANNULA, ARTERIAL, PEDIATRIC, ELONGATED, STRAIGHT TIP, ASSORTED SIZES ACCORDING TO HOSPITAL REQUEST, DISPOSABLE, STERILE | CARDIOVASCULAR SURGERY CONSUMABLES
8360 | 4222152000100 | CANNULA, ARTERIAL, PEDIATRIC, WIRE REINFORCED, ELONGATED, WITH DILATOR TIP INTRODUCER AND GUIDEWIRE, STRAIGHT TIP, VENTED CONNECTOR, ASSORTED SIZES ACCORDING TO HOSPITAL REQUEST, DISPOSABLE, STERILE | CARDIOVASCULAR SURGERY CONSUMABLES
8361 | 4222152000300 | CANNULA, ARTERIOTOMY, FOR PEDIATRIC, ASSORTED SIZES AS PER HOSPITAL REQUEST, DISPOSABLE, STERILE | CARDIOVASCULAR SURGERY CONSUMABLES
8362 | 4222152000400 | CANNULA, ARTERIAL, ADULT, ELONGATED, ANGLED TIP, VENTED CONNECTOR, ASSORTED SIZES ACCORDING TO HOSPITAL REQUEST, DISPOSABLE, STERILE | CARDIOVASCULAR SURGERY CONSUMABLES
8363 | 4222152000500 | CANNULA, ARTERIAL, ADULT, WIRE REINFORCED, ELONGATED, STRAIGHT TIP, ASSORTED SIZES ACCORDING TO HOSPITAL REQUEST, DISPOSABLE, STERILE | CARDIOVASCULAR SURGERY CONSUMABLES
8364 | 4222152000600 | CANNULA, ARTERIAL, ADULT, WIRE REINFORCED, ELONGATED, WITH DILATOR TIP INTRODUCER AND GUIDEWIRE, STRAIGHT TIP, VENTED CONNECTOR, ASSORTED SIZES ACCORDING TO HOSPITAL REQUEST, DISPOSABLE, STERILE | CARDIOVASCULAR SURGERY CONSUMABLES
8365 | 4222152101300 | CATHETER PULMONARY ARTERY SWAN GANZ BALLOON TIPPED FLOATING 6 FR FOUR LUMEN THERMO DILUTION CARDIAC OUTPUT THERMISTOR 110 CM LONG DISTAL HOLE CAN ACCEPT 0.035 WIRE DISPOSABLE STERILE ONE (1) EACHONE (1) SET | ANESTHESIA AND RESPIRATORY SUPPLEMENTARY
8366 | 4222152102000 | CANNULA, HANDHELD, CORONARY, OSTIA, ASSORTED SIZES ACCORDING TO HOSPITAL REQUEST, DISPOSABLE, STERILE | CARDIOVASCULAR SURGERY CONSUMABLES
8367 | 4222152102100 | CORONARY ARTERY OSTIAL CANNULA, SOFT, SELF INFLATED BALLOON TIP, ASSORTED SIZES AS PER HOSPITAL REQUEST, DISPOSABLE, STERILE | CARDIOVASCULAR SURGERY CONSUMABLES
8368 | 4222160000200 | INSERTION KIT, PEDIATRIC, FOR FEMORAL CANNULATION, DISPOSABLE, STERILE | CARDIOVASCULAR SURGERY CONSUMABLES
8369 | 4222160301600 | DOUBLE LUMEN OCTOPUS WITH BIONECTOR AND TWO CLAMPS, WITH POLYURETHANE CATHETER EXTENSION TUBE, 10 CM LENGTH, 0.3-0.5 ML PRIMING VOLUME | RESPIRATORY AND ANESTHESIA TENDER
8370 | 4222160401600 | CONNECTOR, Y SHAPED, WITH OR WITHOUT LUER LOCK, ASSORTED SIZE AS PER HOSPITAL REQUEST, DISPOSABLE, STERILE | CARDIOVASCULAR SURGERY CONSUMABLES
8371 | 4222160404200 | ADAPTER CONNECTOR 4 FOR ADMINISTRATION SOLUTION AND 1 FOR DRUG MULTI ADMINISTRATION OF MEDICINES COLOR CODED PVC LATEX FREE FREE DEHP DISPOSABLE STERILE.. | SUPPLEMENTARY GEN.SUPPLIES NURS,BURN
8372 | 4222160406300 | NEEDLE HYPODERMIC SIZE: G25 X 1 INCH PACKING: INDIVIDUALLY WRAPPED DISPOSABLE STERILE.. | SUPPLEMENTARY GEN.SUPPLIES NURS,BURN
8373 | 4222160406800 | NEEDLE, POSTERIOR TIBIAL NERVE STIMULATION, TO USED WITH PC STIMULATOR FOR TREATMENT OF OVERACTIVE BLADDER | SUPPLEMENTARY GENERAL CONSUMABLES
8374 | 4222160406900 | NEEDLE SAFE SHIELDED BLUNT FOR USE WITH ARTERY BLOOD SAMPLING. | SUPPLEMENTARY GEN.SUPPLIES NURS,BURN
8375 | 4222160407100 | NEEDLE SAFETY LUER LOCK SIZE: G19 X 1 INCH PACKING: INDIVIDUALLY WRAPPED DISPOSABLE STERILE.. | SUPPLEMENTARY GEN.SUPPLIES NURS,BURN
8376 | 4222160407200 | NEEDLE SAFETY LUER LOCK SIZE: G18 X 1-1.5 INCH PACKING: INDIVIDUALLY WRAPPED DISPOSABLE STERILE.. | SUPPLEMENTARY GEN.SUPPLIES NURS,BURN
8377 | 4222160407300 | NEEDLE SAFETY LUER LOCK SIZE: G20 X 1.5 INCH PACKING: INDIVIDUALLY WRAPPED DISPOSABLE STERILE.. | SUPPLEMENTARY GEN.SUPPLIES NURS,BURN
8378 | 4222160407400 | NEEDLE SAFETY LUER LOCK SIZE: G21 X 1.5 INCH PACKING: INDIVIDUALLY WRAPPED DISPOSABLE STERILE.. | SUPPLEMENTARY GEN.SUPPLIES NURS,BURN
8379 | 4222160407500 | NEEDLE SAFETY LUER LOCK SIZE: G22 X 1.5 INCH PACKING: INDIVIDUALLY WRAPPED DISPOSABLE STERILE.. | SUPPLEMENTARY GEN.SUPPLIES NURS,BURN
8380 | 4222160407600 | NEEDLE SAFETY LUER LOCK SIZE: G23 X 1.5 INCH PACKING: INDIVIDUALLY WRAPPED DISPOSABLE STERILE.. | SUPPLEMENTARY GEN.SUPPLIES NURS,BURN
8381 | 4222160407700 | DEVICE TRANSFER CHEMOTHERAPY CONNECTOR LUER LOCK/CONNECTOR MEMBRANE DISPOSABLE STERILE.. | SUPPLEMENTARY GEN.SUPPLIES NURS,BURN
8382 | 4222160408200 | CONNECTOR INFUSION ADAPTER CONNECTOR IV BAG TO NON- VENTED INFUSION SET.. | SUPPLEMENTARY GEN.SUPPLIES NURS,BURN
8383 | 4222160408700 | ADAPTER, CORONARY PERFUSION, Y TYPE, ASSORTED MODELS AND SIZES AS PER HOSPITAL REQUEST, DISPOSABLE, STERILE | CARDIOVASCULAR SURGERY CONSUMABLES
8384 | 4222160408800 | CONNECTOR, STRAIGHT, WITH OR WITHOUT LUER LOCK, ASSORTED SIZE ACCORDING TO HOSPITAL REQUEST, DISPOSABLE, STERILE | CARDIOVASCULAR SURGERY CONSUMABLES
8385 | 4222160500100 | TWIN SPIKE VENTED ASPIRATION FOR FLUID TRANSFER. | SUPPLEMENTARY GEN.SUPPLIES NURS,BURN
8386 | 4222160500400 | PRIMARY SELECTOR VALVE WITH 24 INLET AND LARGE-BORE OUTLET CONNECTOR FOR BAG.. | SUPPLEMENTARY GEN.SUPPLIES NURS,BURN
8387 | 4222160500600 | SPIKE FOR I.V BAG WITH CHECK VALVE LATEX FREE DISPOSABLE STERILE.. | SUPPLEMENTARY GEN.SUPPLIES NURS,BURN
8388 | 4222160600000 | UNIVERSAL SPIKE, ON/OFF CLAMP, DISTAL LUER LOCK CONNECTOR | RESPIRATORY AND ANESTHESIA TENDER
8389 | 4222160600100 | CLAMP, CASTANEDA, NEONATAL CURVED, ASSORTED WIDTH AND LENGTH, REUSABLE | SURGICAL INSTRUMENT TENDER
8390 | 4222160700600 | ARTERIAL LINE FILTER, FOR INFANT, WITH CUSTOMIZED LINES, FLOW UP TO 2.5 L/MIN, DISPOSABLE, STERILE | CARDIOVASCULAR SURGERY CONSUMABLES
8391 | 4222161001300 | DEVICE TRANSFER CHEMOTHERAPY LUER LOCK WITH LOCKING MECHANISM.. | SUPPLEMENTARY GEN.SUPPLIES NURS,BURN
8392 | 4222161001400 | DEVICE TRANSFER CHEMOTHERAPY WITH INTRAVENOUS SPIKE MEMBRANE CONNECTOR 40 CM EXTENSION TUBE DISPOSABLE STERILE.. | SUPPLEMENTARY GEN.SUPPLIES NURS,BURN
8393 | 4222161001500 | DEVICE TRANSFER CHEMOTHERAPY WITH INTRAVENOUS SPIKE MEMBRANE CONNECTOR AND LOCKING MECHANISM.. | SUPPLEMENTARY GEN.SUPPLIES NURS,BURN
8394 | 4222161001600 | TRAY PLASTIC FOR PASSING SHARP INSTRUMENTS AND BLADES STERILE.. | SUPPLEMENTARY GENERAL CONSUMABLES
8395 | 4222161001700 | LUER LOCK PLUG MALE/ FEMALE DISPOSABLE STERILE. | SUPPLEMENTARY GEN.SUPPLIES NURS,BURN
8396 | 4222161200000 | STOPCOCK 3-WAYS TRANSPARENT LUER LOCK WITH 30 CM EXTENSION TUBE KINK RESISTANCE DISPOSABLE STERILE.. | SUPPLEMENTARY GEN.SUPPLIES NURS,BURN
8397 | 4222161200100 | STOPCOCK 3-WAYS TRANSPARENT LUER LOCK WITH 10 CM EXTENSION TUBE KINK RESISTANCE DISPOSABLE STERILE.. | SUPPLEMENTARY GEN.SUPPLIES NURS,BURN
8398 | 4222161201600 | STOPCOCK 3-WAYS HIGH PRESSURE (UP TO 1200 PSI) TRANSPARENT LUER LOCK WITH TWO FEMALE AND ONE MALE DISPOSABLE STERILE.. | SUPPLEMENTARY GEN.SUPPLIES NURS,BURN
8399 | 4222161202100 | TIP STRAIGHT LARGE DIATHERMY TIP 4.6 INCH (11.7 CM).. | SUPPLEMENTARY GENERAL CONSUMABLES
8400 | 4222161202200 | TIP STRAIGHT MICRO DIATHERMY TIP UNIVERSAL SIZE: 4.9 INCH (12.3 CM).. | SUPPLEMENTARY GENERAL CONSUMABLES
8401 | 4222161203000 | STOPCOCK 3-WAYS TRANSPARENT LUER LOCK KINK RESISTANCE DISPOSABLE STERILE.. | SUPPLEMENTARY GEN.SUPPLIES NURS,BURN
8402 | 4222161600000 | ADAPTER MALE TO MALE LUER LOCK SET WITH SPECIAL ADAPTER TO CONVERT A FEMALE FITTING TO FEMALE LUER LOCK DISPOSABLE STERILE.. | SUPPLEMENTARY GEN.SUPPLIES NURS,BURN
8403 | 4222161600100 | ADAPTER MULTIPURPOSE FEMALE LUER LOCK TO TAPERED HOSE END FITS 20 - 40 FR DISPOSABLE STERILE.. | SUPPLEMENTARY GEN.SUPPLIES NURS,BURN
8404 | 4222161600200 | ADAPTER MULTIPURPOSE MALE LUER LOCK TO TAPERED HOSE END FITS 20 - 40 FR DISPOSABLE STERILE.. | SUPPLEMENTARY GEN.SUPPLIES NURS,BURN
8405 | 4222161600300 | ADAPTER MULTIPURPOSE FEMALE LUER LOCK TO TAPERED HOSE END FITS 10 - 20 FR DISPOSABLE STERILE.. | SUPPLEMENTARY GEN.SUPPLIES NURS,BURN
8406 | 4222161600400 | ADAPTER TRANSPARENT DOUBLE FEMALE LUER LOCK DISPOSABLE STERILE.. | SUPPLEMENTARY GEN.SUPPLIES NURS,BURN
8407 | 4222161600500 | ADAPTER DOUBLE LUER LOCK MALE DISPOSABLE STERILE. | SUPPLEMENTARY GEN.SUPPLIES NURS,BURN
8408 | 4222161601800 | CONTROLLER INFUSION FLOW (FLOW RATE REGULATOR) GRAVITY TYPE ON/OFF MODE ADJUSTMENT KNOB (CLOCKWISE DIRECTION LOWER FLOW RATES ANTICLOCKWISE DIRECTION HIGHER FLOW RATES) SCALE RANGE FROM 2 ML TO 350 ML CONSTANT FLOW RATE Y - PORT INJECTION UNIVERSAL MALE AND FEMALE LUER CONNECTIONS LATEX FREE DEPH FREE TOTAL LENGTH 45 CM DISPOSABLE STERILE.. | SUPPLEMENTARY GEN.SUPPLIES NURS,BURN
8409 | 4222161601900 | IV EXTENSION TUBE ( 250 CM) INTERNAL DIAMETER 2.5 MM MALE LUER-LOCK CAP FREE OF ( DEHP AND LATEX) STERILE DISPOSABLE SINGLE USE INDIVIDUALIZED PACKAGING ENDS MUST NOT FIT ENTERAL TUBING. | SUPPLEMENTARY GEN.SUPPLIES NURS,BURN
8410 | 4222161602600 | STOPCOCK/PLUG DUAL PURPOSE (STERILE), ( COVER TO THE INJECTION PORT AND SYRINGE ) | RESPIRATORY AND ANESTHESIA TENDER
8411 | 4222161603500 | ADAPTER CONNECTOR 1 FOR ADMINISTRATION SOLUTION AND 1 FOR DRUG MULTI ADMINISTRATION OF MEDICINES COLOR CODED PVC LATEX FREE FREE DEHP DISPOSABLE STERILE.. | SUPPLEMENTARY GEN.SUPPLIES NURS,BURN
8412 | 4222161603600 | ADAPTER CONNECTOR 2 FOR ADMINISTRATION SOLUTION AND 1 FOR DRUG MULTI ADMINISTRATION OF MEDICINES COLOR CODED PVC LATEX FREE FREE DEHP DISPOSABLE STERILE.. | SUPPLEMENTARY GEN.SUPPLIES NURS,BURN
8413 | 4222161603700 | ADAPTER CONNECTOR 3 FOR ADMINISTRATION SOLUTION AND 1 FOR DRUG MULTI ADMINISTRATION OF MEDICINES COLOR CODED PVC LATEX FREE FREE DEHP DISPOSABLE STERILE.. | SUPPLEMENTARY GEN.SUPPLIES NURS,BURN
8414 | 4222161605200 | SET EXTENSION, 0.2 MICRON AIR ELIMINATING FILTER WITH MALE LEUR CLAMP, STERILE | SUPPLEMENTARY GEN.SUPPLIES NURS,BURN
8415 | 4222161605800 | SET IV EXTENSION TUBE PVC LENGTH 100CM MALE AND FEMALE LUER LOCK STERILE DISPOSABLE.. | SUPPLEMENTARY GEN.SUPPLIES NURS,BURN
8416 | 4222161900000 | STOPCOCK 3-WAYS TRANSPARENT LUER LOCK WITH 25 CM EXTENSION TUBE KINK RESISTANCE DISPOSABLE STERILE.. | SUPPLEMENTARY GEN.SUPPLIES NURS,BURN
8417 | 4222161900100 | STOPCOCK 3-WAYS TRANSPARENT LUER LOCK WITH 80 CM EXTENSION TUBE KINK RESISTANCE DISPOSABLE STERILE.. | SUPPLEMENTARY GEN.SUPPLIES NURS,BURN
8418 | 4222170100500 | BAG PRESSURE INFUSER 1000 CC WITH MANUAL HAND PUMP DISPOSABLE. | SUPPLEMENTARY GEN.SUPPLIES NURS,BURN
8419 | 4222170101700 | BAGS TPN EVA LIGHT PROTECTED SPECIFICATIONS OF: STERILE ETHYL VINYL ACETATE (EVA) AG INJECTION PART PP (POLYPROPYLENE AND PVC (POLY VINYL CHLORIDE) FEMALE CONNECTOR WITH EXTRA CAP ABS (ACRYLONITRILE BUTADIENE STYRENE) NON- LATEX INJECTION PORT NO PHTHALATE NUMBER OF PORT ADD PORT FILLING -PORT AND GIVING PORT 6-LATEX FREE NON-DEHP PVC FREE TRANSPARENT BAG SIZE: (250 ML).. | SUPPLEMENTARY GEN.SUPPLIES NURS,BURN
8420 | 4222170101800 | BAGS TPN EVA LIGHT PROTECTED SPECIFICATIONS OF: STERILE ETHYL VINYL ACETATE (EVA) AG INJECTION PART PP (POLYPROPYLENE AND PVC (POLY VINYL CHLORIDE) FEMALE CONNECTOR WITH EXTRA CAP ABS (ACRYLONITRILE BUTADIENE STYRENE) NON- LATEX INJECTION PORT NO PHTHALATE NUMBER OF PORT ADD PORT FILLING -PORT AND GIVING PORT 6-LATEX FREE NON-DEHP PVC FREE TRANSPARENT BAG SIZE: (1000 ML).. | SUPPLEMENTARY GEN.SUPPLIES NURS,BURN
8421 | 4222170101900 | BAGS TPN EVA LIGHT PROTECTED SPECIFICATIONS OF: STERILE ETHYL VINYL ACETATE (EVA) AG INJECTION PART PP (POLYPROPYLENE AND PVC (POLY VINYL CHLORIDE) FEMALE CONNECTOR WITH EXTRA CAP ABS (ACRYLONITRILE BUTADIENE STYRENE) NON- LATEX INJECTION PORT NO PHTHALATE NUMBER OF PORT ADD PORT FILLING -PORT AND GIVING PORT 6-LATEX FREE NON-DEHP PVC FREE TRANSPARENT BAG SIZE: (500 ML).. | SUPPLEMENTARY GEN.SUPPLIES NURS,BURN
8422 | 4222170102000 | BAGS TPN EVA LIGHT PROTECTED SPECIFICATIONS OF: STERILE ETHYL VINYL ACETATE (EVA) AG INJECTION PART PP (POLYPROPYLENE AND PVC (POLY VINYL CHLORIDE) FEMALE CONNECTOR WITH EXTRA CAP ABS (ACRYLONITRILE BUTADIENE STYRENE) NON- LATEX INJECTION PORT NO PHTHALATE NUMBER OF PORT ADD PORT FILLING -PORT AND GIVING PORT 6-LATEX FREE NON-DEHP PVC FREE TRANSPARENT BAG SIZE: (2000 ML).. | SUPPLEMENTARY GEN.SUPPLIES NURS,BURN
8423 | 4222170102100 | BAGS TPN EVA LIGHT PROTECTED SPECIFICATIONS OF: STERILE ETHYL VINYL ACETATE (EVA) AG INJECTION PART PP (POLYPROPYLENE AND PVC (POLY VINYL CHLORIDE) FEMALE CONNECTOR WITH EXTRA CAP ABS (ACRYLONITRILE BUTADIENE STYRENE) NON- LATEX INJECTION PORT NO PHTHALATE NUMBER OF PORT ADD PORT FILLING -PORT AND GIVING PORT 6-LATEX FREE NON-DEHP PVC FREE TRANSPARENT BAG SIZE: (3000 ML).. | SUPPLEMENTARY GEN.SUPPLIES NURS,BURN
8424 | 4222170102300 | TPN PUMP BACK BAGS.. | SUPPLEMENTARY GEN.SUPPLIES NURS,BURN
8425 | 4222170104300 | TPN TUBES WITH 0.2MICRON FILTER DHEP LATEX FREE KINK RESISTANT HYPOALLERGENIC COMPATIBLE WITH MICREL STERILE.. | SUPPLEMENTARY GEN.SUPPLIES NURS,BURN
8426 | 4222170105300 | LIPID TUBES WITH 1.2MICRON FILTER DHEP LATEX FREE KINK RESISTANT HYPOALLERGENIC COMPATIBLE WITH MICREL STERILE.. | SUPPLEMENTARY GEN.SUPPLIES NURS,BURN
8427 | 4222170105400 | BAG INFUSION IV FLUID EMPTY 3000 ML STERILE.. | SUPPLEMENTARY GEN.SUPPLIES NURS,BURN
8428 | 4222170105500 | BAG INFUSION IV FLUID EMPTY 500 ML STERILE.. | SUPPLEMENTARY GEN.SUPPLIES NURS,BURN
8429 | 4222170105600 | BEAKER MEASURING PLASTIC LATEX FREE TRANSPARENT GRADUATED 1 LITER DISPOSABLE.. | SUPPLEMENTARY GEN.SUPPLIES NURS,BURN
8430 | 4222170301000 | FLUID WARMING SYSTEM INCLUDE BASIN WITH DRAPE 6 - 8 LITERS IT SHOULD BE COMPATIBLE WITH HOSPITAL MACHINES (ONE MACHINE FREE OF CHARGE WITH EVERY 200 KIT) SINGLE USE STERILE. | SUPPLEMENTARY GENERAL CONSUMABLES
8431 | 4222170400200 | BAG PRESSURE INFUSER 3000 CC WITH MANUAL HAND PUMP DISPOSABLE. | SUPPLEMENTARY GEN.SUPPLIES NURS,BURN
8432 | 4222170600700 | P.V.A. BAGS, FOR LAMINATION, 600 X 110 X 40MM APPROXIMATELY. | PROSTHETICS & ORTHOSIS SUPPLIES
8433 | 4222170600800 | P.V.A. BAGS, FOR LAMINATION, 700 X 190 X 50MM APPROXIMATELY. | PROSTHETICS & ORTHOSIS SUPPLIES
8434 | 4222170600900 | P.V.A. BAGS, FOR LAMINATION, 700 X 270 X 50MM APPROXIMATELY. | PROSTHETICS & ORTHOSIS SUPPLIES
8435 | 4222170601000 | P.V.A. BAGS FOR LAMINATION, 1000 X 260 X 50 MM, APPROXIMATELY | PROSTHETICS & ORTHOSIS SUPPLIES
8436 | 4222170601100 | P.V.A. BAGS, FOR LAMINATION, 1300 X 220 X 50MM APPROXIMATELY. | PROSTHETICS & ORTHOSIS SUPPLIES
8437 | 4222170700000 | SET Y EXTENSION PRIMING VOLUME: 1-2 ML TUBE LENGTH: 150-200 CM WITH SLID CLAMP DISPOSABLE STERILE... | SUPPLEMENTARY GEN.SUPPLIES NURS,BURN
8438 | 4222170700100 | EPIDURAL YELLOW COLORED INFUSION SET COMPATIBLE WITH CADD SYSTEM OR EQUIVALENT..,<(>,<)> | ANESTHESIA AND RESPIRATORY SUPPLEMENTARY
8439 | 4222180200000 | BOARD, CUSHION PADDED, I.V. ARM, WITH STRAPS, MRI COMPATIBILITY, SIZE: 3CM X 9CM (+/- 1 CM), DISPOSABLE | SUPPLEMENTARY GEN.SUPPLIES NURS,BURN
8440 | 4222180200200 | BOARD CUSHION PADDED IV ARM WITH PLASTIC COVER WASHABLE MRI COMPATIBILITY SIZE: APPROX. 3CM X 7CM (+/-1CM)(NEONATE SIZE)... | SUPPLEMENTARY GEN.SUPPLIES NURS,BURN
8441 | 4222180300200 | DRESSING TRANSPARENT I.V. SECUREMENT TRANSPARENT DRESSINGS IMPREGNATED WITH 2-3% CHLORHEXIDINE GEL PAD FOR CENTRAL LINES HIGHLY BREATHABLE FOR MOISTURE EVAPORATION LATEX FREE BREATHABLE WATERPROOF WITH 2 PARTS (TRANSPARENT AND CLOTH LIKE) 2 SECURING STRIP DOCUMENTATION LABEL ADULT SIZE: 6 X 8 CM (+/- 1CM) DISPOSABLE STERILE MSDS SHOULD BE PROVIDED IN SOFT COPY (WOUND AND OSTOMY CARE). | SUPPLEMENTARY GEN.SUPPLIES NURS,BURN
8442 | 4222180300500 | DRESSING, SECUREMENT, FOR LARGE UNIVERSAL SECUREMENT, INDIVIDUALLY PACKAGE, DISPOSABLE, STERILE | SUPPLEMENTARY GEN.SUPPLIES NURS,BURN
8443 | 4222180302100 | DRESSING SECUREMENT FOR PEDIATRIC ARTERIAL CATHETER INDIVIDUALLY PACKAGE DISPOSABLE STERILE.. | SUPPLEMENTARY GEN.SUPPLIES NURS,BURN
8444 | 4222180302300 | DRESSING SECUREMENT FOR SMALL NASAL GASTRIC HYDROCOLLOID PLACED IN THE CHEEK INDIVIDUALLY PACKAGE DISPOSABLE STERILE. | SUPPLEMENTARY GEN.SUPPLIES NURS,BURN
8445 | 4222180302400 | DRESSING SECUREMENT FOR SMALL NASAL GASTRIC INDIVIDUALLY PACKAGE DISPOSABLE STERILE.. | SUPPLEMENTARY GEN.SUPPLIES NURS,BURN
8446 | 4222180302500 | DRESSING SECUREMENT FOR NEONATAL UMBILICAL CATHETER HYDROCOLLOID INDIVIDUALLY PACKAGE DISPOSABLE STERILE.. | SUPPLEMENTARY GEN.SUPPLIES NURS,BURN
8447 | 4222180302600 | DRESSING SECUREMENT FOR PEDIATRIC FOLEY CATHETER INDIVIDUALLY PACKAGE DISPOSABLE STERILE.. | SUPPLEMENTARY GEN.SUPPLIES NURS,BURN
8448 | 4222180302800 | DRESSING, SECUREMENT, FOR EPIDURAL CATHETER SECUREMENT, INDIVIDUALLY PACKAGE, DISPOSABLE, STERILE | SUPPLEMENTARY GEN.SUPPLIES NURS,BURN
8449 | 4222180303800 | DRESSING TRANSPARENT I.V SECUREMENT TRANSPARENT DRESSINGS IMPREGNATED WITH 2-3% CHLORHEXIDINE GEL PAD FOR CENTRAL LINES HIGHLY BREATHABLE FOR MOISTURE EVAPORATION LATEX FREE BREATHABLE WATERPROOF WITH 2 PARTS (TRANSPARENT AND CLOTH LIKE) 2 SECURING STRIP DOCUMENTATION LABEL ADULT SIZE: 10 X 15 CM (+/- 1CM) DISPOSABLE STERILE MSDS SHOULD BE PROVIDED IN SOFT COPY (WOUND AND OSTOMY CARE). | SUPPLEMENTARY GEN.SUPPLIES NURS,BURN
8450 | 4222180304500 | DRESSING, SECUREMENT, FOR MEDIUM UNIVERSAL SECUREMENT, INDIVIDUALLY PACKAGE, DISPOSABLE, STERILE | SUPPLEMENTARY GEN.SUPPLIES NURS,BURN
8451 | 4222200000900 | KIT INTRATHECAL BACLOFEN PUMP PATIENT PROGRAMMER LATEX FREE DISPOSABLE ONE (1) EACHONE (1) KIT | ANESTHESIA AND RESPIRATORY SUPPLEMENTARY
8452 | 4222200200000 | SYRINGE INFUSION PUMP PORTABLE WITHOUT BATTERIES OR ELECTRIC.... | SUPPLEMENTARY GEN.SUPPLIES NURS,BURN
8453 | 4222200501400 | OPTICAL SENSOR FOR EARLY DETECTION OF VENOUS INFILTRATION COMPATIBLE WITH IV WATCH MACHINE (1 MACHINE FREE WITH EACH 80 SENSOR).. | SUPPLEMENTARY GEN.SUPPLIES NURS,WOUND
8454 | 4222201200100 | INFUSION PUMP - RESERVOIR CASSETTE DISPOSABLE 50ML, COMPATIBLE WITH CADD SYSTEM | RESPIRATORY AND ANESTHESIA TENDER
8455 | 4222201200400 | INFUSION PUMP YELLOW CASSETTE DISPOSABLE 250ML MEDICATION CASSETTE RESERVOIR (MCR) WITH FLOW STOP FREE FLOW PROTECTION COMPATIBLE WITH CADD SYSTEM OR EQUIVALENT | RESPIRATORY AND ANESTHESIA TENDER
8456 | 4222201200900 | SINGLE NEEDLE SUBCUTANEOUS INFUSION SET HIGH-FLOW WITHOUT PORT 26G X 12MM COMPATIBLE WITH MECHANICAL SYRINGE INFUSION PUMP.... | SUPPLEMENTARY GEN.SUPPLIES NURS,BURN
8457 | 4222201201000 | SINGLE NEEDLE SUBCUTANEOUS INFUSION SET HIGH-FLOW WITHOUT PORT 26G X / 6MM COMPATIBLE WITH MECHANICAL SYRINGE INFUSION PUMP.... | SUPPLEMENTARY GEN.SUPPLIES NURS,BURN
8458 | 4222201201100 | SINGLE NEEDLE SUBCUTANEOUS INFUSION SET HIGH-FLOW WITHOUT PORT 26G X 9MM COMPATIBLE WITH MECHANICAL SYRINGE INFUSION PUMP.... | SUPPLEMENTARY GEN.SUPPLIES NURS,BURN
8459 | 4222201201200 | TUBE NON-DEHP PVC TUBING 600-800 ML / HOUR ACCESSORY FOR MECHANICAL / SYRINGE INFUSION PUMP... | SUPPLEMENTARY GEN.SUPPLIES NURS,BURN
8460 | 4222201201300 | TUBE NON-DEHP PVC TUBING 900-1000 ML / HOUR ACCESSORY FOR MECHANICAL SYRINGE INFUSION PUMP... | SUPPLEMENTARY GEN.SUPPLIES NURS,BURN
8461 | 4222201201400 | TWO NEEDLES SUBCUTANEOUS INFUSION SET HIGH-FLOW WITHOUT PORT 26G X 12MM COMPATIBLE WITH MECHANICAL SYRINGE INFUSION PUMP.... | SUPPLEMENTARY GEN.SUPPLIES NURS,BURN
8462 | 4222201201500 | TWO NEEDLES SUBCUTANEOUS INFUSION SET HIGH-FLOW WITHOUT PORT 26G X / 6MM COMPATIBLE WITH MECHANICAL SYRINGE INFUSION PUMP.... | SUPPLEMENTARY GEN.SUPPLIES NURS,BURN
8463 | 4222220200300 | ADAPTER VIAL RECONSTITUTION ACCESS DEVICE FOR VIAL 14 - 20 MM EQUALIZING CAPACITY 50 ML COLOR CODED CAP STERILE DISPOSABLE.. | SUPPLEMENTARY GEN.SUPPLIES NURS,BURN
8464 | 4222220200500 | ADAPTER VIAL RECONSTITUTION ACCESS DEVICE FOR VIALS 14 - 20 MM EQUALIZING CAPACITY 20 ML COLOR CODED CAP STERILE DISPOSABLE.. | SUPPLEMENTARY GEN.SUPPLIES NURS,BURN
8465 | 4222220200600 | ADAPTER VIAL RECONSTITUTION ACCESS DEVICE FOR VIAL UP TO 13 MM EQUALIZING CAPACITY 20 ML COLOR CODED CAP STERILE DISPOSABLE.. | SUPPLEMENTARY GEN.SUPPLIES NURS,BURN
8466 | 4222230100000 | SET FOR BLOOD TRANSFUSION MUST HAVE VENTED SPIKE FOR GLASS BOTTLES SHARP PIERCING SPIKE: EASY PENETRATION EMPTIES LEAVING NO RESIDUE BACT ERIA TIGHT VENTING DRIP CHAMBER LATEX-FREE AND EO STERILIZED FILTER AREA 10 CM.. | SUPPLEMENTARY GEN.SUPPLIES NURS,BURN
8467 | 4222230100700 | BLOOD LINE TUBING SET FOR GAMBRO AK95 AK95S AK100 AK 200 AK 200S MACHINE OR EQUIVALENT SET CONSISTS OF ARTERIAL LINE AND VENOUS LINE MADE OF MEDICAL GRADE BIOCOMPATIBILITY PVC ANTI - KINKING DESIGN DOES NOT ALLOW CONTACT BETWEEN BLOOD AND COLORED COMPONENTS HAS EXTRACORPOREAL BLOOD VOLUME OF: ARTERIAL LINE 59 CC VENOUS LINE 71 CC PUMP SEGMENT OF 7.9 MM DIAMETER MADE OF VERY SOFT PVC PUMP SEGMENT SHOULD HAVE PAIR OF ROLLERS TP PREVENT SEGMENT OCCLUSION/TWISTING DOUBLE MEMBRANES TRANSDUCER PROTECTION FOR VENOUS P. TRANSDUCER AS A LAST DEFENSE LINE TO PREVENT RISK OF BLOOD CONTAMINATION 2 LITERS DRAINAGE BAG SPIKE AND RECIRCULATION CONNECTOR PRESSURE TRANSDUCER PROTECTOR AND PRESSURE PILLOW FOR NEGATIVE PRESSURE PROTECTION 45 INCHES ANGLED HEPARIN LINE TO AVOID RE - FLOW LARGE LATEX - FREE RUBBER INJECTION PORT CALIBRATED BVS CUVETTE ON ARTERIAL LINE VENOUS CHAMBER SHOULD HAV ANTIFOAM DESIGN WITH SIDE BLOOD ENTRY TO REDUCE TURBULENCE VENOUS CHAMBER SHOULD HAVE INTEGRATED INJECTION PORT AND INFUSION SITE STERILIZATION METHOD: ETO OR STEAM OR GAMMA RADIATION | RENAL SUPPLEMENTARY
8468 | 4222230200600 | DIALYZER LOW FLUX HOLLOW FIBER PEDIATRIC SIZE MEMBRANE MATERIAL: POLYSULFON AND ITS DERIVATIVES WITH: MALE LUER LOCK FOR TUBING SURFACE AREA 0.4 M2 VIT. B12 CLEARANCE AT Q.B. 200 ML/MN KEEPING BLOOD FLOW CONSTANT AT THIS RATE 15 ML/MN ULTRAFILTRATION RATE BETWEEN 2 - 4 ML/HR/MM HG NEGATIVE PRESSURE STERILIZED BY STEAM OR BETA GAMMA RADIATION | RENAL SUPPLEMENTARY
8469 | 4222230200800 | DIALYZER, HIGH FLUX, HOLLOW FIBER, MEMBRANE MATERIAL: POLYSULFON AND ITS DERIVATIVES, SURFACE AREA 1 M 2, HIGH ULTRA FILTRATION COEFFICIENT 20 - 30 ML/HR/ 1 MM HG, STERILIZED BY STEAM OR BETA GAMMA RADIATION | RENAL SUPPLEMENTARY
8470 | 4222230201100 | BLOOD TRANSFUSION BLUE FILTER, REINFUSION, FOR SALVAGED BLOOD, DISPOSABLE, STERILE | CARDIOVASCULAR SURGERY CONSUMABLES
8471 | 4222230400000 | BLOOD LINE FOR DIMAX NIPRO OR EQUIVALENT DOUBLE NEEDLE ADULT CONSISTING OF ARTERIAL LINE: PVC MATERIAL MEDICAL GRADE ONE WITH MALE LUER LOCK TO FIT WITH THE FISTULA NEEDLE INFUSION CANNULA WITH SPIKE AND PROTECTOR CAP LINE CLAMP INJECTION PORT PRESSURE MONITORING LINE WITH TRANSDUCER PROTECTOR PUMP SEGMENT LENGTH NOT LESS THAN 290 MM HEPARIN LINE POST PUMP ARTERIAL CHAMBER VENOUS LINE: PVC MEDICAL GRADE ONE WITH FEMALE LUER LOCK TO FIT WITH DIALYZER DRIP CHAMBER WITH FILTER LEVEL LINE PRESSURE MONITORING LINE WITH TRANSDUCER PROTECTOR INJECTION PORT LINE CLAMP MALE LUER LOCK TO FIT WITH FISTULA NEEDLE DRAINAGE BAG BYPASS CONNECTOR ETHYLENE OXIDE STERILIZATION METHOD: ETO OR STEAM OR GAMMA RADIATION DISPOSABLE STERILE | RENAL SUPPLEMENTARY
8472 | 4222230400100 | HEMOFILTRATION SET OF TUBING, TO FIT WITH FRESENIUS 4008S MACHINE OR EQUIVALENT, FOR ONLINE HEMODIAFILTRATION (HDF), THE PACK CONSISTS OF A SUBSTITUTION TUBING AND RINSING CONNECTOR THAT IS PACKED SEPARATELY, THE SUBSTITUTION CONNECTOR SHOULD BE FIRMLY SECURED TO THE PUMP SEGMENT, THE FEMALE LUER LOCK CONNECTOR WITH THE RED CLAMP IS TO BE CONNECTED TO THE ARTERIAL SYSTEM FOR ONLINE PRIMING AND REINFUSION, THE MALE LUER LOCK CONNECTOR WITH WHITE CLAMP IS CONNECTED TO THE VENOUS BUBBLE TRAP FOR POST DILUTION | RENAL SUPPLEMENTARY
8473 | 4222230400200 | BLOOD LINE, FOR FRESENIUS MACHINE 5008 OR EQUIVALENT, WITH ONLINE HDF, 132 ML PRIMING VOLUME, DOUBLE NEEDLE, INCLUDE ARTERIAL LINE WITH: MALE LUER LOCK TO FIT WITH FISTULA NEEDLE, LINE CLAMP, INJECTION PORT, PRESSURE MONITORING UNIT WITH TRANSDUCER PROTECTOR FOR 5008 SYSTEM (DOME), PUMP SEGMENT NOT LESS THAN 350 MM, HEPARIN LINE, INFUSION PORT FOR PRE - DILUTION WITH ONE - WAY VALVE, VENOUS LINE WITH: FEMALE LUER LOCK TO FIT WITH DIALYZER, DRIP CHAMBER WITH FILTER, LEVEL LINE, PRESSURE MONITORING LINE WITH TRANSDUCER PROTECTOR AND BACK INSPECTION WINDOWS, INJECTION PORT, LINE CLAMP, MALE LUER LOCK TO FIT WITH FISTULA NEEDLE AND RINSE PORT, VENOUS BUBBLES TRAP 22 MM, INFUSION PORT FOR POST - DILUTION WITH ONE - WAY VALVE, SAFE LINE WITH: SUBSTITUTION PORT CONNECTED WITH MALE LUER LOCK, PUMP SEGMENT NOT LESS THAN 350 MM, RECIRCULATOR WITH FEMALE - FEMALE INLETS TO CONNECT THE SAFE LINE WITH THE ARTERIAL LINE, MALE LUER LOCK CONNECTOR TO FIT WITH PRE - AND POST - DILUTION PORT, STERILIZATION METHOD: ETO OR STEAM OR GAMMA RADIATION, DISPOSABLE | RENAL SUPPLEMENTARY
8474 | 4222230700100 | SET BLOOD/FLUID WARMING HIGH FLOW DUAL SPIKE HEAT EXCHANGER DRIP CHAMBER WITH MICRON FILTER AUTO VENTING BUBBLE TRAP LATEX FRE E SHOULD BE COMPATIBLE WITH RANGER SYSTEM OR EQUIVALENT ONE (1) EACHONE (1) SET | RESPIRATORY AND ANESTHESIA TENDER
8475 | 4222230700200 | SET BLOOD/FLUID WARMING SET STANDER SHOULD BE COMPATIBLE WITH RANGER SYSTEM OR EQUIVALENT ONE (1) EACHONE (1) SET | RESPIRATORY AND ANESTHESIA TENDER
8476 | 4222230800300 | SET BOWEL RECTAL SIZER FOR CIRCULAR STAPLER 25 MM X 29 MM X 33 MM REUSABLE.. | SUPPLEMENTARY GEN.CONS SURG SUT,LAP,ROB
8477 | 4222230800500 | SET, BLOOD EXCHANGE TRANSFUSION : 2 SYRINGE 20 ML, 1STOPCOCK 4 - WAYS, 2 CATHETER UMBILICAL, 3 GAUZE SPONGE 50 X 50 MM, 1 SET TRANSFUSION, 1 SYRINGE LUER 10 ML, 1 TUBE EXTENSION FOR EVACUATION OF DISCARDED BLOOD, 1 RULER 15 CM FOR VENOUS PRESSURE MEASUREMENT, 1 DRAPE FENESTRATED, 1 CONTAINER PLASTIC, DISPOSABLE, STERILE | SUPPLEMENTARY GEN.SUPPLIES NURS,BURN
8478 | 4222230800600 | SET FOR BLOOD ADMINISTRATION PYROGEN FREE COMPLETE WITH 100 ML GRADUATED CHAMBER WITH FILTER 180-200MICRON DISPOSABLE STERILE.. | SUPPLEMENTARY GEN.SUPPLIES NURS,BURN
8479 | 4222230800700 | SET FOR BLOOD ADMINISTRATION PYROGEN FREE SUITABLE FOR USE WITH BLOOD BAG PACKING: EACH SET INDIVIDUALLY PACKED DISPOSABLE STERILE.. | SUPPLEMENTARY GEN.SUPPLIES NURS,BURN
8480 | 4223150000400 | PUMP ENTERAL FEEDING PUMP SET WITH TUBE 500 ML IT SHOULD BE COMPATIBLE WITH HOSPITAL MACHINE.. | SUPPLEMENTARY GEN.SUPPLIES NURS,BURN
8481 | 4223150201100 | TUBE FEEDING POLYURETHANE RADIOPAQUE SIZE: 10 FRENCH 80-90 CM DISPOSABLE STERILE.... | SUPPLEMENTARY GEN.SUPPLIES NURS,BURN
8482 | 4223150202500 | NASOJEJUNAL FEEDING TUBE, WITH NASAL TRANSFER TUBE (WIRE GUIDED FOR ENDOSCOPIC INSERTION), ASSORTED TYPES (PIGTAIL TIP AND BENT TIP), ASSORTED SIZES | ENDOSCOPY CONSUMABLES SUPPLIES
8483 | 4223150204400 | GRAVITY ENTERAL FEEDING SET WITH TRANSITIONAL CONNECTORS (ENFIT/ENLOCK AND/OR FUNNEL ADAPTERS) CONNECTED WITH CHAMBER AND TUBE ADJUSTABLE VOLUME TUBE LENGTH 120-200CM PURPLE COLOR DISPOSABLE STERILE.. | SUPPLEMENTARY GEN.SUPPLIES NURS,BURN
8484 | 4223150204500 | GRAVITY ENTERAL FEEDING SET CONNECTED WITH CHAMBER AND TUBE ADJUSTABLE VOLUME TUBE LENGTH 120-200CM PURPLE COLOR DISPOSABLE STERILE.. | SUPPLEMENTARY GEN.SUPPLIES NURS,BURN
8485 | 4223150204600 | FEEDING SET WITH SPIKE ENFIT MEDICATION PORT WITH TUBE CONNECTOR IT SHOULD BE COMPATIBLE WITH HOSPITAL MACHINE STERILE.... | SUPPLEMENTARY GEN.SUPPLIES NURS,BURN
8486 | 4223150204700 | FEEDING SET DEHP-FREE WITH GRADUATED BAG AND TRANSPARENT BURETTE WITH / TUBE BAG100-150 ML IT SHOULD BE COMPATIBLE WITH HOSPITAL MACHINE / STERILE /.. | SUPPLEMENTARY GEN.SUPPLIES NURS,BURN
8487 | 4223150204800 | FEEDING SET WITH INTEGRATED BAGS 1000 ML FEED BAG WITH 1000 ML WATER BAG CONTAINS ENFIT MEDICATION PORT IT SHOULD BE COMPATIBLE WITH / HOSPITAL MACHINE NON-STERILE... | SUPPLEMENTARY GEN.SUPPLIES NURS,BURN
8488 | 4223150204900 | FEEDING SET WITH INTEGRATED BAGS 1000 ML FEED BAG WITH 1000 ML WATER / BAG IT SHOULD BE COMPATIBLE WITH HOSPITAL MACHINE NON-STERILE... | SUPPLEMENTARY GEN.SUPPLIES NURS,BURN
8489 | 4223150300200 | SYRINGE ENTERAL FEEDING ENFIT/ENLOCK 50-60 ML PURPLE COLOR STERILE.. | SUPPLEMENTARY GEN.SUPPLIES NURS,BURN
8490 | 4223150400600 | BAGS TPN EVA SPECIFICATIONS OF: STERILE ETHYL VINYL ACETATE (EVA) AG INJECTION PART PP (POLYPROPYLENE AND PVC (POLY VINYL CHLORIDE) FEMALE CONNECTOR WITH EXTRA CAP ABS (ACRYLONITRILE BUTADIENE STYRENE) NON- LATEX INJECTION PORT NO PHTHALATE NUMBER OF PORT ADD PORT FILLING-PORT AND GIVING PORT 6-LATEX FREE NON-DEHP PVC FREE TRANSPARENT BAG SIZE: (2000 ML).. | SUPPLEMENTARY GEN.SUPPLIES NURS,BURN
8491 | 4223150400700 | BAG ENTERAL FEEDING PUMP WITH GIVING SET GRADUATIONS (AT 50 ML AND EVERY 100 ML) SIZE 1000 ML - 1500 ML IT SHOULD BE COMPATIBLE WITH HOSPITAL MACHINE.. | SUPPLEMENTARY GEN.SUPPLIES NURS,BURN
8492 | 4223150400800 | BAG ENTERAL FEEDINGL GRAVITY WITH DRIP CHAMBER AND ADJUSTABLE CLAMP TUBE LENGTH 150 CM - 200 CM 1000 CC TO 1500 CC.. | SUPPLEMENTARY GEN.SUPPLIES NURS,BURN
8493 | 4223150401300 | BAGS TPN EVA SPECIFICATIONS OF: STERILE ETHYL VINYL ACETATE (EVA) AG INJECTION PART PP (POLYPROPYLENE AND PVC (POLY VINYL CHLORIDE) FEMA LE CONNECTOR WITH EXTRA CAP ABS (ACRYLONITRILE BUTADIENE STYRENE) NON- LATEX INJECTION PORT NO PHTHALATE NUMBER OF PORT ADD PORT FILLING -PORT AND GIVING PORT 6-LATEX FREE NON-DEHP PVC FREE TRANSPARENT BAG SIZE: (100 ML).. | SUPPLEMENTARY GEN.SUPPLIES NURS,BURN
8494 | 4223150401500 | SEMI-RIGID (RESERVOIR) MEDICAL NUTRITION FORMULA CONTAINER TO BE USED FOR MIXING 1000 ML STERILE.. | SUPPLEMENTARY GEN.SUPPLIES NURS,BURN
8495 | 4223150500100 | SET EXTENSION SMALL BORE WITH TRIPLE (TRI PORT) BONDED LUER ACCESS DEVICE: SMALL BORE BIFURCATED EXT SET WITH 3 BONDED LAD SPIN-LOCK CONNECTOR CONTAINS PVC DEHP FREE LATEX FREE PRIMING VOLUME: 0.3-0.7 ML LENGTH: 4-7 INCH ENDS MUST NOT FIT ENTERAL TUBING FOR USE WITH POWER INJECTORS INDIVIDUALLY PACKED DISPOSABLE STERILE.... | SUPPLEMENTARY GEN.SUPPLIES NURS,BURN
8496 | 4223150500200 | SET Y EXTENSION SMALL BORE WITH TWO BONDED LUER ACCESS DEVICE: SMALL BORE BIFURCATED EXT SET WITH 2 BONDED LAD SPIN-LOCK CONNECTOR CONTAINS PVC DEHP FREE LATEX FREE PRIMING VOLUME: 0.3-0.5 ML LENGTH: 6-10 INCH ENDS MUST NOT FIT ENTERAL TUBING FOR USE WITH POWER INJECTORS INDIVIDUALLY PACKED DISPOSABLE STERILE... | SUPPLEMENTARY GEN.SUPPLIES NURS,BURN
8497 | 4223150500600 | ADAPTER UNIVERSAL ENTERAL FEEDING ADAPTER ENFIT TO FUNNEL PURPLE COLOR STERILE.. | SUPPLEMENTARY GEN.SUPPLIES NURS,BURN
8498 | 4223150500700 | ADAPTER UNIVERSAL ENTERAL FEEDING ADAPTER FUNNEL TO ENFIT PURPLE COLOR STERILE.. | SUPPLEMENTARY GEN.SUPPLIES NURS,BURN
8499 | 4223151100100 | TUBE FEEDING POLYURETHANE RADIOPAQUE SIZE: 05 FRENCH 90-110 CM / DISPOSABLE STERILE.... | SUPPLEMENTARY GEN.SUPPLIES NURS,BURN
8500 | 4223160100000 | TUBE GASTROSTOMY WITH ADAPTER MUST ONLY FIT BUTTON AND EXTENSION TUBING INDIVIDUAL USE INDIVIDUALLY PACKAGED DISPOSABLE STERILE.. | SUPPLEMENTARY GEN.SUPPLIES NURS,BURN
8501 | 4223160100200 | TUBE FEEDING GASTROSTOMY SIZE: 12 X 1.5 CM LOW PROFILE DISPOSABLE STERILE.. | SUPPLEMENTARY GEN.SUPPLIES NURS,BURN
8502 | 4223160100300 | TUBE FEEDING GASTROSTOMY SIZE: 12 X 2 CM LOW PROFILE DISPOSABLE STERILE.. | SUPPLEMENTARY GEN.SUPPLIES NURS,BURN
8503 | 4223160100400 | TUBE FEEDING GASTROSTOMY SIZE: 14 X 1 CM LOW PROFILE DISPOSABLE STERILE.. | SUPPLEMENTARY GEN.SUPPLIES NURS,BURN
8504 | 4223160100500 | TUBE FEEDING GASTROSTOMY SIZE: 14 X 2 CM LOW PROFILE DISPOSABLE STERILE.. | SUPPLEMENTARY GEN.SUPPLIES NURS,BURN
8505 | 4223160100600 | TUBE FEEDING GASTROSTOMY SIZE: 14 X 2.5 CM LOW PROFILE DISPOSABLE STERILE.. | SUPPLEMENTARY GEN.SUPPLIES NURS,BURN
8506 | 4223160100700 | TUBE FEEDING GASTROSTOMY SIZE: 16 X 2.5 CM LOW PROFILE DISPOSABLE STERILE.. | SUPPLEMENTARY GEN.SUPPLIES NURS,BURN
8507 | 4223160200500 | TUBE FOR INSUFFLATION 5 MM X 3-3.5 M WITH LUER LOCK ADAPTOR AND FILTER IT SHOULD BE COMPATIBLE WITH HOSPITAL MACHINE DISPOSABLE STERILE.. | SUPPLEMENTARY GEN.CONS SURG SUT,LAP,ROB
8508 | 4223160200700 | SUCTION/ IRRIGATION FOR LAPAROSCOPIC 5MM TIP X 37 CM (-/+ 2 CM) LENGTH WITH OPTION OF INTERCHANGEABLE WITH 10 MM PROBE DISPOSABLE STERILE.... | SUPPLEMENTARY GEN.CONS SURG SUT,LAP,ROB
8509 | 4223160300200 | TUBE FEEDING JEJUNOSTOMY MEDICAL GRADE SILICONE CONSTRUCTION INFLATABLE SUTURE WINGS RADIOPAQUE STRIP 9 FRENCH INTERNAL DIAMETER DISPOSABLE STERILE.. | SUPPLEMENTARY GEN.SUPPLIES NURS,BURN
8510 | 4223160300300 | TUBE NASOGASTRIC FEEDING RYLES PVC SIZE: FR10 RADIO-OPAQUE 105-130 / CM LONG GRADUATION 120 CM AT LEAST-INTERVAL EVERY 10 CM WITH SOFT END / WITH FINGERTIP CLOSURE WITH STOPPER DISPOSABLE STERILE /.. | SUPPLEMENTARY GEN.SUPPLIES NURS,BURN
8511 | 4223160900000 | TUBE TUBE FEEDING NASOJEJUNAL LENGTH 120 CM TUBE TIP TUNGSTEN WEIGHTED TO MAINTAIN PLACEMENT RADIOPAQUE WITH STYLET SIZE: 12 FRENCH DISPOSABLE STERILE.. | SUPPLEMENTARY GEN.SUPPLIES NURS,BURN
8512 | 4223160900300 | TUBE TUBE FEEDING GASTROSTOMY MEDICAL GRADE SILICONE CONSTRUCTION SILICONE INTERNAL RETENTION BALLOON EXTERNAL RETENTION RING UNIVERSAL FEEDING PORT CONNECTOR MEDICATION PORT TAPERED DISTAL TIP DUAL EXIT PORTS RADIOPAQUE STRIP SIZE: 12 FRENCH STERILE.. | SUPPLEMENTARY GEN.SUPPLIES NURS,BURN
8513 | 4223160900400 | TUBE TUBE FEEDING GASTROSTOMY MEDICAL GRADE SILICONE CONSTRUCTION SILICONE INTERNAL RETENTION BALLOON EXTERNAL RETENTION RING UNIVERSAL FEEDING PORT CONNECTOR MEDICATION PORT TAPERED DISTAL TIP DUAL EXIT PORTS RADIOPAQUE STRIP SIZE: 18 FRENCH STERILE.. | SUPPLEMENTARY GEN.SUPPLIES NURS,BURN
8514 | 4223160900500 | TUBE TUBE FEEDING GASTROSTOMY MEDICAL GRADE SILICONE CONSTRUCTION SILICONE INTERNAL RETENTION BALLOON EXTERNAL RETENTION RING UNIVERSAL FEEDING PORT CONNECTOR MEDICATION PORT TAPERED DISTAL TIP DUAL EXIT PORTS RADIOPAQUE STRIP SIZE: 24 FRENCH STERILE.. | SUPPLEMENTARY GEN.SUPPLIES NURS,BURN
8515 | 4223160905900 | TUBE TUBE FEEDING GASTROSTOMY MEDICAL GRADE SILICONE CONSTRUCTION SILICONE INTERNAL RETENTION BALLOON EXTERNAL RETENTION RING UNIVERSAL FEEDING PORT CONNECTOR MEDICATION PORT TAPERED DISTAL TIP DUAL EXIT PORTS RADIOPAQUE STRIP SIZE: 14 FRENCH STERILE.. | SUPPLEMENTARY GEN.SUPPLIES NURS,BURN
8516 | 4223160906000 | TUBE NASOGASTIRC FEEDING ENFIT POLYURETHANE RADIOPAQUE SIZE: 04 FRENCH LENGTH 40-45 CM DISPOSABLE STERILE.. | SUPPLEMENTARY GEN.SUPPLIES NURS,BURN
8517 | 4223160906500 | TUBE NASOGASTIRC FEEDING ENFIT POLYURETHANE RADIOPAQUE SIZE: 12 FRENCH LENGTH 110-120 CM DISPOSABLE STERILE.. | SUPPLEMENTARY GEN.SUPPLIES NURS,BURN
8518 | 4223160906600 | TUBE NASOGASTIRC FEEDING ENFIT POLYURETHANE RADIOPAQUE SIZE: 14 FRENCH LENGTH 110-120 CM DISPOSABLE STERILE.. | SUPPLEMENTARY GEN.SUPPLIES NURS,BURN
8519 | 4223160906700 | TUBE NASOGASTIRC FEEDING ENFIT POLYURETHANE RADIOPAQUE SIZE: 16 FRENCH LENGTH 100-120 CM DISPOSABLE STERILE.. | SUPPLEMENTARY GEN.SUPPLIES NURS,BURN
8520 | 4223160906800 | TUBE NASOGASTIRC FEEDING ENFIT POLYURETHANE RADIOPAQUE SIZE: 18 FRENCH LENGTH 110-120 CM DISPOSABLE STERILE.. | SUPPLEMENTARY GEN.SUPPLIES NURS,BURN
8521 | 4223160907000 | GASTROJEJUNOSTOMY INTRODUCER KIT ASSORTED SIZE. | SUPPLEMENTARY INTERVEN RADIO,CARDIC CATH
8522 | 4223160908200 | PROBE, ARGON PLASMA COAGULATION (APC), (CIRCUMFERENTIAL FIRE) WITH INTEGRATED FILTER, , ASSORTED SIZES OF DIAMETER AND WORKING LENGTH | ENDOSCOPY CONSUMABLES SUPPLIES
8523 | 4223160908400 | PROBE, ARGON PLASMA COAGULATION (APC), (STRAIGHT FIRE) WITH INTEGRATED FILTER, ASSORTED SIZES OF DIAMETER AND WORKING LENGTH | ENDOSCOPY CONSUMABLES SUPPLIES
8524 | 4223160908800 | TUBE INLET NON-VENTED HIGH VOLUME TUBE FOR CONNECTION FROM BAG OR VENTED BOTTLE TO SELECTOR VALVE STERILE.. | SUPPLEMENTARY GEN.SUPPLIES NURS,BURN
8525 | 4223160908900 | TUBE INLET VENTED HIGH VOLUME TUBE FOR CONNECTION FROM NON-VENTED BOTTLE TO SELECTOR VALVE.. | SUPPLEMENTARY GEN.SUPPLIES NURS,BURN
8526 | 4223160909000 | TUBE INLET VENTED MICRO VOLUME TPN STERILE.. | SUPPLEMENTARY GEN.SUPPLIES NURS,BURN
8527 | 4223160909400 | TUBE FEEDING REPLACEMENT KIT GASTROSTOMY 14 FRENCH X 1.5 CM DISPOSABLE STERILE.. | SUPPLEMENTARY GEN.SUPPLIES NURS,BURN
8528 | 4223160909600 | TUBE TUBE FEEDING FULLY RADIOPAQUE POLYURETHANE WITH ENFIT MALE CONNECTOR LENGTH 50-60 CM SIZE: 8 FRENCH FOR BOTH NEONATE AND PEDIATRIC COMPATIBLE WITH MRI DISPOSABLE STERILE.. | SUPPLEMENTARY GEN.SUPPLIES NURS,BURN
8529 | 4223160909900 | TUBE FEEDING REPLACEMENT KIT GASTROSTOMY 14 FRENCH X 2.0 CM DISPOSABLE STERILE.. | SUPPLEMENTARY GEN.SUPPLIES NURS,BURN
8530 | 4223160910000 | TUBE FEEDING REPLACEMENT KIT GASTROSTOMY 16 FRENCH X 1.5 CM DISPOSABLE STERILE.. | SUPPLEMENTARY GEN.SUPPLIES NURS,BURN
8531 | 4223160910100 | TUBE FEEDING REPLACEMENT KIT GASTROSTOMY 16 FRENCH X 2.0 CM DISPOSABLE STERILE.. | SUPPLEMENTARY GEN.SUPPLIES NURS,BURN
8532 | 4223160910200 | TUBE FEEDING REPLACEMENT KIT GASTROSTOMY 18 FRENCH X 2.0 CM DISPOSABLE STERILE.. | SUPPLEMENTARY GEN.SUPPLIES NURS,BURN
8533 | 4223160910300 | TUBE FEEDING REPLACEMENT KIT GASTROSTOMY 24 FRENCH X 2.5 CM DISPOSABLE STERILE.. | SUPPLEMENTARY GEN.SUPPLIES NURS,BURN
8534 | 4223160910500 | TUBE NASOGASTIRC FEEDING ENFIT POLYURETHANE RADIOPAQUE SIZE: 05 FRENCH LENGTH 50-55 CM DISPOSABLE STERILE.. | SUPPLEMENTARY GEN.SUPPLIES NURS,BURN
8535 | 4223160910700 | TUBING CONNECTING NON - CONDUCTIVE 7-7.5 MM X 3.5-4 M NON - COLLAPSIBLE STERILE.. | SUPPLEMENTARY GEN.SUPPLIES NURS,BURN
8536 | 4223160911100 | TUBE INFANT TUBE FEEDING SIZE: FR 10 50-90 CM LONG RADIO-OPAQUE WITH NUMERICAL GRADUATION AT LEAST INTERVAL EVERY 5 CM LONG DEHP FREE LATEX FREE DISPOSABLE STERILE.. | SUPPLEMENTARY GEN.SUPPLIES NURS,BURN
8537 | 4223160911600 | TUBE INFANT TUBE FEEDING SIZE: FR 8 40-60 CM LONG RADIO-OPAQUE WITH NUMERICAL GRADUATION AT LEAST INTERVAL EVERY 5 CM LONG DEHP FREE LATEX FREE DISPOSABLE STERILE.. | SUPPLEMENTARY GEN.SUPPLIES NURS,BURN
8538 | 4223160911700 | TUBE INFANT TUBE FEEDING SIZE: FR 6 40-60 CM LONG RADIO-OPAQUE WITH NUMERICAL GRADUATION AT LEAST INTERVAL EVERY 5 CM LONG DEHP FREE LATEX FREE DISPOSABLE STERILE.. | SUPPLEMENTARY GEN.SUPPLIES NURS,BURN
8539 | 4223160912000 | TUBE INFANT TUBE FEEDING SIZE: FR 5 40-60 CM LONG RADIO-OPAQUE WITH NUMERICAL GRADUATION AT LEAST INTERVAL EVERY 5 CM LONG DEHP FREE LATEX FREE DISPOSABLE STERILE.. | SUPPLEMENTARY GEN.SUPPLIES NURS,BURN
8540 | 4223160912200 | TUBE TUBE FEEDING SILICONE RADIOPAQUE 12 FR LENGTH 110 (+/- 10 CM) DISPOSABLE STERILE.. | SUPPLEMENTARY GEN.SUPPLIES NURS,BURN
8541 | 4223160912300 | TUBE TUBE FEEDING SILICONE RADIOPAQUE 14 FR LENGTH 110 (+/- 10 CM) DISPOSABLE STERILE.. | SUPPLEMENTARY GEN.SUPPLIES NURS,BURN
8542 | 4223160913400 | TUBE FEEDING GASTROSTOMY SIZE: 14 X 3.5 CM LOW PROFILE DISPOSABLE STERILE.. | SUPPLEMENTARY GEN.SUPPLIES NURS,BURN
8543 | 4223160913500 | TUBE FEEDING GASTROSTOMY SIZE: 14 X 4 CM LOW PROFILE DISPOSABLE STERILE.. | SUPPLEMENTARY GEN.SUPPLIES NURS,BURN
8544 | 4223160913600 | TUBE FEEDING GASTROSTOMY SIZE: 16 X 3 CM LOW PROFILE DISPOSABLE STERILE.. | SUPPLEMENTARY GEN.SUPPLIES NURS,BURN
8545 | 4223160913700 | TUBE FEEDING GASTROSTOMY SIZE: 16 X 3.5 CM LOW PROFILE DISPOSABLE STERILE.. | SUPPLEMENTARY GEN.SUPPLIES NURS,BURN
8546 | 4223160913800 | TUBE FEEDING GASTROSTOMY SIZE: 16 X 4 CM LOW PROFILE DISPOSABLE STERILE.. | SUPPLEMENTARY GEN.SUPPLIES NURS,BURN
8547 | 4223160913900 | TUBE FEEDING GASTROSTOMY SIZE: 16 X 4.5 CM LOW PROFILE DISPOSABLE STERILE.. | SUPPLEMENTARY GEN.SUPPLIES NURS,BURN
8548 | 4223160914000 | TUBE FEEDING GASTROSTOMY SIZE: 16 X 5 CM LOW PROFILE DISPOSABLE STERILE.. | SUPPLEMENTARY GEN.SUPPLIES NURS,BURN
8549 | 4223160914100 | TUBE FEEDING GASTROSTOMY SIZE: 18 X 2.5 CM LOW PROFILE DISPOSABLE STERILE.. | SUPPLEMENTARY GEN.SUPPLIES NURS,BURN
8550 | 4223160914200 | TUBE FEEDING GASTROSTOMY SIZE: 18 X 3 CM LOW PROFILE DISPOSABLE STERILE.. | SUPPLEMENTARY GEN.SUPPLIES NURS,BURN
8551 | 4223160914300 | TUBE FEEDING GASTROSTOMY SIZE: 18 X 3.5 CM LOW PROFILE DISPOSABLE STERILE.. | SUPPLEMENTARY GEN.SUPPLIES NURS,BURN
8552 | 4223160914400 | TUBE FEEDING GASTROSTOMY SIZE: 18 X 4 CM LOW PROFILE DISPOSABLE STERILE.. | SUPPLEMENTARY GEN.SUPPLIES NURS,BURN
8553 | 4223160914500 | TUBE FEEDING GASTROSTOMY SIZE: 18 X 4.5 CM LOW PROFILE DISPOSABLE STERILE.. | SUPPLEMENTARY GEN.SUPPLIES NURS,BURN
8554 | 4223160914600 | TUBE FEEDING GASTROSTOMY SIZE: 18 X 5 CM LOW PROFILE DISPOSABLE STERILE.. | SUPPLEMENTARY GEN.SUPPLIES NURS,BURN
8555 | 4223160914800 | TUBE FEEDING GASTROSTOMY SIZE: 24 X 3 CM LOW PROFILE DISPOSABLE STERILE.. | SUPPLEMENTARY GEN.SUPPLIES NURS,BURN
8556 | 4223160914900 | TUBE FEEDING GASTROSTOMY SIZE: 24 X 3.5 CM LOW PROFILE DISPOSABLE STERILE.. | SUPPLEMENTARY GEN.SUPPLIES NURS,BURN
8557 | 4223160915000 | TUBE FEEDING GASTROSTOMY SIZE: 24 X 4 CM LOW PROFILE DISPOSABLE STERILE.. | SUPPLEMENTARY GEN.SUPPLIES NURS,BURN
8558 | 4223160915100 | TUBE FEEDING GASTROSTOMY SIZE: 24 X 4.5 CM LOW PROFILE DISPOSABLE STERILE.. | SUPPLEMENTARY GEN.SUPPLIES NURS,BURN
8559 | 4223160915200 | TUBE FEEDING GASTROSTOMY SIZE: 24 X 5 CM LOW PROFILE DISPOSABLE STERILE.. | SUPPLEMENTARY GEN.SUPPLIES NURS,BURN
8560 | 4223160916400 | TUBE FEEDING GASTROSTOMY SIZE: 14 X 1.5 CM LOW PROFILE DISPOSABLE STERILE.. | SUPPLEMENTARY GEN.SUPPLIES NURS,BURN
8561 | 4223160916800 | TUBE TUBE FEEDING GASTROSTOMY MEDICAL GRADE SILICONE CONSTRUCTION SILICONE INTERNAL RETENTION BALLOON EXTERNAL RETENTION RING UNIVERSAL FEEDING PORT CONNECTOR MEDICATION PORT TAPERED DISTAL TIP DUAL EXIT PORTS RADIOPAQUE STRIP SIZE: 16 FRENCH STERILE.. | SUPPLEMENTARY GEN.SUPPLIES NURS,BURN
8562 | 4223160916900 | TUBE TUBE FEEDING GASTROSTOMY MEDICAL GRADE SILICONE CONSTRUCTION SILICONE INTERNAL RETENTION BALLOON EXTERNAL RETENTION RING UNIVERSAL FEEDING PORT CONNECTOR MEDICATION PORT TAPERED DISTAL TIP DUAL EXIT PORTS RADIOPAQUE STRIP SIZE: 22 FRENCH STERILE.. | SUPPLEMENTARY GEN.SUPPLIES NURS,BURN
8563 | 4223160917000 | TUBE FEEDING GASTROSTOMY SIZE: 12 X 1.2 CM LOW PROFILE DISPOSABLE STERILE.. | SUPPLEMENTARY GEN.SUPPLIES NURS,BURN
8564 | 4223160917200 | TUBE FEEDING GASTROSTOMY SIZE: 24 X 2.5 CM LOW PROFILE DISPOSABLE STERILE.. | SUPPLEMENTARY GEN.SUPPLIES NURS,BURN
8565 | 4223160917700 | TUBE FEEDING GASTROSTOMY SIZE: 12 X 1 CM LOW PROFILE DISPOSABLE STERILE.. | SUPPLEMENTARY GEN.SUPPLIES NURS,BURN
8566 | 4223160917900 | TUBE FEEDING GASTROSTOMY SIZE: 24 X 2 CM LOW PROFILE DISPOSABLE STERILE.. | SUPPLEMENTARY GEN.SUPPLIES NURS,BURN
8567 | 4223160918100 | TUBE TUBE FEEDING GASTROSTOMY MEDICAL GRADE SILICONE CONSTRUCTION SILICONE INTERNAL RETENTION BALLOON EXTERNAL RETENTION RING UNIVERSAL FEEDING PORT CONNECTOR MEDICATION PORT TAPERED DISTAL TIP DUAL EXIT PORTS RADIOPAQUE STRIP SIZE: 20 FRENCH STERILE.. | SUPPLEMENTARY GEN.SUPPLIES NURS,BURN
8568 | 4223160919400 | TUBE FEEDING GASTROSTOMY SIZE: 14 X 3 CM LOW PROFILE DISPOSABLE STERILE.. | SUPPLEMENTARY GEN.SUPPLIES NURS,BURN
8569 | 4223160920900 | TUBE FEEDING GASTROSTOMY SIZE: 14 X 1.2 CM LOW PROFILE DISPOSABLE STERILE.. | SUPPLEMENTARY GEN.SUPPLIES NURS,BURN
8570 | 4223160921000 | TUBE FEEDING GASTROSTOMY SIZE: 14 X 1.7 CM LOW PROFILE DISPOSABLE STERILE.. | SUPPLEMENTARY GEN.SUPPLIES NURS,BURN
8571 | 4223160921100 | TUBE FEEDING GASTROSTOMY SIZE: 14 X 4.5 CM LOW PROFILE DISPOSABLE STERILE.. | SUPPLEMENTARY GEN.SUPPLIES NURS,BURN
8572 | 4223160921200 | TUBE FEEDING GASTROSTOMY SIZE: 14 X 5 CM LOW PROFILE DISPOSABLE STERILE.. | SUPPLEMENTARY GEN.SUPPLIES NURS,BURN
8573 | 4223160921300 | TUBE FEEDING GASTROSTOMY SIZE: 16 X 1 CM LOW PROFILE DISPOSABLE STERILE.. | SUPPLEMENTARY GEN.SUPPLIES NURS,BURN
8574 | 4223160921400 | TUBE FEEDING GASTROSTOMY SIZE: 18 X 1.2 CM LOW PROFILE DISPOSABLE STERILE.. | SUPPLEMENTARY GEN.SUPPLIES NURS,BURN
8575 | 4223160921500 | TUBE FEEDING GASTROSTOMY SIZE: 18 X 1.5 CM LOW PROFILE DISPOSABLE STERILE.. | SUPPLEMENTARY GEN.SUPPLIES NURS,BURN
8576 | 4223160921600 | TUBE FEEDING GASTROSTOMY SIZE: 18 X 1.7 CM LOW PROFILE DISPOSABLE STERILE.. | SUPPLEMENTARY GEN.SUPPLIES NURS,BURN
8577 | 4223160921700 | TUBE FEEDING GASTROSTOMY SIZE: 18 X 1 CM LOW PROFILE DISPOSABLE STERILE.. | SUPPLEMENTARY GEN.SUPPLIES NURS,BURN
8578 | 4223160921800 | TUBE FEEDING GASTROSTOMY SIZE: 20 X 1.5 CM LOW PROFILE DISPOSABLE STERILE.. | SUPPLEMENTARY GEN.SUPPLIES NURS,BURN
8579 | 4223160921900 | TUBE FEEDING GASTROSTOMY SIZE: 20 X 1 CM LOW PROFILE DISPOSABLE STERILE.. | SUPPLEMENTARY GEN.SUPPLIES NURS,BURN
8580 | 4223160922000 | TUBE FEEDING GASTROSTOMY SIZE: 20 X 2.5 CM LOW PROFILE DISPOSABLE STERILE.. | SUPPLEMENTARY GEN.SUPPLIES NURS,BURN
8581 | 4223160922100 | TUBE FEEDING GASTROSTOMY SIZE: 20 X 2 CM LOW PROFILE DISPOSABLE STERILE.. | SUPPLEMENTARY GEN.SUPPLIES NURS,BURN
8582 | 4223160922200 | TUBE FEEDING GASTROSTOMY SIZE: 20 X 3.5 CM LOW PROFILE DISPOSABLE STERILE.. | SUPPLEMENTARY GEN.SUPPLIES NURS,BURN
8583 | 4223160922300 | TUBE FEEDING GASTROSTOMY SIZE: 20 X 3 CM LOW PROFILE DISPOSABLE STERILE.. | SUPPLEMENTARY GEN.SUPPLIES NURS,BURN
8584 | 4223160922400 | TUBE FEEDING GASTROSTOMY SIZE: 20 X 4.5 CM LOW PROFILE DISPOSABLE STERILE.. | SUPPLEMENTARY GEN.SUPPLIES NURS,BURN
8585 | 4223160922500 | TUBE FEEDING GASTROSTOMY SIZE: 20 X 4 CM LOW PROFILE DISPOSABLE STERILE.. | SUPPLEMENTARY GEN.SUPPLIES NURS,BURN
8586 | 4223160922600 | TUBE FEEDING GASTROSTOMY SIZE: 20 X 5 CM LOW PROFILE DISPOSABLE STERILE.. | SUPPLEMENTARY GEN.SUPPLIES NURS,BURN
8587 | 4223160922700 | TUBE FEEDING GASTROSTOMY SIZE: 24 X 1.5 CM LOW PROFILE DISPOSABLE STERILE.. | SUPPLEMENTARY GEN.SUPPLIES NURS,BURN
8588 | 4223160922900 | TUBE CONNECTING MALE LUER LOCK AND DRAINAGE BAG CONNECTOR ONE WAY STOPCOCK ATTACHED 14 FR 15-30CM. | SUPPLEMENTARY GEN.SUPPLIES NURS,WOUND
8589 | 4223160923200 | TUBE FEEDING GASTROSTOMY SIZE: 16 X 1.5 CM LOW PROFILE DISPOSABLE STERILE.. | SUPPLEMENTARY GEN.SUPPLIES NURS,BURN
8590 | 4223160923300 | TUBE FEEDING GASTROSTOMY SIZE: 16 X 2 CM LOW PROFILE DISPOSABLE STERILE.. | SUPPLEMENTARY GEN.SUPPLIES NURS,BURN
8591 | 4223160923400 | TUBE FEEDING GASTROSTOMY SIZE: 18 X 2 CM LOW PROFILE DISPOSABLE STERILE.. | SUPPLEMENTARY GEN.SUPPLIES NURS,BURN
8592 | 4223161100100 | BALLOON, AIRWAY DILATION CATHETER, ASSORTED SIZES | EAR, NOSE & THROAT SUPPLIES (ENT)
8593 | 4223161100300 | BALLOON, NON ADJUSTABLE INTRAGASTRIC, FLUID FILLED, ( > 6 MONTHS DURABILITY) | ENDOSCOPY CONSUMABLES SUPPLIES
8594 | 4223161300100 | SET FOR GASTRIC LAVAGE TUBE 36 FRENCH CLOSED END 4 NON-OPPOSING EYE 150 CM DISPOSABLE STERILE.. | SUPPLEMENTARY GEN.SUPPLIES NURS,BURN
8595 | 4223170101200 | TUBE NASOGASTRIC FEEDING RYLES PVC SIZE: FR 08 RADIO-OPAQUE 105-130 CM LONG GRADUATION 120 CM AT LEAST-INTERVAL EVERY 10 CM WITH SOFT END WITH FINGERTIP CLOSURE WITH STOPPER DISPOSABLE STERILE.. | SUPPLEMENTARY GEN.SUPPLIES NURS,BURN
8596 | 4223170101400 | TUBE NASOGASTRIC FEEDING RYLES PVC SIZE: FR14 RADIO-OPAQUE 105-130 CM LONG GRADUATION 120 CM AT LEAST-INTERVAL EVERY 10 CM WITH SOFT END WITH FINGERTIP CLOSURE WITH STOPPER DISPOSABLE STERILE.. | SUPPLEMENTARY GEN.SUPPLIES NURS,BURN
8597 | 4223170101500 | TUBE NASOGASTRIC FEEDING RYLES PVC SIZE: FR16 RADIO-OPAQUE 105-130 CM LONG GRADUATION 120 CM AT LEAST-INTERVAL EVERY 10 CM WITH SOFT END WITH FINGERTIP CLOSURE WITH STOPPER DISPOSABLE STERILE.. | SUPPLEMENTARY GEN.SUPPLIES NURS,BURN
8598 | 4223170101600 | TUBE NASOGASTRIC FEEDING RYLES PVC SIZE: FR20 RADIO-OPAQUE 105-130 CM LONG GRADUATION 120 CM AT LEAST-INTERVAL EVERY 10 CM WITH SOFT END WITH FINGERTIP CLOSURE WITH STOPPER DISPOSABLE STERILE.. | SUPPLEMENTARY GEN.SUPPLIES NURS,BURN
8599 | 4223170101700 | TUBE NASOGASTRIC FEEDING RYLES PVC SIZE: FR18 RADIO-OPAQUE 105-130 CM LONG GRADUATION 120 CM AT LEAST-INTERVAL EVERY 10 CM WITH SOFT END WITH FINGERTIP CLOSURE WITH STOPPER DISPOSABLE STERILE.. | SUPPLEMENTARY GEN.SUPPLIES NURS,BURN
8600 | 4223170101800 | TUBE NASOGASTRIC FEEDING RYLES PVC SIZE: FR12 RADIO-OPAQUE 105-130 CM LONG GRADUATION 120 CM AT LEAST-INTERVAL EVERY 10 CM WITH SOFT END WITH FINGERTIP CLOSURE WITH STOPPER DISPOSABLE STERILE.. | SUPPLEMENTARY GEN.SUPPLIES NURS,BURN
8601 | 4223170200200 | NASAL FEEDING TUBE PVC RADIO-OPAQUE 10FR X 200-240 CM STERILE DISPOSABLE.. | SUPPLEMENTARY GEN.SUPPLIES NURS,BURN
8602 | 4223170200300 | NASAL FEEDING TUBE PVC RADIO-OPAQUE 8FR X 200-240 CM STERILE DISPOSABLE.. | SUPPLEMENTARY GEN.SUPPLIES NURS,BURN
8603 | 4223180700000 | NIPPLE, NURSING BOTTLE, CLEFT ASSEMBLY, REUSABLE | GENERAL MEDICAL CONSUMABLES
8604 | 4223180700100 | NIPPLE FEEDING BOTTLE NON LATEX STERILE.. | SUPPLEMENTARY GEN.SUPPLIES NURS,BURN
8605 | 4223180700400 | NIPPLE, Y-CUT, DESIGNED TO FIT ALL BOTTLES, CAN FIT ANY READY TO USE BOTTLES | EAR, NOSE & THROAT SUPPLIES (ENT)
8606 | 4223180801000 | FEEDING BOTTLE, FOR CLEFT LIP AND PALATE BABIES, SQUEEZABLE, ONE – WAY DESIGN WITH DIFFERENT FLOW, 80 ML OR LARGER. | EAR, NOSE & THROAT SUPPLIES (ENT)
8607 | 4223190200000 | BREAST SHIELD FOR BREAST PUMP SIZE 27 MM IT SHOULD BE COMPATIBLE WITH HOSPITAL MACHINE.. | SUPPLEMENTARY GEN.SUPPLIES NURS,BURN
8608 | 4223190300000 | BREAST PUMP CONTAINS MEMBRANE CAP PROTECTIVE MEMBRANE BREAST SHIELD SIZE 24 MM SILICONE TUBING WITH ADAPTER VALVES WITH MEMBRANES IT SHOULD BE COMPATIBLE WITH HOSPITAL MACHINE.. | SUPPLEMENTARY GEN.SUPPLIES NURS,BURN
8609 | 4223190500000 | BREAST MILK STORAGE AND FEEDING 60 ML BOTTLES: POLYPROPYLENE FREE BPA (BISPHENOL-A) DEAL FOR BREAST MILK STORAGE IN REFRIGERATOR OR FREEZER SINGLE-USE INDIVIDUALLY PACKED FITS UNIVERSAL NIPPLE MUST HAVE ACCURATE MEASUREMENT OF FEEDING ACTUALLY CONSUMED BY BABY GRADUATED BY 1 ML AND 5 ML INCREMENTS.. | SUPPLEMENTARY GEN.SUPPLIES NURS,BURN
8610 | 4224150000500 | HOOK, COTTLE SKIN, SHARP/1 PRONG, STRONGLY CURVED 16 -17 CM, REUSABLE | SURGICAL INSTRUMENT TENDER
8611 | 4224150000900 | FABRIC FOR LAMINATION, BLUE FOREST, FABRIC BAG FOR REINFORCEMENT OF LAMINATION RESIN, WIDTH 20 CM X LENGTH 150 CM APPROXIMATELY | PROSTHETICS & ORTHOSIS SUPPLIES
8612 | 4224150001000 | ACRYLIC VARNISH FOR PLASTER, SPRAY, NET CONTENTS 400 ML, SPRAY CAN, APPROXIMATELY | PROSTHETICS & ORTHOSIS SUPPLIES
8613 | 4224150001100 | SHEET, DUR, ALUMINUM, 1000 X 500 MM, 3 MM THICKNESS, APPROXIMATELY | PROSTHETICS & ORTHOSIS SUPPLIES
8614 | 4224150001400 | SPLINTING ACCESSORIES, ELASTOMER, PUTTY, USED TO BUILD UP SURFACES OF GLOVES OR SPLINTS TO PUT PRESSURE ON AND BREAK UP SCAR TISSUE, MORE THAN 800 GM, WITH MEASURING SCOOP | REHABILITATION,PHYSIOTHERAPY SUPPLIES
8615 | 4224150001600 | SPLINT CLOCKSPRING/BUNNELL EXTENSION MADE WITH ALUMINUM AND PADDED WITH FELT THIS SPLINT IS USED IN THE CASE OF FLEXION CONTRACTURES LATEX FREE. SIZE: SMALL.. | SUPPLEMENTARY REHAB,PHYSIOTHERAPY SUPPL.
8616 | 4224150001700 | SPLINT, CLOCKSPRING/BUNNELL EXTENSION, MADE WITH ALUMINUM AND PADDED WITH FELT, THIS SPLINT IS USED IN THE CASE OF FLEXION CONTRACTURES, LATEX FREE. SIZE: MEDIUM | REHABILITATION,PHYSIOTHERAPY SUPPLIES
8617 | 4224150001800 | SPLINT CLOCKSPRING/BUNNELL EXTENSION MADE WITH ALUMINUM AND PADDED WITH FELT THIS SPLINT IS USED IN THE CASE OF FLEXION CONTRACTURES LATEX FREE. SIZE: LARGE.. | SUPPLEMENTARY REHAB,PHYSIOTHERAPY SUPPL.
8618 | 4224150001900 | SPLINT, FINGER SPLINTS, OVAL-8 OR EQUIVALENT, STABILIZE AND ALIGN THE DIP OR PIP JOINT TO ENHANCE HAND FUNCTION. FEATURES A WIDE, FLAT BAND FOR COMFORTABLE PRESSURE DISTRIBUTION. FITS BOTH A FULL AND A HALF RING SIZE. SIZE: 2 | REHABILITATION,PHYSIOTHERAPY SUPPLIES
8619 | 4224150002000 | SPLINT, FINGER SPLINTS, OVAL-8 OR EQUIVALENT, STABILIZE AND ALIGN THE DIP OR PIP JOINT TO ENHANCE HAND FUNCTION. FEATURES A WIDE, FLAT BAND FOR COMFORTABLE PRESSURE DISTRIBUTION. FITS BOTH A FULL AND A HALF RING SIZE. SIZE: 3 | REHABILITATION,PHYSIOTHERAPY SUPPLIES
8620 | 4224150002100 | SPLINT, FINGER SPLINTS, OVAL-8 OR EQUIVALENT, STABILIZE AND ALIGN THE DIP OR PIP JOINT TO ENHANCE HAND FUNCTION. FEATURES A WIDE, FLAT BAND FOR COMFORTABLE PRESSURE DISTRIBUTION. FITS BOTH A FULL AND A HALF RING SIZE. SIZE: 4 | REHABILITATION,PHYSIOTHERAPY SUPPLIES
8621 | 4224150002200 | SPLINT, FINGER SPLINTS, OVAL-8 OR EQUIVALENT, STABILIZE AND ALIGN THE DIP OR PIP JOINT TO ENHANCE HAND FUNCTION. FEATURES A WIDE, FLAT BAND FOR COMFORTABLE PRESSURE DISTRIBUTION. FITS BOTH A FULL AND A HALF RING SIZE. SIZE: 5 | REHABILITATION,PHYSIOTHERAPY SUPPLIES
8622 | 4224150002300 | SPLINT, FINGER SPLINTS, OVAL-8 OR EQUIVALENT, STABILIZE AND ALIGN THE DIP OR PIP JOINT TO ENHANCE HAND FUNCTION. FEATURES A WIDE, FLAT BAND FOR COMFORTABLE PRESSURE DISTRIBUTION. FITS BOTH A FULL AND A HALF RING SIZE. SIZE: 6 | REHABILITATION,PHYSIOTHERAPY SUPPLIES
8623 | 4224150002400 | SPLINT, FINGER SPLINTS, OVAL-8 OR EQUIVALENT, STABILIZE AND ALIGN THE DIP OR PIP JOINT TO ENHANCE HAND FUNCTION. FEATURES A WIDE, FLAT BAND FOR COMFORTABLE PRESSURE DISTRIBUTION. FITS BOTH A FULL AND A HALF RING SIZE. SIZE: 7 | REHABILITATION,PHYSIOTHERAPY SUPPLIES
8624 | 4224150002500 | SPLINT, FINGER SPLINTS, OVAL-8 OR EQUIVALENT, STABILIZE AND ALIGN THE DIP OR PIP JOINT TO ENHANCE HAND FUNCTION. FEATURES A WIDE, FLAT BAND FOR COMFORTABLE PRESSURE DISTRIBUTION. FITS BOTH A FULL AND A HALF RING SIZE. SIZE: 8 | REHABILITATION,PHYSIOTHERAPY SUPPLIES
8625 | 4224150002600 | SPLINT, FINGER SPLINTS, OVAL-8 OR EQUIVALENT, STABILIZE AND ALIGN THE DIP OR PIP JOINT TO ENHANCE HAND FUNCTION. FEATURES A WIDE, FLAT BAND FOR COMFORTABLE PRESSURE DISTRIBUTION. FITS BOTH A FULL AND A HALF RING SIZE. SIZE: 9 | REHABILITATION,PHYSIOTHERAPY SUPPLIES
8626 | 4224150002700 | SPLINT, FINGER SPLINTS, OVAL-8 OR EQUIVALENT, STABILIZE AND ALIGN THE DIP OR PIP JOINT TO ENHANCE HAND FUNCTION. FEATURES A WIDE, FLAT BAND FOR COMFORTABLE PRESSURE DISTRIBUTION. FITS BOTH A FULL AND A HALF RING SIZE. SIZE: 10 | REHABILITATION,PHYSIOTHERAPY SUPPLIES
8627 | 4224150002800 | SPLINT, FINGER SPLINTS, OVAL-8 OR EQUIVALENT, STABILIZE AND ALIGN THE DIP OR PIP JOINT TO ENHANCE HAND FUNCTION. FEATURES A WIDE, FLAT BAND FOR COMFORTABLE PRESSURE DISTRIBUTION. FITS BOTH A FULL AND A HALF RING SIZE. SIZE: 11 | REHABILITATION,PHYSIOTHERAPY SUPPLIES
8628 | 4224150002900 | SPLINT, FINGER SPLINTS, OVAL-8 OR EQUIVALENT, STABILIZE AND ALIGN THE DIP OR PIP JOINT TO ENHANCE HAND FUNCTION. FEATURES A WIDE, FLAT BAND FOR COMFORTABLE PRESSURE DISTRIBUTION. FITS BOTH A FULL AND A HALF RING SIZE. SIZE: 12 | REHABILITATION,PHYSIOTHERAPY SUPPLIES
8629 | 4224150003000 | SPLINT, FINGER SPLINTS, OVAL-8 OR EQUIVALENT, STABILIZE AND ALIGN THE DIP OR PIP JOINT TO ENHANCE HAND FUNCTION. FEATURES A WIDE, FLAT BAND FOR COMFORTABLE PRESSURE DISTRIBUTION. FITS BOTH A FULL AND A HALF RING SIZE. SIZE: 13 | REHABILITATION,PHYSIOTHERAPY SUPPLIES
8630 | 4224150003100 | SPLINT, FINGER SPLINTS, OVAL-8 OR EQUIVALENT, STABILIZE AND ALIGN THE DIP OR PIP JOINT TO ENHANCE HAND FUNCTION. FEATURES A WIDE, FLAT BAND FOR COMFORTABLE PRESSURE DISTRIBUTION. FITS BOTH A FULL AND A HALF RING SIZE. SIZE: 14 | REHABILITATION,PHYSIOTHERAPY SUPPLIES
8631 | 4224150003200 | SPLINT, FINGER SPLINTS, OVAL-8 OR EQUIVALENT, STABILIZE AND ALIGN THE DIP OR PIP JOINT TO ENHANCE HAND FUNCTION. FEATURES A WIDE, FLAT BAND FOR COMFORTABLE PRESSURE DISTRIBUTION. FITS BOTH A FULL AND A HALF RING SIZE. SIZE: 15 | REHABILITATION,PHYSIOTHERAPY SUPPLIES
8632 | 4224150003300 | SPLINTS, MALLET FINGER SPLINT, SUPPORTS THE DIP IN EXTENSION WHILE PERMITTING UNRESTRICTED MOVEMENT OF THE PIP JOINTS, NORMALLY USED WITHOUT PADDING, WITH A SMALL ADHESIVE STRIP OR STAX STRAPS TO ELEVATE THE DISTAL JOINT TO ITS PROPER EXTENDED POSITION. BOX OF ASSORTED SIZES | REHABILITATION,PHYSIOTHERAPY SUPPLIES
8633 | 4224150003400 | SPLINTS, MALLET FINGER SPLINT, SUPPORTS THE DIP IN EXTENSION WHILE PERMITTING UNRESTRICTED MOVEMENT OF THE PIP JOINTS, NORMALLY USED WITHOUT PADDING, STRAP ON THE MIDDLE PHALANX, WITH A SMALL ADHESIVE STRIP OR STAX STRAPS TO ELEVATE THE DISTAL JOINT TO ITS PROPER EXTENDED POSITION. SIZE 1 | REHABILITATION,PHYSIOTHERAPY SUPPLIES
8634 | 4224150003500 | SPLINTS, MALLET FINGER SPLINT, SUPPORTS THE DIP IN EXTENSION WHILE PERMITTING UNRESTRICTED MOVEMENT OF THE PIP JOINTS, NORMALLY USED WITHOUT PADDING, STRAP ON THE MIDDLE PHALANX, WITH A SMALL ADHESIVE STRIP OR STAX STRAPS TO ELEVATE THE DISTAL JOINT TO ITS PROPER EXTENDED POSITION. SIZE 2 | REHABILITATION,PHYSIOTHERAPY SUPPLIES
8635 | 4224150003600 | SPLINTS, MALLET FINGER SPLINT, SUPPORTS THE DIP IN EXTENSION WHILE PERMITTING UNRESTRICTED MOVEMENT OF THE PIP JOINTS, NORMALLY USED WITHOUT PADDING, STRAP ON THE MIDDLE PHALANX, WITH A SMALL ADHESIVE STRIP OR STAX STRAPS TO ELEVATE THE DISTAL JOINT TO ITS PROPER EXTENDED POSITION. SIZE 3 | REHABILITATION,PHYSIOTHERAPY SUPPLIES
8636 | 4224150003700 | SPLINTS, MALLET FINGER SPLINT, SUPPORTS THE DIP IN EXTENSION WHILE PERMITTING UNRESTRICTED MOVEMENT OF THE PIP JOINTS, NORMALLY USED WITHOUT PADDING, STRAP ON THE MIDDLE PHALANX, WITH A SMALL ADHESIVE STRIP OR STAX STRAPS TO ELEVATE THE DISTAL JOINT TO ITS PROPER EXTENDED POSITION. SIZE 4 | REHABILITATION,PHYSIOTHERAPY SUPPLIES
8637 | 4224150003800 | SPLINTS, MALLET FINGER SPLINT, SUPPORTS THE DIP IN EXTENSION WHILE PERMITTING UNRESTRICTED MOVEMENT OF THE PIP JOINTS, NORMALLY USED WITHOUT PADDING, STRAP ON THE MIDDLE PHALANX, WITH A SMALL ADHESIVE STRIP OR STAX STRAPS TO ELEVATE THE DISTAL JOINT TO ITS PROPER EXTENDED POSITION. SIZE 5 | REHABILITATION,PHYSIOTHERAPY SUPPLIES
8638 | 4224150003900 | SPLINTS, MALLET FINGER SPLINT, SUPPORTS THE DIP IN EXTENSION WHILE PERMITTING UNRESTRICTED MOVEMENT OF THE PIP JOINTS, NORMALLY USED WITHOUT PADDING, STRAP ON THE MIDDLE PHALANX, WITH A SMALL ADHESIVE STRIP OR STAX STRAPS TO ELEVATE THE DISTAL JOINT TO ITS PROPER EXTENDED POSITION. SIZE 5 1/2 | REHABILITATION,PHYSIOTHERAPY SUPPLIES
8639 | 4224150004000 | SPLINTS, MALLET FINGER SPLINT, SUPPORTS THE DIP IN EXTENSION WHILE PERMITTING UNRESTRICTED MOVEMENT OF THE PIP JOINTS, NORMALLY USED WITHOUT PADDING, STRAP ON THE MIDDLE PHALANX, WITH A SMALL ADHESIVE STRIP OR STAX STRAPS TO ELEVATE THE DISTAL JOINT TO ITS PROPER EXTENDED POSITION. SIZE 6 | REHABILITATION,PHYSIOTHERAPY SUPPLIES
8640 | 4224150004100 | SPLINTS, MALLET FINGER SPLINT, SUPPORTS THE DIP IN EXTENSION WHILE PERMITTING UNRESTRICTED MOVEMENT OF THE PIP JOINTS, NORMALLY USED WITHOUT PADDING, STRAP ON THE MIDDLE PHALANX, WITH A SMALL ADHESIVE STRIP OR STAX STRAPS TO ELEVATE THE DISTAL JOINT TO ITS PROPER EXTENDED POSITION. SIZE 7 | REHABILITATION,PHYSIOTHERAPY SUPPLIES
8641 | 4224150004500 | SPLINTING ACCESSORIES, ECONOMY, STRAPPING, MATERIALS, A SOFT PILE LOOP FABRIC LAMINATED TO BOTH SIDES OF 1/5 INCHES, THICK FOAM PADDING, THE DOUBLE LAMINATING OVER 1, 000 CLOSURES MAKING IT AN EXCELLENT CHOICE WHEN A SOFT, NON-STRETCHING, DURABLE STRAPPING MATERIAL IS DESIRED, LATEX FREE, 1 INCH X 10 YARDS | REHABILITATION,PHYSIOTHERAPY SUPPLIES
8642 | 4224150004600 | SPLINTING ACCESSORIES, ECONOMY, STRAPPING, MATERIALS, A SOFT PILE LOOP FABRIC LAMINATED TO BOTH SIDES OF 1/5 INCHES, THICK FOAM PADDING, THE DOUBLE LAMINATING OVER 1, 000 CLOSURES MAKING IT AN EXCELLENT CHOICE WHEN A SOFT, NON-STRETCHING, DURABLE STRAPPING MATERIAL IS DESIRED, LATEX FREE, 2 INCHES X 10 YARDS | REHABILITATION,PHYSIOTHERAPY SUPPLIES
8643 | 4224150005000 | SPLINT, BASEBALL FINGER SPLINT, MALLEABLE ALUMINUM SPLINT CAN BE BE ADJUSTED FOR PROPER FIT AND RESHAPED TO HOLD FINGERS AT AN EXACT DEGREE OF FLEXION OR EXTENSION, FOAM PADDING, SIZE: SMALL, 8CM APPR | REHABILITATION,PHYSIOTHERAPY SUPPLIES
8644 | 4224150005100 | SPLINT, BASEBALL FINGER SPLINT, MALLEABLE ALUMINUM SPLINT CAN BE BE ADJUSTED FOR PROPER FIT AND RESHAPED TO HOLD FINGERS AT AN EXACT DEGREE OF FLEXION OR EXTENSION, FOAM PADDING, SIZE: MEDIUM, 10 CM APPR | REHABILITATION,PHYSIOTHERAPY SUPPLIES
8645 | 4224150005200 | SPLINT, BASEBALL FINGER SPLINT, MALLEABLE ALUMINUM SPLINT CAN BE BE ADJUSTED FOR PROPER FIT AND RESHAPED TO HOLD FINGERS AT AN EXACT DEGREE OF FLEXION OR EXTENSION, FOAM PADDING, SIZE: LARGE, 12 APPR | REHABILITATION,PHYSIOTHERAPY SUPPLIES
8646 | 4224150005300 | SPLINT, BASEBALL FINGER SPLINT, MALLEABLE ALUMINUM SPLINT CAN BE ADJUSTED FOR PROPER FIT AND RESHAPED TO HOLD FINGERS AT AN EXACT DEGREE OF FLEXION OR EXTENSION, FOAM PADDING, SIZE: X-LARGE , 14 CM APPR | SUPPLEMENTARY REHAB,PHYSIOTHERAPY SUPPL.
8647 | 4224150005400 | SPLINT, FINGER GUTTER SPLINT, LIGHTWEIGHT, ALUMINUM, FOAM PADDING, FOLDS OVER THE END OF FINGER, PROVIDE PROTECTION AND STABILIZATION SIZE: SMALL | REHABILITATION,PHYSIOTHERAPY SUPPLIES
8648 | 4224150005500 | SPLINT, FINGER GUTTER SPLINT, LIGHTWEIGHT, ALUMINUM, FOAM PADDING, FOLDS OVER THE END OF FINGER, PROVIDE PROTECTION AND STABILIZATION SIZE: MEDIUM | REHABILITATION,PHYSIOTHERAPY SUPPLIES
8649 | 4224150005600 | SPLINT, FINGER GUTTER SPLINT, LIGHTWEIGHT, ALUMINUM, FOAM PADDING, FOLDS OVER THE END OF FINGER, PROVIDE PROTECTION AND STABILIZATION SIZE: LARGE | REHABILITATION,PHYSIOTHERAPY SUPPLIES
8650 | 4224150006100 | SPLINTING ACCESSORIES ELASTIC THREAD STRETCHABILITY AT LEAST 200 % NO AGEING AFTER 6 WEEKS OF MAXIMUM STRETCHING SPOOL OF 10 M MAXIMUM RESISTANCE SPLINTING MATERIAL WHITE OR BEIGE SOFT FINGER LOOP ± 400 G FOR MOST DYNAMIC FINGER SPLINTS.. | SUPPLEMENTARY REHAB,PHYSIOTHERAPY SUPPL.
8651 | 4224150006200 | SPLINTING ACCESSORIES ELASTIC THREAD STRETCHABILITY AT LEAST 200 % NO AGEING AFTER 6 WEEKS OF MAXIMUM STRETCHING SPOOL OF 10 M MAXIMUM RESISTANCE ± 600 G FOR DYNAMIC WRIST EXTENSION SPLINTS OR FOR VERY PERSISTENT FINGER CONTRACTURES.. | SUPPLEMENTARY REHAB,PHYSIOTHERAPY SUPPL.
8652 | 4224150006300 | SPLINTING ACCESSORIES, NEOPRENE SHEET, BREATHABLE, FABRICATE SEMI-FLEXIBLE SPLINTS, COOL AND COMFORTABLE, THICKNESS 3.2 MM SIZE 45 X 60 CM APPROXIMATELY | SUPPLEMENTARY REHAB,PHYSIOTHERAPY SUPPL.
8653 | 4224150006600 | SPLINTING ACCESSORIES LOOP SOFT PILE LAMINATED TO BOTH SIDES OF FOAM PACKING NON STRETCH PROVIDING OVER 1000 CLOSURES WHITE SIZE 3.8 CM X 9 M.. | SUPPLEMENTARY REHAB,PHYSIOTHERAPY SUPPL.
8654 | 4224150006800 | SPLINTING ACCESSORIES STRAP NON-STRETCH SOFT 6.4 MM THICK STRAPPING MATERIAL WITH LOOPED SURFACE LAMINATED TO FOAM WITH SEALED EDGES SIZE 2.5 CM X 9 M APPROXIMATELY.. | SUPPLEMENTARY REHAB,PHYSIOTHERAPY SUPPL.
8655 | 4224150006900 | SPLINTING ACCESSORIES STRAP NON-STRETCH SOFT 6.4 MM THICK STRAPPING MATERIAL WITH LOOPED SURFACE LAMINATED TO FOAM WITH SEALED EDGES SIZE 5 CM X 9 M APPROXIMATELY.. | SUPPLEMENTARY REHAB,PHYSIOTHERAPY SUPPL.
8656 | 4224150007000 | SPLINTING ACCESSORIES, LOOP, STRETCHABLE, FASTENING, COLOR BEIGE, SIZE: 2.5 CM X 9 M | REHABILITATION,PHYSIOTHERAPY SUPPLIES
8657 | 4224150007100 | SPLINTING ACCESSORIES, LOOP, STRETCHABLE, WHITE, SIZE 2.5 CM X 9 M | REHABILITATION,PHYSIOTHERAPY SUPPLIES
8658 | 4224150007200 | SPLINTING ACCESSORIES, STRAP, PERMANENTLY BONED BACK TO BACK STRAPPING OF WHITE HOOK AND BLUE LOOP, SIZE: 2.5 CM X 9 M | REHABILITATION,PHYSIOTHERAPY SUPPLIES
8659 | 4224150007500 | SPLINTING ACCESSORIES, STRAP, VELCRO OR EQUIVALENT , LOOP, NON-ADHESIVE, NON-ELASTIC, ROLL, 2.5 CM X 9 M APPROXIMATELY, ASSORTED COLOR | REHABILITATION,PHYSIOTHERAPY SUPPLIES
8660 | 4224150007600 | SPLINTING ACCESSORIES STRAP VELCRO TAB- PRECUT VELCRO HOOKS SIZE 2.5 CM X 6.4 CM APPROXIMATELY PACK.. | SUPPLEMENTARY REHAB,PHYSIOTHERAPY SUPPL.
8661 | 4224150008800 | SPLINTING MATERIAL, THERMOPLASTIC SHEET, HIGH STRETCHING, LOW MEMORY, HIGH DRAPING, NON STICK, NON PERFORATED, THICKNESS 2.4 MM SIZE 45 X 60 CM APPROXIMATELY, WHITE OR BEIGE | REHABILITATION,PHYSIOTHERAPY SUPPLIES
8662 | 4224150008900 | SPLINTING MATERIAL THERMOPLASTIC SHEET LOW STRETCHING MODERATE MEMORY MODERATE DRAPING STICK RIGID NON PERFORATED THICKNESS 3.2 MM SIZE 60 X 90 CM APPROXIMATELY.. | SUPPLEMENTARY REHAB,PHYSIOTHERAPY SUPPL.
8663 | 4224150009000 | SPLINTING MATERIAL THERMOPLASTIC SHEET MODERATE STRETCHING HIGH MEMORY HIGH DRAPING NON STICK 1% PERFORATED APPROXIMATELY THICKNESS 3.2 MM SIZE 60 X 90 CM APPROXIMATELY.. | SUPPLEMENTARY REHAB,PHYSIOTHERAPY SUPPL.
8664 | 4224150009100 | SPLINTING MATERIAL, THERMOPLASTIC SHEET, HIGH STRETCHING, HIGH MEMORY, HIGH DRAPING, RIGID, STICK, 1% PERFORATED APPROXIMATELY, THICKNESS 4.2 MM SIZE 60 X 90 CM APPROXIMATELY | REHABILITATION,PHYSIOTHERAPY SUPPLIES
8665 | 4224150010300 | SPLINTING ACCESSORIES, AIR SPLINT HAND PUMP PRESSURE GAUGE IS A COMBINATION OF GAUGE/HAND PUMP WHICH ALLOWS ONE TO INFLATE AND MONITOR THE PRESSURE OF THE SPLINT AT THE SAME TIME. THE USER IS ABLE TO ADD/RELEASE PRESSURE AND DETACH IT WITHOUT THE LOSS OF AIR FROM THE SPLINT WHEN DONE | REHABILITATION,PHYSIOTHERAPY SUPPLIES
8666 | 4224150010500 | CAST SIT A PROSTHETIC SYSTEM WITH AIR PUMP USING FOR ASSISTANCE DURING ABOVE KNEE CASTING ALL ACCESSORIES AND BRIM SIZES MUST BE INCLUDED ASSORTED SIZE AND SIDE. | SUPPLEMENTARY PROSTHET,ORTHOSIS SUPPLIES
8667 | 4224150010700 | SHOE, ORTHOPEDIC, FULL GRAIN COW/CALF LEATHER, PLAIN FRONTED WITH SEAM FREE VAMPS PADDED COLLARS, SOFT PADDING AROUND THE COLLAR FOR A BETTER FIT, FULL GRAIN LEATHER INSOLE; EASILY REMOVABLE AND ADAPTABLE (HARD-WEARING) SOLE. SUFFICIENT TOE-SPRING FOR EASY ROLL-OFF ; REMOVABLE PROFILED CORK INLAY ; HIGH TOE-BOX AND STRONG TOE-CAP FOR PROTECTION OF THE TOES ; EXTENDED FACINGS FOR MAXIMUM ACCESSIBILITY; SOFT TONGUE PADDING; FIRM HEEL COUNTER, SIZE 43. | PROSTHETICS & ORTHOSIS SUPPLIES
8668 | 4224150010800 | SHOE, ORTHOPEDIC, FULL GRAIN COW/CALF LEATHER, PLAIN FRONTED WITH SEAM FREE VAMPS PADDED COLLARS, SOFT PADDING AROUND THE COLLAR FOR A BETTER FIT, FULL GRAIN LEATHER INSOLE; EASILY REMOVABLE AND ADAPTABLE (HARD-WEARING) SOLE. SUFFICIENT TOE-SPRING FOR EASY ROLL-OFF ; REMOVABLE PROFILED CORK INLAY ; HIGH TOE-BOX AND STRONG TOE-CAP FOR PROTECTION OF THE TOES ; EXTENDED FACINGS FOR MAXIMUM ACCESSIBILITY; SOFT TONGUE PADDING; FIRM HEEL COUNTER, SIZE 44. | PROSTHETICS & ORTHOSIS SUPPLIES
8669 | 4224150010900 | SHOE, ORTHOPEDIC, FULL GRAIN COW/CALF LEATHER, PLAIN FRONTED WITH SEAM FREE VAMPS PADDED COLLARS, SOFT PADDING AROUND THE COLLAR FOR A BETTER FIT, FULL GRAIN LEATHER INSOLE; EASILY REMOVABLE AND ADAPTABLE (HARD-WEARING) SOLE. SUFFICIENT TOE-SPRING FOR EASY ROLL-OFF ; REMOVABLE PROFILED CORK INLAY ; HIGH TOE-BOX AND STRONG TOE-CAP FOR PROTECTION OF THE TOES ; EXTENDED FACINGS FOR MAXIMUM ACCESSIBILITY; SOFT TONGUE PADDING; FIRM HEEL COUNTER, SIZE 45. | PROSTHETICS & ORTHOSIS SUPPLIES
8670 | 4224150011000 | DISTAL CUP, SILICONE, FOR USE ON CONICAL STUMPS THAT REQUIRE VOLUME BUILD - UP, SIZE: 22 CM APPROXIMATELY | PROSTHETICS & ORTHOSIS SUPPLIES
8671 | 4224150011100 | DISTAL CUP, SILICONE, FOR USE ON CONICAL STUMPS THAT REQUIRE VOLUME BUILD - UP, SIZE: 20 CM APPROXIMATELY | PROSTHETICS & ORTHOSIS SUPPLIES
8672 | 4224150011200 | DISTAL CUP, SILICONE, FOR USE ON CONICAL STUMPS THAT REQUIRE VOLUME BUILD - UP, SIZE: 19 CM APPROXIMATELY | PROSTHETICS & ORTHOSIS SUPPLIES
8673 | 4224150011300 | DISTAL CUP, SILICONE, FOR USE ON CONICAL STUMPS THAT REQUIRE VOLUME BUILD - UP, SIZE: 17 CM APPROXIMATELY | PROSTHETICS & ORTHOSIS SUPPLIES
8674 | 4224150011400 | DISTAL CUP, SILICONE, FOR USE ON CONICAL STUMPS THAT REQUIRE VOLUME BUILD - UP, SIZE: 16 CM APPROXIMATELY | PROSTHETICS & ORTHOSIS SUPPLIES
8675 | 4224150011500 | DISTAL CUP, SILICONE, FOR USE ON CONICAL STUMPS THAT REQUIRE VOLUME BUILD - UP, SIZE: 14 CM APPROXIMATELY | PROSTHETICS & ORTHOSIS SUPPLIES
8676 | 4224150011600 | DISTAL CUP, SILICONE, FOR USE ON CONICAL STUMPS THAT REQUIRE VOLUME BUILD - UP, SIZE: 12 CM APPROXIMATELY | PROSTHETICS & ORTHOSIS SUPPLIES
8677 | 4224150011700 | DISTAL CUP, SILICONE, FOR USE ON CONICAL STUMPS THAT REQUIRE VOLUME BUILD - UP, SIZE: 11 CM APPROXIMATELY | PROSTHETICS & ORTHOSIS SUPPLIES
8678 | 4224150011800 | DISTAL CUP, SILICONE, FOR USE ON CONICAL STUMPS THAT REQUIRE VOLUME BUILD - UP, SIZE: 9 CM APPROXIMATELY | PROSTHETICS & ORTHOSIS SUPPLIES
8679 | 4224150011900 | DISTAL CUP, SILICONE, FOR USE ON CONICAL STUMPS THAT REQUIRE VOLUME BUILD - UP, SIZE: 7 CM APPROXIMATELY | PROSTHETICS & ORTHOSIS SUPPLIES
8680 | 4224150012000 | DISTAL CUP, SILICONE, FOR USE ON CONICAL STUMPS THAT REQUIRE VOLUME BUILD - UP, SIZE: 6 CM APPROXIMATELY | PROSTHETICS & ORTHOSIS SUPPLIES
8681 | 4224150012100 | CERVICAL ORTHOSIS, STERNO OCCIPITAL MANDIBULAR IMMOBILIZER TYPE (S.O.M.I), SIZE MEDIUM | PROSTHETICS & ORTHOSIS SUPPLIES
8682 | 4224150012200 | HYPEREXTENSION SPINAL ORTHOSIS, JEWETT STYLE , CONTINUOUS HEIGHT ADJUSTMENT, WATERPROOF, UNIVERSAL SIZE | PROSTHETICS & ORTHOSIS SUPPLIES
8683 | 4224150012300 | LSO (LUMBAR SACRAL ORTHOSIS), RIGID BRACE, LOW-PROFILE, FOR SPINAL IMMOBILIZATION AND COMPRESSION FRACTURES, BIVALVE, BOA CLOSURE, PROVIDES ABDOMINAL COMPRESSION, ADJUSTABLE FRONT AND BACK PANEL, REMOVABLE WASHABLE COVER, WITH DORSAL LUMBAR EXTENSION, ASSORTED SIZE. | PROSTHETICS & ORTHOSIS SUPPLIES
8684 | 4224150012400 | LSO (LUMBAR SACRAL ORTHOSIS), RIGID BRACE, RIGID STAYS, (ANTERIOR, POSTERIOR, LATERAL) , FOR SPINAL IMMOBILIZATION AND COMPRESSION F RACTURES, BIVALVE, VELCRO CLOSURE, PROVIDES ABDOMINAL COMPRESSION, ADJUSTABLE FRONT AND BACK PANEL, REMOVABLE WASHABLE COVER, ASSORTED SIZE AND ASSORTED DEGREES (0°, 15°, 25°) | PROSTHETICS & ORTHOSIS SUPPLIES
8685 | 4224150012500 | DIABETIC ORTHOPEDIC WALKING BOOT WITH VACUUM-SEALED BEAD CUSHIONING THAT FIRMS UPON SUCTION, ADJUSTABLE DORSAL FLEXION DEGREES WITH A ROCKER SOLE AND ADDITIONAL INSERT. MUST INCLUDE AN EVEN UP SOLE FOR THE UNINJURED FOOT TO HELP ADJUST THE HEIGHT DIFFERENCE. SIZE LARGE | PROSTHETICS & ORTHOSIS SUPPLIES
8686 | 4224150012600 | DIABETIC ORTHOPEDIC WALKING BOOT WITH VACUUM-SEALED BEAD CUSHIONING THAT FIRMS UPON SUCTION, ADJUSTABLE DORSAL FLEXION DEGREES WITH A ROCKER SOLE AND ADDITIONAL INSERT. MUST INCLUDE AN EVEN UP SOLE FOR THE UNINJURED FOOT TO HELP ADJUST THE HEIGHT DIFFERENCE. SIZE MEDIUM | PROSTHETICS & ORTHOSIS SUPPLIES
8687 | 4224150012700 | DIABETIC ORTHOPEDIC WALKING BOOT WITH VACUUM-SEALED BEAD CUSHIONING THAT FIRMS UPON SUCTION, ADJUSTABLE DORSAL FLEXION DEGREES WITH A ROCKER SOLE AND ADDITIONAL INSERT. MUST INCLUDE AN EVEN UP SOLE FOR THE UNINJURED FOOT TO HELP ADJUST THE HEIGHT DIFFERENCE. SIZE SMALL | PROSTHETICS & ORTHOSIS SUPPLIES
8688 | 4224150012800 | DIABETIC ORTHOPEDIC WALKING BOOT SHORT WITH VACUUM-SEALED BEAD CUSHIONING THAT FIRMS UPON SUCTION, WITH RANGE OF MOTION ADJUSTMENT FROM 15º OF DORSAL EXTENSION TO 20º OF PLANTAR FLEXION WITH A ROCKER SOLE AND ADDITIONAL 15º WEDGE SOLE. MUST INCLUDE AN EVEN UP SOLE FOR THE UNINJURED FOOT TO HELP ADJUST THE HEIGHT DIFFERENCE. SIZE SMALL. | PROSTHETICS & ORTHOSIS SUPPLIES
8689 | 4224150012900 | DIABETIC ORTHOPEDIC WALKING BOOT SHORT WITH VACUUM-SEALED BEAD CUSHIONING THAT FIRMS UPON SUCTION, WITH RANGE OF MOTION ADJUSTMENT FROM 15º OF DORSAL EXTENSION TO 20º OF PLANTAR FLEXION WITH A ROCKER SOLE AND ADDITIONAL 15º WEDGE SOLE. MUST INCLUDE AN EVEN UP SOLE FOR THE UNINJURED FOOT TO HELP ADJUST THE HEIGHT DIFFERENCE. SIZE MEDIUM. | PROSTHETICS & ORTHOSIS SUPPLIES
8690 | 4224150013000 | DIABETIC ORTHOPEDIC WALKING BOOT SHORT WITH VACUUM-SEALED BEAD CUSHIONING THAT FIRMS UPON SUCTION, WITH RANGE OF MOTION ADJUSTMENT FROM 15º OF DORSAL EXTENSION TO 20º OF PLANTAR FLEXION WITH A ROCKER SOLE AND ADDITIONAL 15º WEDGE SOLE. MUST INCLUDE AN EVEN UP SOLE FOR THE UNINJURED FOOT TO HELP ADJUST THE HEIGHT DIFFERENCE. SIZE LARGE. | PROSTHETICS & ORTHOSIS SUPPLIES
8691 | 4224150013100 | ANKLE JOINT, DOUBLE ACTION, KIT, WITH LAMINATION PIECES, WIDTH 14 MM APPROXIMATELY | PROSTHETICS & ORTHOSIS SUPPLIES
8692 | 4224150013200 | FOREFOOT RELIEF SHOE, TO RELIEF WEIGHT AND PRESSURE FROM THE FOREFOOT, NON-SLIPPING SOLE, LONG VELCRO CLOSURE, SIZE X-SMALL , 33-35 (-+1) | PROSTHETICS & ORTHOSIS SUPPLIES
8693 | 4224150013300 | FOREFOOT RELIEF SHOE, TO RELIEF WEIGHT AND PRESSURE FROM THE FOREFOOT, NON-SLIPPING SOLE, LONG VELCRO CLOSURE, SIZE X-LARGE , 45-47 (-+1) | PROSTHETICS & ORTHOSIS SUPPLIES
8694 | 4224150013400 | HEEL OFFLOAD SHOE, TO RELIEF WEIGHT AND PRESSURE FROM THE REARFOOT, ON-SLIPPING SOLE, LONG VELCRO CLOSURE, SIZE X-LARGE 44 – 47 (-+1). | PROSTHETICS & ORTHOSIS SUPPLIES
8695 | 4224150013500 | HEEL OFFLOAD SHOE, TO RELIEF WEIGHT AND PRESSURE FROM THE REARFOOT, NON-SLIPPING SOLE, LONG VELCRO CLOSURE, SIZE X-SMALL 33 – 37 (-+1). | PROSTHETICS & ORTHOSIS SUPPLIES
8696 | 4224150013600 | HALLUX VALGUS ELASTIC STRAP CORRECTOR, TOE SLEEVE ATTACHED TO AN ELASTIC STRAP APPLIED AROUND THE ANKLE ASSORTED SIZES AND SIDE | PROSTHETICS & ORTHOSIS SUPPLIES
8697 | 4224150013700 | INSOLE TOP COVER MATERIAL BLACK MICROPERFORATED VERY HIGH ABRASION RESISTANCE, BREATHABLE, LEATHER-LIKE FEE, EASILY GLUED, CUT AND GROUND. MINIROLL 50X12CM (66% PA + 5% PUR + 29% PES). | PROSTHETICS & ORTHOSIS SUPPLIES
8698 | 4224150013800 | INSOLE TOP COVER MATERIAL BLACK MICROPERFORATED VERY HIGH ABRASION RESISTANCE, BREATHABLE, LEATHER-LIKE FEE, EASILY GLUED, CUT AND GROUND. YARD/ROLL W 137.CM X 50 METERS (66% PA + 5% PUR + 29% PES). | PROSTHETICS & ORTHOSIS SUPPLIES
8699 | 4224150013900 | INSOLE TOP COVER MATERIAL BLACK, MICROPERFORATED, 0.8 MM EVA COMFORT RED, THICKNESS 2.8 MM SIZE 204 X 97 CM | PROSTHETICS & ORTHOSIS SUPPLIES
8700 | 4224150014000 | INSOLE TOP COVER MATERIAL, MICROPERFORATED, 0.8 MM EVA COMFORT GREEN, THICKNESS 2.8 MM SIZE 204 X 97 CM | PROSTHETICS & ORTHOSIS SUPPLIES
8701 | 4224150014100 | ANKLE FOOT ORTHOSIS (AFO),LEAF SPRING SIM-RIGID, POLYPROPYLENE, FULL FOOT WITH TRIMMABLE FOOTPLATE, PADDING IN CALF AREA, AND ADJUSTABLE STRAPS ASSORTED SIZE AND SIDE. | PROSTHETICS & ORTHOSIS SUPPLIES
8702 | 4224150014200 | FOOT INSOLE KIT, INCLUDE: REMOVABLE WEDGES, (MEDIAL, LATERAL AND HEEL) , ASSORTED DENSITY SMALL 39-40 | PROSTHETICS & ORTHOSIS SUPPLIES
8703 | 4224150014300 | FOOT INSOLE KIT, INCLUDE: REMOVABLE WEDGES, (MEDIAL, LATERAL AND HEEL) , ASSORTED DENSITY X-LARGE 45-48 | PROSTHETICS & ORTHOSIS SUPPLIES
8704 | 4224150014400 | 3/4 SIM-RIGID INSOLE, MEDIUM DENSITY, DEEP HEEL CUP PEDIATRIC PAIR ASSORTED SIZE | PROSTHETICS & ORTHOSIS SUPPLIES
8705 | 4224150014500 | TRANSTIBIAL PROSTHETIC SOCKET FABRICATION SYSTEM, MEDICAL-GRADE KEVLAR, HEAT-REMOLDABLE AND REINFORCED (NON-PREPREG), FABRICATED DIRECTLY ON THE STUMP WITH SOFT INTERFACE, NO PLASTER CASTING OR DIGITAL SCANNING REQUIRED, INTERCHANGEABLE SUSPENSION OPTIONS, HIGH TENSILE AND IMPACT RESISTANCE, ISO TESTED FOR FULL WEIGHT-BEARING USE, REHEATABLE AND RESHAPABLE, FABRICATION TIME 15–30 MINUTES.. | PROSTHETICS & ORTHOSIS SUPPLIES
8706 | 4224150014600 | HYDROSTATIC WEIGHT-BEARING CASTING SYSTEM FOR LOWER LIMB PROSTHETICS, CAPTURES RESIDUAL LIMB SHAPE UNDER CONTROLLED FULL LOAD WITH UNIFORM PRESSURE DISTRIBUTION, FOR ACCURATE TOTAL SURFACE BEARING SOCKET FABRICATION, COMPATIBLE WITH PLASTER AND THERMOPLASTIC MATERIALS, SUITABLE FOR USERS UP TO 150 KG.. | PROSTHETICS & ORTHOSIS SUPPLIES
8707 | 4224150014700 | MYOELECTRIC PROSTHETIC ELBOW SYSTEM FOR ABOVE-ELBOW AMPUTEES, DUAL-SITE EMG CONTROL PROVIDING SMOOTH AND PROPORTIONAL ELBOW FLEXION AND EXTENSION WITH SIMULTANEOUS HAND OR TERMINAL DEVICE OPERATION, HIGH-TORQUE MODULAR DESIGN FOR NATURAL MOVEMENT, INTEGRATED PREAMPLIFIER FOR STABLE LOW-NOISE SIGNAL PROCESSING, ADJUSTABLE SPEED, RANGE, AND CONTROL SENSITIVITY, COMPATIBLE WITH POWERED OR MANUAL WRISTS AND TERMINAL DEVICES.. | PROSTHETICS & ORTHOSIS SUPPLIES
8708 | 4224150014800 | ELECTRONIC FLEXION WRIST MODULE FOR UPPER-LIMB PROSTHESES, PROVIDING POWERED WRIST FLEXION AND EXTENSION WITH STANDARD WRIST MOTION, MULTI-POSITION ANGLE LOCKING (+52°, +26°, 0°, –30°) FOR FUNCTIONAL TASKS, PROPORTIONAL CONTROL WITH QUICK FUNCTION SWITCHING AND “PAUSE AT HOME” FEATURE FOR NATURAL REST POSITION, COMPATIBLE WITH ELECTRIC TERMINAL DEVICES OR HOOKS.. | PROSTHETICS & ORTHOSIS SUPPLIES
8709 | 4224150014900 | ELECTRIC TERMINAL DEVICE HOOK FOR UPPER-LIMB PROSTHESES, DESIGNED FOR HIGH STRENGTH AND PRECISION IN DAILY AND WORK-RELATED TASKS, BRUSHLESS MOTOR WITH INTEGRATED CONTROLLER FOR SMOOTH AND RELIABLE GRIP CONTROL, WATER-RESISTANT AND DURABLE DESIGN, ADJUSTABLE SPEED AND GRIP FORCE, COMPATIBLE WITH STANDARD OR FLEXION WRIST MODULES, SUITABLE FOR ACTIVE USERS.. | PROSTHETICS & ORTHOSIS SUPPLIES
8710 | 4224150015000 | POWERED KNEE JOINT, MOTOR-DRIVEN ASSISTANCE TO REPLICATE LOST MUSCLE FUNCTION, REDUCES ENERGY EXPENDITURE DURING GAIT, PROVIDES POWERED LIFT FOR NATURAL STANDING AND STEP-OVER-STEP STAIR ASCENT, STUMBLE RECOVERY SUPPORT, CONTROLLED RESISTANCE AND ACTIVE ASSISTANCE FOR TERRAIN ADAPTATION, AUTOMATIC STANDING STABILITY WITH SECURE LOCKING, SUITABLE FOR COMPLEX AMPUTATIONS INCLUDING BILATERAL AND HIP-LEVEL, SYNCHRONOUS GAIT CONTROL FOR VARIABLE SPEEDS, FUNCTIONAL LEVEL K3–K4, MAX WEIGHT 115 KG APPROXIMATELY. | PROSTHETICS & ORTHOSIS SUPPLIES
8711 | 4224150100600 | CAST SHOE, OPEN TOE, LARGE, 11 INCHES - 12 INCHES APPROXIMATELY | PROSTHETICS & ORTHOSIS SUPPLIES
8712 | 4224150100700 | CAST SHOE, OPEN TOE, MEDIUM, 10 INCHES -10 1/2 INCHES APPROXIMATELY | PROSTHETICS & ORTHOSIS SUPPLIES
8713 | 4224150100800 | CAST SHOE, OPEN TOE, EXTRA LARGE, 12 INCHES - 13 INCHES APPROXIMATELY | PROSTHETICS & ORTHOSIS SUPPLIES
8714 | 4224150201800 | PADDING SHEET, TECHNOGEL OR EQUIVALENT, FOR PADDING FOS, AFO AND KAFO, HIGH SHOCK ABSORPTION, WASHABLE, LENGTH 50 CM, WIDTH 50 CM, THICKNESS 0.3 CM, APPROXIMATELY, BLUE COLOR | PROSTHETICS & ORTHOSIS SUPPLIES
8715 | 4224150201900 | PADDING SHEET, TECHNOGEL OR EQUIVALENT, FOR PADDING FOS, AFO AND KAFO, HIGH SHOCK ABSORPTION, WASHABLE, LENGTH 50 CM, WIDTH 50 CM, THICKNESS 0.3 CM, SKIN COLOR | PROSTHETICS & ORTHOSIS SUPPLIES
8716 | 4224150202000 | MICRO HOOK STRIP, SELF - ADHESIVE, USED WITH TERRY CLOTH PADDING FABRIC, WIDTH 50 MM APPROXIMATELY, LENGTH 10 METER APPROXIMATELY, WHITE COLOR | PROSTHETICS & ORTHOSIS SUPPLIES
8717 | 4224150202100 | MINI NON - SLIP, NORA LUNASOFT OR EQUIVALENT, 840 X 530 MM APPROXIMATELY, SHORE VALUE A 50, BLACK 10 MM APPROXIMATELY | PROSTHETICS & ORTHOSIS SUPPLIES
8718 | 4224150202200 | MINI NON - SLIP, NORA LUNASOFT OR EQUIVALENT, 840 X 530 MM APPROXIMATELY, SHORE VALUE A 50, BLACK 4 MM APPROXIMATELY | PROSTHETICS & ORTHOSIS SUPPLIES
8719 | 4224150202300 | MINI NON - SLIP, NORA LUNASOFT OR EQUIVALENT, 840 X 530 MM APPROXIMATELY, SHORE VALUE A 50, BLACK 6 MM APPROXIMATELY | PROSTHETICS & ORTHOSIS SUPPLIES
8720 | 4224150202400 | MINI NON - SLIP, NORA LUNASOFT OR EQUIVALENT, 840 X 530 MM APPROXIMATELY, SHORE VALUE A 50, BLACK 8 MM APPROXIMATELY | PROSTHETICS & ORTHOSIS SUPPLIES
8721 | 4224150202800 | SPLINTING MATERIAL THERMOPLASTIC SHEET HIGH STRETCHING HIGH MEMORY HIGH DRAPING STICK NON PERFORATED THICKNESS 1.6 MM SIZE 45 X 60 CM APPROXIMATELY.. | SUPPLEMENTARY REHAB,PHYSIOTHERAPY SUPPL.
8722 | 4224150202900 | SPLINTING MATERIAL, THERMOPLASTIC SHEET, MODERATE STRETCHING, HIGH MEMORY, NON STICK, 13% PERFORATED APPROXIMATELY, THICKNESS 1.6 MM SIZE 45 X 60 CM APPROXIMATELY, WHITE OR BEIGE | REHABILITATION,PHYSIOTHERAPY SUPPLIES
8723 | 4224150203000 | SPLINTING MATERIAL THERMOPLASTIC SHEET HIGH STRETCHING HIGH MEMORY HIGH DRAPING NON STICK NON PERFORATED THICKNESS 3.2 MM SIZE 45 X 60 CM (+- 2CM) BEIGE OR WHITE.. | SUPPLEMENTARY REHAB,PHYSIOTHERAPY SUPPL.
8724 | 4224150203500 | SPLINTING ACCESSORIES, GEL PADDING, HELP DIFFUSE AND DISTRIBUTE PRESSURE, HELPS DISPERSE ENERGY OF IMPACTS AND REDUCE SKIN SHEAR, SIZE: 3.2MM X 250MM X 340MM SHEET | REHABILITATION,PHYSIOTHERAPY SUPPLIES
8725 | 4224150204300 | SPLINTING ACCESSORIES, LOW-TACK POLYCUSHION PADDING, WITH LESS AGGRESSIVE ADHESIVE IDEAL FOR SPLINTS THAT REQUIRE FREQUENT PADDING C HANGES, LOW TACK PADDING PEELS OFF AFTER APPLICATION TO A SPLINT WITHOUT LEAVING A STICKY RESIDUE, CLOSED CELL. SIZE: 3.2MM X 45CM X 61CM. CASE OF 4 COLOR BEIGE | REHABILITATION,PHYSIOTHERAPY SUPPLIES
8726 | 4224150205400 | DACRON FELT, WHITE COLOR, FILLING MATERIAL FOR LAMINATION, WIDTH 1000 MM, APPROXIMATELY | PROSTHETICS & ORTHOSIS SUPPLIES
8727 | 4224150205600 | BANDAGE UNDERCAST MATERIAL 10 CM X 3.5 - 4 M ROLL 100 % PURE COTTON ONLY DOUBLE WRAPPED PEEL PACK OR SINGLE THICK PLASTIC PEEL POUCH STERILE.. | SUPPLEMENTARY GEN.SUPPLIES NURS,BURN
8728 | 4224150205700 | BANDAGE UNDERCAST MATERIAL 15 CM X 3.5 - 4 M ROLL 100 % PURE COTTON ONLY DOUBLE WRAPPED PEEL PACK OR SINGLE THICK PLASTIC PEEL POUCH STERILE.. | SUPPLEMENTARY GEN.SUPPLIES NURS,BURN
8729 | 4224150205800 | BANDAGE UNDERCAST MATERIAL 7.5 X 3.5 - 4 M ROLL 100 % PURE COTTON ONLY DOUBLE WRAPPED PEEL PACK OR SINGLE THICK PLASTIC PEEL POUCH STERILE.. | SUPPLEMENTARY GEN.SUPPLIES NURS,BURN
8730 | 4224150206300 | SPLINTING ACCESSORIES, GEL PADDING, HELP DIFFUSE AND DISTRIBUTE PRESSURE, HELPS DISPERSE ENERGY OF IMPACTS AND REDUCE SKIN SHEAR, SIZE: 4.8MM X 250MM X 340MM SHEET | REHABILITATION,PHYSIOTHERAPY SUPPLIES
8731 | 4224150206400 | SPLINTING ACCESSORIES, GEL PADDING, HELP DIFFUSE AND DISTRIBUTE PRESSURE, HELPS DISPERSE ENERGY OF IMPACTS AND REDUCE SKIN SHEAR, SIZE: 6.4MM X 250MM X 340MM SHEET | REHABILITATION,PHYSIOTHERAPY SUPPLIES
8732 | 4224150206500 | SPLINTING ACCESSORIES, NEOPRENE ROLLS, CONSISTS OF NYLON LINING ON ONE SIDE AND PILE MATERIAL ON THE OTHER OVER A RUBBER CORE, EASY HOOK ATTACHMENT, LIGHTWEIGHT AND NON BULKY, 3.2 MM THICKNESS, 3.8 CM X 3.2 MM | REHABILITATION,PHYSIOTHERAPY SUPPLIES
8733 | 4224150206600 | SPLINTING ACCESSORIES, NEOPRENE ROLLS, CONSISTS OF NYLON LINING ON ONE SIDE AND PILE MATERIAL ON THE OTHER OVER A RUBBER CORE, EASY HOOK ATTACHMENT, LIGHTWEIGHT AND NON BULKY, 3.2 MM THICKNESS, 5 CM X 3.2 MM | REHABILITATION,PHYSIOTHERAPY SUPPLIES
8734 | 4224150207000 | SPLINTING ACCESSORIES NEOPRENE ELASTICATED MATERIAL WITH RUBBER CORE NYLON LINING ON ONE SIDE AND PILE MATERIAL ON THE OTHER SIZE: 3.2 MM THICKNESS X 46 CM X 61 CM APPROXIMATELY COLOR - BEIGE.. | SUPPLEMENTARY REHAB,PHYSIOTHERAPY SUPPL.
8735 | 4224150207200 | SPLINTING ACCESSORIES, PADDING, MATERIAL POLYCUSHION, CLOSED CELL, SELF ADHESIVE WASHABLE PADDING, 3.2 MM X 45 CM X 61 CM | SUPPLEMENTARY REHAB,PHYSIOTHERAPY SUPPL.
8736 | 4224150207300 | SPLINTING ACCESSORIES, PADDING, OPEN CELL PADDING MATERIAL, SLOW RECOVERY SELF ADHESIVE PADDING, SOFT DENSITY, APPROXIMATELY 9.5 MM X 41 CM X 61 CM | REHABILITATION,PHYSIOTHERAPY SUPPLIES
8737 | 4224150207400 | SPLINTING ACCESSORIES, PADDING MATERIAL, SOFT, SELF-ADHESIVE, CLOSED-CELL PADDING, SIZE: APPROXIMATELY 46 CM X 61 CM | REHABILITATION,PHYSIOTHERAPY SUPPLIES
8738 | 4224150207500 | SPLINTING ACCESSORIES PADDING FIRM SELF-ADHESIVE CLOSED-CELL SIZE: APPROXIMATELY 45 CM X 61 CM.. | SUPPLEMENTARY REHAB,PHYSIOTHERAPY SUPPL.
8739 | 4224150207600 | SPLINTING ACCESSORIES PADDING MATERIAL EXTREMELY SOFT SELF ADHESIVE PADDING WITH SLIGHTLY RAISED FELT SURFACE MADE FROM 100% COTTON STRETCHABLE IN ONE DIRECTION.. | SUPPLEMENTARY REHAB,PHYSIOTHERAPY SUPPL.
8740 | 4224150207900 | SPLINTING ACCESSORIES PADDING SOFT ADHESIVE MOLESTICK OR EQUIVALENT APPROXIMATELY 15 CM X 5.5 M (+/- 2).. | SUPPLEMENTARY REHAB,PHYSIOTHERAPY SUPPL.
8741 | 4224150208100 | SPLINTING ACCESSORIES, PADDING, SOFT ADHESIVE, MOLESTICK OR EQUIVALENT, APPROXIMATELY 23 CM X 3.7 M (+/- 2) | REHABILITATION,PHYSIOTHERAPY SUPPLIES
8742 | 4224150300200 | CAST SHOE, OPEN TOE, SMALL, 8 INCHES - 8.5 INCHES APPROXIMATELY | PROSTHETICS & ORTHOSIS SUPPLIES
8743 | 4224150300300 | CAST SHOE, PEDIATRIC, OPEN TOE, ASSORTED SIZE | PROSTHETICS & ORTHOSIS SUPPLIES
8744 | 4224150300700 | P.V.A. BAGS FOR LAMINATION, 1000 X 300 X 50 MM, APPROXIMATELY | PROSTHETICS & ORTHOSIS SUPPLIES
8745 | 4224150301100 | NIGHT SPLINT ANKLE FOOT ORTHOSIS (AFO), ADULT, PROVIDES AN EFFECTIVE TREATMENT FOR PLANTAR FASCITIS AND ACHILLES TENDON, ADJUSTABLE FROM 10 TO 90 DEGREE, DORSI FLEXION WITH COOL FOAM LINER, SIZE SMALL | PROSTHETICS & ORTHOSIS SUPPLIES
8746 | 4224150400400 | STOCKINETTE, POLYESTER AND FIBERGLASS MIX, WIDTH 100 MM APPROXIMATELY, LENGTH 32-35 METER APPROXIMATELY | PROSTHETICS & ORTHOSIS SUPPLIES
8747 | 4224150400500 | STOCKINETTE NYLON CAUCASIAN SKIN COLOR 120 MM X 38-40 METER LENGTH /ROLL APPROXIMATELY | PROSTHETICS & ORTHOSIS SUPPLIES
8748 | 4224150400600 | WOVEN CARBON FIBER STOCKINETTE FOR FABRICATION OF RIGID FRAME STRUTS CLASPS AND CONNECTION WIDTH 20 MM LENGTH /ROLL 25 METER APPROXIMATELY | PROSTHETICS & ORTHOSIS SUPPLIES
8749 | 4224150400700 | STOCKINETTE FIBERGLASS FOR FABRICATION OF THIN - WALLED (LIGHTWEIGHT DESIGN) WIDTH 100 MM APPROXIMATELY LENGTH /ROLL 5-7 METER | PROSTHETICS & ORTHOSIS SUPPLIES
8750 | 4224150400800 | STOCKINETTE FIBERGLASS FOR FABRICATION OF THIN - WALLED (LIGHTWEIGHT DESIGN) WIDTH 80 MM APPROXIMATELY LENGTH /ROLL 8-10 METER | PROSTHETICS & ORTHOSIS SUPPLIES
8751 | 4224150400900 | STOCKINETTE FIBERGLASS HIGH ELASTICITY TWO - WAY STRETCH WIDTH 200 MM APPROXIMATELY LENGTH /ROLL 7-10 METER | PROSTHETICS & ORTHOSIS SUPPLIES
8752 | 4224150401000 | STOCKINETTE FIBERGLASS HIGH ELASTICITY TWO - WAY STRETCH WIDTH 250 MM APPROXIMATELY LENGTH /ROLL 5-6 METER | PROSTHETICS & ORTHOSIS SUPPLIES
8753 | 4224150401100 | STOCKINETTE FIBERGLASS HIGH ELASTICITY TWO - WAY STRETCH WIDTH 300 MM APPROXIMATELY LENGTH /ROLL 4-5 METER | PROSTHETICS & ORTHOSIS SUPPLIES
8754 | 4224150401200 | STOCKINETTE FIBERGLASS HIGH ELASTICITY TWO - WAY STRETCH WIDTH 60 MM APPROXIMATELY LENGTH /ROLL 28-30 METER | PROSTHETICS & ORTHOSIS SUPPLIES
8755 | 4224150401300 | STOCKINETTE FIBERGLASS HIGH ELASTICITY TWO - WAY STRETCH WIDTH 80 MM APPROXIMATELY LENGTH /ROLL 17-20 METER | PROSTHETICS & ORTHOSIS SUPPLIES
8756 | 4224150401500 | STOCKINETTE, ELASTIC, WIDTH 100 MM APPROXIMATELY, WEIGHT/ROLL 75-80 M | PROSTHETICS & ORTHOSIS SUPPLIES
8757 | 4224150401600 | STOCKINETTE, ELASTIC, WIDTH 150 MM APPROXIMATELY, WEIGHT/ROLL 40-45 M | PROSTHETICS & ORTHOSIS SUPPLIES
8758 | 4224150401700 | STOCKINETTE, ELASTIC, WIDTH 60 MM APPROXIMATELY, WEIGHT/ROLL 45-50 M | PROSTHETICS & ORTHOSIS SUPPLIES
8759 | 4224150401800 | STOCKINETTE NYLON CAUCASIAN SKIN COLOR 150 MM X 32-35 METER LENGTH /ROLL APPROXIMATELY | PROSTHETICS & ORTHOSIS SUPPLIES
8760 | 4224150401900 | STOCKINETTE NYLON CAUCASIAN SKIN COLOR 60 MM X 48-50 METER LENGTH /ROLL APPROXIMATELY | PROSTHETICS & ORTHOSIS SUPPLIES
8761 | 4224150402000 | STOCKINETTE NYLON CAUCASIAN SKIN COLOR 90 MM X 35-37 METER LENGTH /ROLL APPROXIMATELY | PROSTHETICS & ORTHOSIS SUPPLIES
8762 | 4224150402100 | STOCKINETTE, POLYESTER AND FIBERGLASS MIX, WIDTH 300 MM APPROXIMATELY, LENGTH 11-13 METER APPROXIMATELY | PROSTHETICS & ORTHOSIS SUPPLIES
8763 | 4224150402400 | NATURAL LINING HIDES, 1.5 MM, APPROXIMATELY | PROSTHETICS & ORTHOSIS SUPPLIES
8764 | 4224150402700 | TUBULAR BANDAGE, STOCKINETTE, FOR LYMPHEDEMA, 10 CM X 20 M (LYMPHEDEMA) | REHABILITATION,PHYSIOTHERAPY SUPPLIES
8765 | 4224150402800 | TUBULAR BANDAGE, STOCKINETTE, FOR LYMPHEDEMA, 5 CM X 20 M (LYMPHEDEMA) | REHABILITATION,PHYSIOTHERAPY SUPPLIES
8766 | 4224150602900 | PLASTER OF PARIS FAST SET TYPE 2 WHITE COLOR WEIGHT +15 KGM... | SUPPLEMENTARY DENTAL SUPPLIES
8767 | 4224150603600 | STOCKINETTE, POLYESTER AND FIBERGLASS MIX, WIDTH 200 MM APPROXIMATELY, LENGTH 18-20 METER | PROSTHETICS & ORTHOSIS SUPPLIES
8768 | 4224150603700 | STOCKINETTE, POLYESTER AND FIBERGLASS MIX, WIDTH 120 MM APPROXIMATELY, LENGTH 26-28 METER APPROXIMATELY | PROSTHETICS & ORTHOSIS SUPPLIES
8769 | 4224150603800 | STOCKINETTE, POLYESTER AND FIBERGLASS MIX, WIDTH 250 MM APPROXIMATELY, LENGTH 15-17 METER APPROXIMATELY | PROSTHETICS & ORTHOSIS SUPPLIES
8770 | 4224150604000 | CAST PROTECTOR LATEX FREE WITH WATERTIGHT GASKET RING LEG ADULT ABOVE KNEE.. | SUPPLEMENTARY GEN.SUPPLIES NURS,BURN
8771 | 4224150604100 | CAST PROTECTOR LATEX FREE WITH WATERTIGHT GASKET RING LEG ADULT BELOW KNEE.. | SUPPLEMENTARY GEN.SUPPLIES NURS,BURN
8772 | 4224150604200 | CAST PROTECTOR LATEX FREE WITH WATERTIGHT GASKET RING ADULT LONG ARM.. | SUPPLEMENTARY GEN.SUPPLIES NURS,BURN
8773 | 4224150604300 | CAST PROTECTOR LATEX FREE WITH WATERTIGHT GASKET RING PEDIATRIC MEDIUM ARM.. | SUPPLEMENTARY GEN.SUPPLIES NURS,BURN
8774 | 4224150604400 | CAST PROTECTOR LATEX FREE WITH WATERTIGHT GASKET RING PEDIATRIC LONG ARM.. | SUPPLEMENTARY GEN.SUPPLIES NURS,BURN
8775 | 4224150604500 | CAST PROTECTOR LATEX FREE WITH WATERTIGHT GASKET RING PEDIATRIC LARGE LEG.. | SUPPLEMENTARY GEN.SUPPLIES NURS,BURN
8776 | 4224150604700 | CAST PROTECTOR LATEX FREE WITH WATERTIGHT GASKET RING PEDIATRIC MEDIUM LEG.. | SUPPLEMENTARY GEN.SUPPLIES NURS,BURN
8777 | 4224150605100 | CATHETER AIR CHARGED ABDOMINAL SENSOR FOR URODYNAMIC.. | SUPPLEMENTARY GENERAL CONSUMABLES
8778 | 4224150605200 | CATHETER AIR CHARGED DUAL SENSOR FOR URODYNAMIC.. | SUPPLEMENTARY GENERAL CONSUMABLES
8779 | 4224150605300 | CATHETER AIR CHARGED SINGLE SENSOR FOR URODYNAMIC.. | SUPPLEMENTARY GENERAL CONSUMABLES
8780 | 4224150605400 | CAST PLASTER OF PARIS ORTHOPEDIC 10 CM X 20 M SLAB DISPENSER.. | SUPPLEMENTARY GEN.SUPPLIES NURS,BURN
8781 | 4224150605500 | CAST PLASTER OF PARIS ORTHOPEDIC 20 CM X 20 M SLAB DISPENSER.. | SUPPLEMENTARY GEN.SUPPLIES NURS,BURN
8782 | 4224150605600 | CAST PLASTER OF PARIS ORTHOPEDIC SIZE: 5 X 270 CM INDIVIDUALLY WRAPPED.. | SUPPLEMENTARY GEN.SUPPLIES NURS,BURN
8783 | 4224150605700 | CASTING PLASTER OF FIBERGLASS ( MADE OF PURE FIBERGLASS ) SIZE: 7.5 CM X 3.6-4 M PACKING: KNITTED/POLYURETHANE COMFORTABLE FOIL PACK.. | SUPPLEMENTARY GEN.SUPPLIES NURS,BURN
8784 | 4224150605900 | BANDAGE UNDERCAST MATERIAL 5CM X 3.5 - 4 M ROLL 100 % PURE COTTON ONLY DOUBLE WRAPPED PEEL PACK OR SINGLE THICK PLASTIC PEEL POUCH STERILE.. | SUPPLEMENTARY GEN.SUPPLIES NURS,BURN
8785 | 4224150606100 | CASTING PLASTER OF FIBERGLASS ( MADE OF PURE FIBERGLASS ) SIZE: 5 CM X 3.6-4 M PACKING: KNITTED/POLYURETHANE COMFORTABLE FOIL PACK.. | SUPPLEMENTARY GEN.SUPPLIES NURS,BURN
8786 | 4224150606200 | CAST PLASTER OF PARIS ORTHOPEDIC SIZE: 10 X 270CM INDIVIDUALLY WRAPPED.. | SUPPLEMENTARY GEN.SUPPLIES NURS,BURN
8787 | 4224150606300 | CAST PLASTER OF PARIS ORTHOPEDIC SIZE: 15 X 270CM INDIVIDUALLY WRAPPED.. | SUPPLEMENTARY GEN.SUPPLIES NURS,BURN
8788 | 4224150606400 | CAST PLASTER OF PARIS ORTHOPEDIC SIZE: 20 X 270CM INDIVIDUALLY WRAPPED.. | SUPPLEMENTARY GEN.SUPPLIES NURS,BURN
8789 | 4224150606500 | CAST PLASTER OF PARIS ORTHOPEDIC SIZE:7.5 X 270CM INDIVIDUALLY WRAPPED.. | SUPPLEMENTARY GEN.SUPPLIES NURS,BURN
8790 | 4224150700500 | HIP ABDUCTION BRACE PEDIATRIC ADJUSTABLE POLYPROPYLENE LIGHTWEIGHT WITH ALUMINUM ADJUSTMENT SCREW ALLOWS ABDUCTION 40 TO 180 DEGREE, SOFT LINING, SIZE EXTRA SMALL | PROSTHETICS & ORTHOSIS SUPPLIES
8791 | 4224150700600 | HIP ABDUCTION BRACE PEDIATRIC ADJUSTABLE POLYPROPYLENE LIGHTWEIGHT WITH ALUMINUM ADJUSTMENT SCREW ALLOWS ABDUCTION 40 TO 180 DEGREE, SOFT LINING, SIZE LARGE | PROSTHETICS & ORTHOSIS SUPPLIES
8792 | 4224150700700 | HIP ABDUCTION BRACE PEDIATRIC ADJUSTABLE POLYPROPYLENE LIGHTWEIGHT WITH ALUMINUM ADJUSTMENT SCREW ALLOWS ABDUCTION 40 TO 180 DEGREE, SOFT LINING, SIZE MEDIUM | PROSTHETICS & ORTHOSIS SUPPLIES
8793 | 4224150700800 | HIP ABDUCTION BRACE PEDIATRIC ADJUSTABLE POLYPROPYLENE LIGHTWEIGHT WITH ALUMINUM ADJUSTMENT SCREW ALLOWS ABDUCTION 40 TO 180 DEGREE, SOFT LINING, SIZE SMALL | PROSTHETICS & ORTHOSIS SUPPLIES
8794 | 4224150700900 | HIP ABDUCTION BRACE PEDIATRIC ADJUSTABLE POLYPROPYLENE LIGHTWEIGHT WITH ALUMINUM ADJUSTMENT SCREW ALLOWS ABDUCTION 40 TO 180 DEGREE, SOFT LINING, SIZE EXTRA LARGE | PROSTHETICS & ORTHOSIS SUPPLIES
8795 | 4224150701000 | SPLINT CMC JOINT STABILIZATION ORTHOSIS WITH ADJUSTABLE METAL INSERT OVER THE THENAR EMINENCE FOR A BETTER FIT THE ORTHOSIS DOES NOT LIMIT WRIST OR METACARPOPHALANGEAL JOINTS RANGE OF MOTION THE ORTHOSIS IS SECURED WITH HOOK AND LOOP RIGHT SIZE 0 OR SMALL.. | SUPPLEMENTARY REHAB,PHYSIOTHERAPY SUPPL.
8796 | 4224150701100 | SPLINT CMC JOINT STABILIZATION ORTHOSIS WITH ADJUSTABLE METAL INSERT OVER THE THENAR EMINENCE FOR A BETTER FIT THE ORTHOSIS DOES NOT LIMIT WRIST OR METACARPOPHALANGEAL JOINTS RANGE OF MOTION THE ORTHOSIS IS SECURED WITH HOOK AND LOOP RIGHT SIZE 1 OR MEDIUM.. | SUPPLEMENTARY REHAB,PHYSIOTHERAPY SUPPL.
8797 | 4224150701200 | SPLINT CMC JOINT STABILIZATION ORTHOSIS WITH ADJUSTABLE METAL INSERT OVER THE THENAR EMINENCE FOR A BETTER FIT THE ORTHOSIS DOES NOT LIMIT WRIST OR METACARPOPHALANGEAL JOINTS RANGE OF MOTION THE ORTHOSIS IS SECURED WITH HOOK AND LOOP RIGHT SIZE 2 OR LARGE.. | SUPPLEMENTARY REHAB,PHYSIOTHERAPY SUPPL.
8798 | 4224150701300 | SPLINT CMC JOINT STABILIZATION ORTHOSIS WITH ADJUSTABLE METAL INSERT OVER THE THENAR EMINENCE FOR A BETTER FIT THE ORTHOSIS DOES NOT LIMIT WRIST OR METACARPOPHALANGEAL JOINTS RANGE OF MOTION THE ORTHOSIS IS SECURED WITH HOOK AND LOOP RIGHT SIZE 3 OR X-LARGE.. | SUPPLEMENTARY REHAB,PHYSIOTHERAPY SUPPL.
8799 | 4224150701500 | SPLINT CMC JOINT STABILIZATION ORTHOSIS WITH ADJUSTABLE METAL INSERT OVER THE THENAR EMINENCE FOR A BETTER FIT THE ORTHOSIS DOES NOT LIMIT WRIST OR METACARPOPHALANGEAL JOINTS RANGE OF MOTION THE ORTHOSIS IS SECURED WITH HOOK AND LOOP LEFT SIZE 0 OR SMALL.. | SUPPLEMENTARY REHAB,PHYSIOTHERAPY SUPPL.
8800 | 4224150701600 | SPLINT CMC JOINT STABILIZATION ORTHOSIS WITH ADJUSTABLE METAL INSERT OVER THE THENAR EMINENCE FOR A BETTER FIT THE ORTHOSIS DOES NOT LIMIT WRIST OR METACARPOPHALANGEAL JOINTS RANGE OF MOTION THE ORTHOSIS IS SECURED WITH HOOK AND LOOP LEFT SIZE 1 OR MEDIUM.. | SUPPLEMENTARY REHAB,PHYSIOTHERAPY SUPPL.
8801 | 4224150701700 | SPLINT CMC JOINT STABILIZATION ORTHOSIS WITH ADJUSTABLE METAL INSERT OVER THE THENAR EMINENCE FOR A BETTER FIT THE ORTHOSIS DOES NOT LIMIT WRIST OR METACARPOPHALANGEAL JOINTS RANGE OF MOTION THE ORTHOSIS IS SECURED WITH HOOK AND LOOP LEFT SIZE 2 OR LARGE.. | SUPPLEMENTARY REHAB,PHYSIOTHERAPY SUPPL.
8802 | 4224150701800 | SPLINT CMC JOINT STABILIZATION ORTHOSIS WITH ADJUSTABLE METAL INSERT OVER THE THENAR EMINENCE FOR A BETTER FIT THE ORTHOSIS DOES NOT LIMIT WRIST OR METACARPOPHALANGEAL JOINTS RANGE OF MOTION THE ORTHOSIS IS SECURED WITH HOOK AND LOOP LEFT SIZE 3 OR X-LARGE.. | SUPPLEMENTARY REHAB,PHYSIOTHERAPY SUPPL.
8803 | 4224150702200 | SPLINT, FUNCTIONAL WRIST-HAND SPLINT, THERMOPLASTIC MATERIAL, POSITIONS THE WRIST AND HAND IN APPROXIMATELY 30 DEGREES OF WRIST EXTENSION, WITH THUMB, NO DEVIATION, WITH SOFT LINER AND STRAPS, LEFT, SIZE MEDIUM | REHABILITATION,PHYSIOTHERAPY SUPPLIES
8804 | 4224150702300 | SPLINT, FUNCTIONAL WRIST-HAND SPLINT, THERMOPLASTIC MATERIAL, POSITIONS THE WRIST AND HAND IN APPROXIMATELY 30 DEGREES OF WRIST EXTENSION, WITH THUMB, NO DEVIATION, WITH SOFT LINER AND STRAPS, LEFT, SIZE LARGE | REHABILITATION,PHYSIOTHERAPY SUPPLIES
8805 | 4224150702400 | SPLINT, FUNCTIONAL WRIST-HAND SPLINT, THERMOPLASTIC MATERIAL, POSITIONS THE WRIST AND HAND IN APPROXIMATELY 30 DEGREES OF WRIST EXTENSION, WITH THUMB, NO DEVIATION, WITH SOFT LINER AND STRAPS, LEFT, SIZE SMALL | REHABILITATION,PHYSIOTHERAPY SUPPLIES
8806 | 4224150702500 | SPLINT, FUNCTIONAL WRIST-HAND SPLINT, THERMOPLASTIC MATERIAL, POSITIONS THE WRIST AND HAND IN APPROXIMATELY 30 DEGREES OF WRIST EXTENSION, WITH THUMB, NO DEVIATION, WITH SOFT LINER AND STRAPS, RIGHT, SIZE LARGE | REHABILITATION,PHYSIOTHERAPY SUPPLIES
8807 | 4224150702600 | SPLINT, FUNCTIONAL WRIST-HAND SPLINT, THERMOPLASTIC MATERIAL, POSITIONS THE WRIST AND HAND IN APPROXIMATELY 30 DEGREES OF WRIST EXTENSION, WITH THUMB, NO DEVIATION, WITH SOFT LINER AND STRAPS, RIGHT, SIZE MEDIUM | REHABILITATION,PHYSIOTHERAPY SUPPLIES
8808 | 4224150702700 | SPLINT, FUNCTIONAL WRIST-HAND SPLINT, THERMOPLASTIC MATERIAL, POSITIONS THE WRIST AND HAND IN APPROXIMATELY 30 DEGREES OF WRIST EXTENSION, WITH THUMB, NO DEVIATION, WITH SOFT LINER AND STRAPS, RIGHT, SIZE SMALL | REHABILITATION,PHYSIOTHERAPY SUPPLIES
8809 | 4224150702900 | SPLINT, KIT, OVAL-8 OR EQUIVALENT, STABILIZE AND ALIGN THE DIP OR PIP JOINT TO ENHANCE HAND FUNCTION, FITS A FULL SIZE AND WHEN ROTATED 180 DEGREE, AN ADDITIONAL HALF SIZE TO ACCOMMODATE FLUCTUATIONS IN EDEMA AND TEMPERATURE THAT CAN AFFECT FINGER SIZE, 44 SPLINTS RANGING FROM SIZE 2 THROUGH 15, CARRYING CASE, PEN LIGHT, AND INSTRUCTION BOOKLET | REHABILITATION,PHYSIOTHERAPY SUPPLIES
8810 | 4224150703200 | SPLINT, PRONATION OR SUPINATION, GLOVE UPPER EXTREMITY WITH FULL HOOK-AND-LOOP SIDE OPENING IS EASY TO PUT ON AND LEAVES THE INDEX F INGER, FREE FOR FUNCTIONAL HAND USE, POSITIONS THE THUMB IN ABDUCTION, PROVIDES CONSTANT LOW-LEVEL STRETCH IN PRONATION OR SUPINATION. NEOPRENE CAN BE TRIMMED FOR A MORE CUSTOM FIT. SIZE: RIGHT, X-SMALL | REHABILITATION,PHYSIOTHERAPY SUPPLIES
8811 | 4224150703300 | SPLINT, PRONATION OR SUPINATION, GLOVE UPPER EXTREMITY WITH FULL HOOK-AND-LOOP SIDE OPENING IS EASY TO PUT ON AND LEAVES THE INDEX F INGER, FREE FOR FUNCTIONAL HAND USE, POSITIONS THE THUMB IN ABDUCTION, PROVIDES CONSTANT LOW-LEVEL STRETCH IN PRONATION OR SUPINATION. NEOPRENE CAN BE TRIMMED FOR A MORE CUSTOM FIT. SIZE: LEFT X-SMALL | REHABILITATION,PHYSIOTHERAPY SUPPLIES
8812 | 4224150703400 | SPLINT, PRONATION OR SUPINATION, GLOVE UPPER EXTREMITY WITH FULL HOOK-AND-LOOP SIDE OPENING IS EASY TO PUT ON AND LEAVES THE INDEX F INGER, FREE FOR FUNCTIONAL HAND USE, POSITIONS THE THUMB IN ABDUCTION, PROVIDES CONSTANT LOW-LEVEL STRETCH IN PRONATION OR SUPINATION. NEOPRENE CAN BE TRIMMED FOR A MORE CUSTOM FIT. SIZE: RIGHT, SMALL | REHABILITATION,PHYSIOTHERAPY SUPPLIES
8813 | 4224150703500 | SPLINT, PRONATION OR SUPINATION, GLOVE UPPER EXTREMITY WITH FULL HOOK-AND-LOOP SIDE OPENING IS EASY TO PUT ON AND LEAVES THE INDEX F INGER, FREE FOR FUNCTIONAL HAND USE, POSITIONS THE THUMB IN ABDUCTION, PROVIDES CONSTANT LOW-LEVEL STRETCH IN PRONATION OR SUPINATION. NEOPRENE CAN BE TRIMMED FOR A MORE CUSTOM FIT. SIZE: LEFT, SMALL | REHABILITATION,PHYSIOTHERAPY SUPPLIES
8814 | 4224150703600 | SPLINT, PRONATION OR SUPINATION, GLOVE UPPER EXTREMITY WITH FULL HOOK-AND-LOOP SIDE OPENING IS EASY TO PUT ON AND LEAVES THE INDEX F INGER, FREE FOR FUNCTIONAL HAND USE, POSITIONS THE THUMB IN ABDUCTION, PROVIDES CONSTANT LOW-LEVEL STRETCH IN PRONATION OR SUPINATION. NEOPRENE CAN BE TRIMMED FOR A MORE CUSTOM FIT. SIZE: RIGHT, MEDIUM | REHABILITATION,PHYSIOTHERAPY SUPPLIES
8815 | 4224150703700 | SPLINT, PRONATION OR SUPINATION, GLOVE UPPER EXTREMITY WITH FULL HOOK-AND-LOOP SIDE OPENING IS EASY TO PUT ON AND LEAVES THE INDEX F INGER, FREE FOR FUNCTIONAL HAND USE, POSITIONS THE THUMB IN ABDUCTION, PROVIDES CONSTANT LOW-LEVEL STRETCH IN PRONATION OR SUPINATION. NEOPRENE CAN BE TRIMMED FOR A MORE CUSTOM FIT. SIZE: LEFT, MEDIUM | REHABILITATION,PHYSIOTHERAPY SUPPLIES
8816 | 4224150703800 | SPLINT, PRONATION OR SUPINATION, GLOVE UPPER EXTREMITY WITH FULL HOOK-AND-LOOP SIDE OPENING IS EASY TO PUT ON AND LEAVES THE INDEX F INGER, FREE FOR FUNCTIONAL HAND USE, POSITIONS THE THUMB IN ABDUCTION, PROVIDES CONSTANT LOW-LEVEL STRETCH IN PRONATION OR SUPINATION. NEOPRENE CAN BE TRIMMED FOR A MORE CUSTOM FIT. SIZE: RIGHT, LARGE | REHABILITATION,PHYSIOTHERAPY SUPPLIES
8817 | 4224150703900 | SPLINT, PRONATION OR SUPINATION, GLOVE UPPER EXTREMITY WITH FULL HOOK-AND-LOOP SIDE OPENING IS EASY TO PUT ON AND LEAVES THE INDEX F INGER, FREE FOR FUNCTIONAL HAND USE, POSITIONS THE THUMB IN ABDUCTION, PROVIDES CONSTANT LOW-LEVEL STRETCH IN PRONATION OR SUPINATION. NEOPRENE CAN BE TRIMMED FOR A MORE CUSTOM FIT. SIZE: LEFT, LARGE | REHABILITATION,PHYSIOTHERAPY SUPPLIES
8818 | 4224150704000 | SPLINT, PRONATION OR SUPINATION, GLOVE UPPER EXTREMITY WITH FULL HOOK-AND-LOOP SIDE OPENING IS EASY TO PUT ON AND LEAVES THE INDEX F INGER, FREE FOR FUNCTIONAL HAND USE, POSITIONS THE THUMB IN ABDUCTION, PROVIDES CONSTANT LOW-LEVEL STRETCH IN PRONATION OR SUPINATION. NEOPRENE CAN BE TRIMMED FOR A MORE CUSTOM FIT. SIZE: RIGHT, X-LARGE | REHABILITATION,PHYSIOTHERAPY SUPPLIES
8819 | 4224150704100 | SPLINT, PRONATION OR SUPINATION, GLOVE UPPER EXTREMITY WITH FULL HOOK-AND-LOOP SIDE OPENING IS EASY TO PUT ON AND LEAVES THE INDEX F INGER, FREE FOR FUNCTIONAL HAND USE, POSITIONS THE THUMB IN ABDUCTION, PROVIDES CONSTANT LOW-LEVEL STRETCH IN PRONATION OR SUPINATION. NEOPRENE CAN BE TRIMMED FOR A MORE CUSTOM FIT. SIZE: LEFT, X-LARGE | REHABILITATION,PHYSIOTHERAPY SUPPLIES
8820 | 4224150704700 | SPLINT, ULNAR POLYCENTRIC HINGED DEVIATION, RESTORES METACARPOPHALANGEAL (MP) JOINT ALIGNMENT, PALM FREE AND THE JOINT ALLOWS FULL FLEXION AND EXTENSION, PADDED FINGER STAYS ARE MALLEABLE FOR EASE OF APPLICATION AND TO PROVIDE OPTIMAL ALIGNMENT, SIZE: SMALL, ASSORTED SIDE | REHABILITATION,PHYSIOTHERAPY SUPPLIES
8821 | 4224150704800 | SPLINT, ULNAR POLYCENTRIC HINGED DEVIATION, RESTORES METACARPOPHALANGEAL (MP) JOINT ALIGNMENT, PALM FREE AND THE JOINT ALLOWS FULL FLEXION AND EXTENSION, PADDED FINGER STAYS ARE MALLEABLE FOR EASE OF APPLICATION AND TO PROVIDE OPTIMAL ALIGNMENT, SIZE: MEDIUM, ASSORTED SIDE | REHABILITATION,PHYSIOTHERAPY SUPPLIES
8822 | 4224150704900 | SPLINT ULNAR POLYCENTRIC HINGED DEVIATION RESTORES METACARPOPHALANGEAL (MP) JOINT ALIGNMENT PALM FREE AND THE JOINT ALLOWS FULL FLEXION AND EXTENSION PADDED FINGER STAYS ARE MALLEABLE FOR EASE OF APPLICATION AND TO PROVIDE OPTIMAL ALIGNMENT SIZE: LARGE ASSORTED SIDE.. | SUPPLEMENTARY REHAB,PHYSIOTHERAPY SUPPL.
8823 | 4224150705800 | SPLINT WRIST DYNAMIC SPLINT THERMOPLASTIC MATERIAL SPLINT IS IN DORSAL SIDE THE SPLINT INCLUDES 2 DURABLE HINGE SIZE SMALL.. | SUPPLEMENTARY REHAB,PHYSIOTHERAPY SUPPL.
8824 | 4224150705900 | SPLINT WRIST DYNAMIC SPLINT THERMOPLASTIC MATERIAL SPLINT IS IN DORSAL SIDE THE SPLINT INCLUDES 2 DURABLE HINGE SIZE MEDIUM.. | SUPPLEMENTARY REHAB,PHYSIOTHERAPY SUPPL.
8825 | 4224150706000 | SPLINT WRIST DYNAMIC SPLINT THERMOPLASTIC MATERIAL SPLINT IS IN DORSAL SIDE THE SPLINT INCLUDES 2 DURABLE HINGE SIZE LARGE.. | SUPPLEMENTARY REHAB,PHYSIOTHERAPY SUPPL.
8826 | 4224150707100 | SPLINTING ACCESSORIES WRIST EXTENSION COIL SPRING TWO TYPES SUPPLIED COILED (LEFT OR RIGHT) TORQUE FORCE WHEN TIGHTENED OVER AN ANGLE OF 1300:5000 GRAM/CM.. | SUPPLEMENTARY REHAB,PHYSIOTHERAPY SUPPL.
8827 | 4224150707300 | SPLINT, FUNCTIONAL WRIST-HAND ORTHOSIS MALLEABLE, ALUMINUM WITH SOFT LINER AND STRAPS, ALLOWS DIFFERENT POSITIONING OF FINGERS, HAND, AND WRIST, LARGE, RIGHT | REHABILITATION,PHYSIOTHERAPY SUPPLIES
8828 | 4224150707400 | SPLINT, FUNCTIONAL WRIST-HAND ORTHOSIS MALLEABLE, ALUMINUM WITH SOFT LINER AND STRAPS, ALLOWS DIFFERENT POSITIONING OF FINGERS, HAND, THUMB AND WRIST, ASSORTED SIDE AND SIZE | REHABILITATION,PHYSIOTHERAPY SUPPLIES
8829 | 4224150707500 | SPLINT, FROG FINGER SPLINT, MALLEABLE ALUMINUM SPLINT FOR IMMOBILIZATION OF FINGER, FOAM PADDING, MAINTAIN THE DIP JOINT IN HYPEREXTENSION, ASSORTED SIZE | REHABILITATION,PHYSIOTHERAPY SUPPLIES
8830 | 4224150708000 | DENIS BROWNE KIT, BILATERAL FOOT ORTHOSIS, WITH ADJUSTABLE CONNECTING BAR AND MOBILE FOOT PLATES TO CONTROL FOOT ROTATION, WITH STRAIGHT LAST BOOT, FULL GRAIN COW/CALF SOFT LEATHER UPPER, SOFT PADDING AROUND HEEL CUFFS, FULL GRAIN COW LEATHER INSOLE, REMOVABLE AND ADAPTABLE SOLE-UNIT, REMOVABLE CORK INLAY, SOFT TONGUE, FOOT LENGTH 21.0 – 21.9 CM, (SIZE 11) | PROSTHETICS & ORTHOSIS SUPPLIES
8831 | 4224150708100 | DENIS BROWNE KIT, BILATERAL FOOT ORTHOSIS, WITH ADJUSTABLE CONNECTING BAR AND MOBILE FOOT PLATES TO CONTROL FOOT ROTATION, WITH STRAIGHT LAST BOOT, FULL GRAIN COW/CALF SOFT LEATHER UPPER, SOFT PADDING AROUND HEEL CUFFS, FULL GRAIN COW LEATHER INSOLE, REMOVABLE AND ADAPTABLE SOLE-UNIT, REMOVABLE CORK INLAY, SOFT TONGUE, FOOT LENGTH 22.5 – 22.9 CM, (SIZE 12) | PROSTHETICS & ORTHOSIS SUPPLIES
8832 | 4224150708200 | DENIS BROWNE KIT, BILATERAL FOOT ORTHOSIS, WITH ADJUSTABLE CONNECTING BAR AND MOBILE FOOT PLATES TO CONTROL FOOT ROTATION, WITH STRAIGHT LAST BOOT, FULL GRAIN COW/CALF SOFT LEATHER UPPER, SOFT PADDING AROUND HEEL CUFFS, FULL GRAIN COW LEATHER INSOLE, REMOVABLE AND ADAPTABLE SOLE-UNIT, REMOVABLE CORK INLAY, SOFT TONGUE, FOOT LENGTH 23.5 – 23.9 CM, (SIZE 13.5) | PROSTHETICS & ORTHOSIS SUPPLIES
8833 | 4224150708300 | DENIS BROWNE KIT, BILATERAL FOOT ORTHOSIS, WITH ADJUSTABLE CONNECTING BAR AND MOBILE FOOT PLATES TO CONTROL FOOT ROTATION, WITH STRAIGHT LAST BOOT, FULL GRAIN COW/CALF SOFT LEATHER UPPER, SOFT PADDING AROUND HEEL CUFFS, FULL GRAIN COW LEATHER INSOLE, REMOVABLE AND ADAPTABLE SOLE-UNIT, REMOVABLE CORK INLAY, SOFT TONGUE, FOOT LENGTH 24.5 – 24.9 CM, (SIZE 14.5) | PROSTHETICS & ORTHOSIS SUPPLIES
8834 | 4224150708400 | DENIS BROWNE KIT, BILATERAL FOOT ORTHOSIS, WITH ADJUSTABLE CONNECTING BAR AND MOBILE FOOT PLATES TO CONTROL FOOT ROTATION, WITH STRAIGHT LAST BOOT, FULL GRAIN COW/CALF SOFT LEATHER UPPER, SOFT PADDING AROUND HEEL CUFFS, FULL GRAIN COW LEATHER INSOLE, REMOVABLE AND ADAPTABLE SOLE-UNIT, REMOVABLE CORK INLAY, SOFT TONGUE, FOOT LENGTH 25.0 – 25.4 CM, (SIZE 15.5) | PROSTHETICS & ORTHOSIS SUPPLIES
8835 | 4224150708500 | DENIS BROWNE KIT, BILATERAL FOOT ORTHOSIS, WITH ADJUSTABLE CONNECTING BAR AND MOBILE FOOT PLATES TO CONTROL FOOT ROTATION, WITH STRAIGHT LAST BOOT, FULL GRAIN COW/CALF SOFT LEATHER UPPER, SOFT PADDING AROUND HEEL CUFFS, FULL GRAIN COW LEATHER INSOLE, REMOVABLE AND ADAPTABLE SOLE-UNIT, REMOVABLE CORK INLAY, SOFT TONGUE, FOOT LENGTH 26.0 – 26.4 CM, (SIZE 16) | PROSTHETICS & ORTHOSIS SUPPLIES
8836 | 4224150708600 | DENIS BROWNE KIT, BILATERAL FOOT ORTHOSIS, WITH ADJUSTABLE CONNECTING BAR AND MOBILE FOOT PLATES TO CONTROL FOOT ROTATION, WITH STRAIGHT LAST BOOT, FULL GRAIN COW/CALF SOFT LEATHER UPPER, SOFT PADDING AROUND HEEL CUFFS, FULL GRAIN COW LEATHER INSOLE, REMOVABLE AND ADAPTABLE SOLE-UNIT, REMOVABLE CORK INLAY, SOFT TONGUE, FOOT LENGTH 26.5 – 26.9 CM, (SIZE 17) | PROSTHETICS & ORTHOSIS SUPPLIES
8837 | 4224150708700 | DENIS BROWNE KIT, BILATERAL FOOT ORTHOSIS, WITH ADJUSTABLE CONNECTING BAR AND MOBILE FOOT PLATES TO CONTROL FOOT ROTATION, WITH STRAIGHT LAST BOOT, FULL GRAIN COW/CALF SOFT LEATHER UPPER, SOFT PADDING AROUND HEEL CUFFS, FULL GRAIN COW LEATHER INSOLE, REMOVABLE AND ADAPTABLE SOLE-UNIT, REMOVABLE CORK INLAY, SOFT TONGUE, FOOT LENGTH 27.0 – 27.4 CM, (SIZE 17.5) | PROSTHETICS & ORTHOSIS SUPPLIES
8838 | 4224150708800 | DENIS BROWNE KIT, BILATERAL FOOT ORTHOSIS, WITH ADJUSTABLE CONNECTING BAR AND MOBILE FOOT PLATES TO CONTROL FOOT ROTATION, WITH STRAIGHT LAST BOOT, FULL GRAIN COW/CALF SOFT LEATHER UPPER, SOFT PADDING AROUND HEEL CUFFS, FULL GRAIN COW LEATHER INSOLE, REMOVABLE AND ADAPTABLE SOLE-UNIT, REMOVABLE CORK INLAY, SOFT TONGUE, FOOT LENGTH 27.5 – 27.9 CM, (SIZE 18) | PROSTHETICS & ORTHOSIS SUPPLIES
8839 | 4224150708900 | DENIS BROWNE KIT, BILATERAL FOOT ORTHOSIS, WITH ADJUSTABLE CONNECTING BAR AND MOBILE FOOT PLATES TO CONTROL FOOT ROTATION, WITH STRAIGHT LAST BOOT, FULL GRAIN COW/CALF SOFT LEATHER UPPER, SOFT PADDING AROUND HEEL CUFFS, FULL GRAIN COW LEATHER INSOLE, REMOVABLE AND ADAPTABLE SOLE-UNIT, REMOVABLE CORK INLAY, SOFT TONGUE, FOOT LENGTH, 29.0 – 29.4 CM, (SIZE 19.5) | PROSTHETICS & ORTHOSIS SUPPLIES
8840 | 4224150709000 | DENIS BROWNE KIT, BILATERAL FOOT ORTHOSIS, WITH ADJUSTABLE CONNECTING BAR AND MOBILE FOOT PLATES TO CONTROL FOOT ROTATION, WITH STRAIGHT LAST BOOT, FULL GRAIN COW/CALF SOFT LEATHER UPPER, SOFT PADDING AROUND HEEL CUFFS, FULL GRAIN COW LEATHER INSOLE, REMOVABLE AND ADAPTABLE SOLE-UNIT, REMOVABLE CORK INLAY, SOFT TONGUE, FOOT LENGTH, 30.0 –30.5 CM, (SIZE 20) | PROSTHETICS & ORTHOSIS SUPPLIES
8841 | 4224150709100 | DENIS BROWNE KIT, BILATERAL FOOT ORTHOSIS, WITH ADJUSTABLE CONNECTING BAR AND MOBILE FOOT PLATES TO CONTROL FOOT ROTATION, WITH STRAIGHT LAST BOOT, FULL GRAIN COW/CALF SOFT LEATHER UPPER, SOFT PADDING AROUND HEEL CUFFS, FULL GRAIN COW LEATHER INSOLE, REMOVABLE AND ADAPTABLE SOLE-UNIT, REMOVABLE CORK INLAY, SOFT TONGUE, FOOT LENGTH 28.5 – 28.9 CM, (SIZE 18.5) | PROSTHETICS & ORTHOSIS SUPPLIES
8842 | 4224150710200 | SPLINT WRIST WRAP FOR TFCC TEAR TWO COMPRESSION SOFT COMFORTABLE STRAPS WITH EXTRA LONG STRAP PROVIDE STABLE AND RELIABLE SUPPORT FOR THE WRIST PROVIDES TARGETED STABILIZATION FIT RIGHT AND LEFT UNIVERSAL SIZE.. | SUPPLEMENTARY REHAB,PHYSIOTHERAPY SUPPL.
8843 | 4224150712000 | AIR SPLINTS , SPLINTS MADE FROM DOUBLE LAYER OF WASHABLE TRANSPARENT PVC SHEETING WITH PLASTIC ZIPPER CLOSURE MEASUREMENT X-RAY TRANSPARENT IS EASY TO APPLY AND REMOVE IT HAS A PUSH-PULL VALVE FOR HASSLE-FREE INFLATION 2 X INFLATION TUBES WITH INLET TAPS, HIGH-FREQUENCY HEAT WELDED SEAMS LATEX-FREEING ASSORTED SIZE FROM LONG ARMS, SHORT ARM, HALF ARM ELBOW HAND AND WRIST LONGER LEG AND FOOT DIFFERENT SIZES PEDIATRIC TO ADULT SIZED | REHABILITATION,PHYSIOTHERAPY SUPPLIES
8844 | 4224150712100 | SPLINT, DYNAMIC HAND SPLINT (SAEBOSTRETCH OR EQUIVALENT) FOR INDIVIDUALS SUFFERING FROM NEUROLOGICAL INJURIES. THE SPLINT HELPS TO PREVENT JOINT DAMAGE WHILE IMPROVING AND MAINTAINING RANGE OF MOTION. IT HAS A DYNAMIC HAND PIECE THAT ALLOWS THE FINGERS TO MOVE THROUGH FLEXION CAUSED BY POSTURAL CHANGES, IT INCLUDES THREE DIFFERENT HAND PIECES THAT OFFER VARIOUS GRADES OF RESISTANCE. SIZE LARGE, LEFT | REHABILITATION,PHYSIOTHERAPY SUPPLIES
8845 | 4224150712200 | SPLINT, DYNAMIC HAND SPLINT (SAEBOSTRETCH OR EQUIVALENT) FOR INDIVIDUALS SUFFERING FROM NEUROLOGICAL INJURIES. THE SPLINT HELPS TO PREVENT JOINT DAMAGE WHILE IMPROVING AND MAINTAINING RANGE OF MOTION. IT HAS A DYNAMIC HAND PIECE THAT ALLOWS THE FINGERS TO MOVE THROUGH FLEXION CAUSED BY POSTURAL CHANGES, IT INCLUDES THREE DIFFERENT HAND PIECES THAT OFFER VARIOUS GRADES OF RESISTANCE. SIZE LARGE, RIGHT | REHABILITATION,PHYSIOTHERAPY SUPPLIES
8846 | 4224150712300 | SPLINT, DYNAMIC HAND SPLINT (SAEBOSTRETCH OR EQUIVALENT) FOR INDIVIDUALS SUFFERING FROM NEUROLOGICAL INJURIES. THE SPLINT HELPS TO PREVENT JOINT DAMAGE WHILE IMPROVING AND MAINTAINING RANGE OF MOTION. IT HAS A DYNAMIC HAND PIECE THAT ALLOWS THE FINGERS TO MOVE THROUGH FLEXION CAUSED BY POSTURAL CHANGES, IT INCLUDES THREE DIFFERENT HAND PIECES THAT OFFER VARIOUS GRADES OF RESISTANCE. SIZE MEDIUM, LEFT | REHABILITATION,PHYSIOTHERAPY SUPPLIES
8847 | 4224150712400 | SPLINT, DYNAMIC HAND SPLINT (SAEBOSTRETCH OR EQUIVALENT) FOR INDIVIDUALS SUFFERING FROM NEUROLOGICAL INJURIES. THE SPLINT HELPS TO PREVENT JOINT DAMAGE WHILE IMPROVING AND MAINTAINING RANGE OF MOTION. IT HAS A DYNAMIC HAND PIECE THAT ALLOWS THE FINGERS TO MOVE THROUGH FLEXION CAUSED BY POSTURAL CHANGES, IT INCLUDES THREE DIFFERENT HAND PIECES THAT OFFER VARIOUS GRADES OF RESISTANCE. SIZE MEDIUM, RIGHT | REHABILITATION,PHYSIOTHERAPY SUPPLIES
8848 | 4224150712500 | SPLINT, DYNAMIC HAND SPLINT (SAEBOSTRETCH OR EQUIVALENT) FOR INDIVIDUALS SUFFERING FROM NEUROLOGICAL INJURIES. THE SPLINT HELPS TO PREVENT JOINT DAMAGE WHILE IMPROVING AND MAINTAINING RANGE OF MOTION. IT HAS A DYNAMIC HAND PIECE THAT ALLOWS THE FINGERS TO MOVE THROUGH FLEXION CAUSED BY POSTURAL CHANGES, IT INCLUDES THREE DIFFERENT HAND PIECES THAT OFFER VARIOUS GRADES OF RESISTANCE. SIZE SMALL, RIGHT | REHABILITATION,PHYSIOTHERAPY SUPPLIES
8849 | 4224150712600 | SPLINT, DYNAMIC HAND SPLINT(SAEBOSTRETCH OR EQUIVALENT) FOR INDIVIDUALS SUFFERING FROM NEUROLOGICAL INJURIES. THE SPLINT HELPS TO PREVENT JOINT DAMAGE WHILE IMPROVING AND MAINTAINING RANGE OF MOTION. IT HAS A DYNAMIC HAND PIECE THAT ALLOWS THE FINGERS TO MOVE THROUGH FLEXION CAUSED BY POSTURAL CHANGES, IT INCLUDES THREE DIFFERENT HAND PIECES THAT OFFER VARIOUS GRADES OF RESISTANCE. SIZE SMALL, LEFT | REHABILITATION,PHYSIOTHERAPY SUPPLIES
8850 | 4224150713100 | SPLINT FOR ELBOW OR KNEE INFANT/PEDIATRIC MULTIPURPOSE SOFT SPLINTS RESTRICT ELBOW AND KNEE MOVEMENT (POSEY/FREEDOM OR EQUIVALENT) A = DJUSTABLE HOOK AND LOOP CLOSURE SPLINTS ARE FILLED WITH POLYESTER BEADS FOR A SOFT WAY TO POSITION A LIMB LENGTH 28 CM (-+ 1) LIMB CIRCUMFERENCE 7 - 30 CM (-+ 3).. | SUPPLEMENTARY REHAB,PHYSIOTHERAPY SUPPL.
8851 | 4224150713200 | SPLINT FOR ELBOW OR KNEE ADULT MULTIPURPOSE SOFT SPLINTS RESTRICT ELBOW AND KNEE MOVEMENT (POSEY/FREEDOM OR EQUIVALENT) ADJUSTABLE HOOK AND LOOP CLOSURE SPLINTS ARE FILLED WITH POLYESTER BEADS FOR A SOFT WAY TO POSITION A LIMB LENGTH 28 CM (-+ 1) LIMB CIRCUMFERENCE 7 - 35 CM (-+ 3).. | SUPPLEMENTARY REHAB,PHYSIOTHERAPY SUPPL.
8852 | 4224150713300 | SPLINT FOR ELBOW OR KNEE ADULT MULTIPURPOSE SOFT SPLINTS RESTRICT ELBOW AND KNEE MOVEMENT (POSEY/FREEDOM OR EQUIVALENT) ADJUSTABLE HOOK AND LOOP CLOSURE SPLINTS ARE FILLED WITH POLYESTER BEADS FOR A SOFT WAY TO POSITION A LIMB LENGTH 33 CM (-+ 1) LIMB CIRCUMFERENCE 15 - 43 CM (-+ 3).. | SUPPLEMENTARY REHAB,PHYSIOTHERAPY SUPPL.
8853 | 4224150713400 | SPLINT FOR ELBOW OR KNEE ADULT MULTIPURPOSE SOFT SPLINTS RESTRICT ELBOW AND KNEE MOVEMENT (POSEY/FREEDOM OR EQUIVALENT) ADJUSTABLE HOOK AND LOOP CLOSURE SPLINTS ARE FILLED WITH POLYESTER BEADS FOR A SOFT WAY TO POSITION A LIMB LENGTH 35 CM (-+ 1) LIMB CIRCUMFERENCE 20 - 53 CM (-+ 3).. | SUPPLEMENTARY REHAB,PHYSIOTHERAPY SUPPL.
8854 | 4224150713700 | SPLINT FOR ELBOW OR KNEE INFANT/PEDIATRIC MULTIPURPOSE SOFT SPLINTS RESTRICT ELBOW AND KNEE MOVEMENT (POSEY/FREEDOM OR EQUIVALENT) A = DJUSTABLE HOOK AND LOOP CLOSURE SPLINTS ARE FILLED WITH POLYESTER BEADS FOR A SOFT WAY TO POSITION A LIMB LENGTH 18 CM (-+ 1) LIMB CIRCUMFERENCE 7 - 25 CM (-+ 3).. | SUPPLEMENTARY REHAB,PHYSIOTHERAPY SUPPL.
8855 | 4224150713800 | SPLINT PIP FINGER FLEXION CONTRACTURES STATIC PROGRESSIVE CORRECTION SPLINT (JOINT JACK OR EQUIVALENT) THE AMOUNT OF PRESSURE CAN BE ADJUSTED WITH TURNING THE SCREW THE SPLINT MADE OF SOFT STEEL CAN BE BENT FOR FITTING THE SPLINT INCLUDES A FELT PAD AND COTTON STRAP FOR ADDITIONAL COMFORT SMALL SIZE.. | SUPPLEMENTARY REHAB,PHYSIOTHERAPY SUPPL.
8856 | 4224150713900 | SPLINT PIP FINGER FLEXION CONTRACTURES STATIC PROGRESSIVE CORRECTION SPLINT (JOINT JACK OR EQUIVALENT) THE AMOUNT OF PRESSURE CAN BE ADJUSTED WITH TURNING THE SCREW THE SPLINT MADE OF SOFT STEEL CAN BE BENT FOR FITTING. THE SPLINT INCLUDES A FELT PAD AND COTTON STRAP FOR ADDITIONAL COMFORT LARGE SIZE.. | SUPPLEMENTARY REHAB,PHYSIOTHERAPY SUPPL.
8857 | 4224150714000 | SPLINT PIP FINGER FLEXION CONTRACTURES STATIC PROGRESSIVE CORRECTION SPLINT (JOINT JACK OR EQUIVALENT) THE AMOUNT OF PRESSURE CAN BE ADJUSTED WITH TURNING THE SCREW THE SPLINT MADE OF SOFT STEEL CAN BE BENT FOR FITTING. THE SPLINT INCLUDES A FELT PAD AND COTTON STRAP FOR ADDITIONAL COMFORT MEDIUM SIZE.. | SUPPLEMENTARY REHAB,PHYSIOTHERAPY SUPPL.
8858 | 4224150714100 | SPLINT PIP FINGER FLEXION CONTRACTURES STATIC PROGRESSIVE CORRECTION SPLINT (JOINT JACK OR EQUIVALENT) THE AMOUNT OF PRESSURE CAN BE ADJUSTED WITH TURNING THE SCREW THE SPLINT MADE OF SOFT STEEL CAN BE BENT FOR FITTING. THE SPLINT INCLUDES A FELT PAD AND COTTON STRAP FOR ADDITIONAL COMFORT X-LARGE SIZE.. | SUPPLEMENTARY REHAB,PHYSIOTHERAPY SUPPL.
8859 | 4224150715200 | SPLINT WRIST WRAP PADDED NON-ELASTIC COUNTERFORCE STRAP AND SOFT SILICONE RING THAT FITS AROUND THE ULNAR HEAD WITH SOFT COMFORTABLE BREATHABLE FABRIC (BULLSEYE WRIST BAND OR EQUIVALENT) HOLDS THE WRIST STABLE TO LIMIT ROTATION AND DOES NOT INTERFERE WITH WRIST EXTENSION OR FLEXION RANGE OF MOTION FIT RIGHT AND LEFT LARGE/X-LARGE WRIST CIRCUMFERENCE 18-22CM... | SUPPLEMENTARY REHAB,PHYSIOTHERAPY SUPPL.
8860 | 4224150715300 | SPLINT WRIST WRAP PADDED NON-ELASTIC COUNTERFORCE STRAP AND SOFT SILICONE RING THAT FITS AROUND THE ULNAR HEAD WITH SOFT COMFORTABLE BREATHABLE FABRIC (BULLSEYE WRIST BAND OR EQUIVALENT) HOLDS THE WRIST STABLE TO LIMIT ROTATION AND DOES NOT INTERFERE WITH WRIST EXTENSION OR FLEXION RANGE OF MOTION FIT RIGHT AND LEFT SMALL/MEDIUM WRIST CIRCUMFERENCE 14-18CM.. | SUPPLEMENTARY REHAB,PHYSIOTHERAPY SUPPL.
8861 | 4224150715400 | SPLINT WRIST WRAP PADDED NON-ELASTIC COUNTERFORCE STRAP AND SOFT SILICONE RING THAT FITS AROUND THE ULNAR HEAD WITH SOFT COMFORTABLE BREATHABLE FABRIC (BULLSEYE WRIST BAND OR EQUIVALENT) HOLDS THE WRIST STABLE TO LIMIT ROTATION AND DOES NOT INTERFERE WITH WRIST EXTENSION OR FLEXION RANGE OF MOTION FIT RIGHT AND LEFT X-SMALL WRIST CIRCUMFERENCE 10-14CM.. | SUPPLEMENTARY REHAB,PHYSIOTHERAPY SUPPL.
8862 | 4224150901100 | ANKLE FOOT ORTHOSIS (AFO), RIGID, POLYPROPYLENE, 4 MM, FULL FOOT ANATOMICAL DESIGN, PADDING IN CALF AREA, ASSISTS DORSIFLEXION IN THE FOOT, SIZE 35 - 37, LEFT | PROSTHETICS & ORTHOSIS SUPPLIES
8863 | 4224150901200 | ANKLE FOOT ORTHOSIS (AFO), RIGID, POLYPROPYLENE, 4 MM, FULL FOOT ANATOMICAL DESIGN, PADDING IN CALF AREA, ASSISTS DORSIFLEXION IN THE FOOT, SIZE 37 - 39, LEFT | PROSTHETICS & ORTHOSIS SUPPLIES
8864 | 4224150901300 | ANKLE FOOT ORTHOSIS (AFO), RIGID, POLYPROPYLENE, 4 MM, FULL FOOT ANATOMICAL DESIGN, PADDING IN CALF AREA, ASSISTS DORSIFLEXION IN THE FOOT, SIZE 37 - 39, RIGHT | PROSTHETICS & ORTHOSIS SUPPLIES
8865 | 4224150902000 | LIMITER, MOTION CONTROL, VARIABLE PLANTAR FLEXION, STOP WITH SOME DAMPING CONSTRUCTED OF STAINLESS STEEL AND URETHANE, EASY TO FABRICATE PLANTARFLEXION STOP MOTION LIMITING | PROSTHETICS & ORTHOSIS SUPPLIES
8866 | 4224150902300 | THERMOPLASTIC SHEET, SOFT FOR FABRICATING FLEXIBLE INNER PROSTHETIC SOCKETS IN LOWER LIMB PROSTHETICS, HIGH FLEXIBILITY, HIGH SURFACE QUALITY, CAN BE SUBSEQUENTLY THERMOFORMED, COMFORTABLE TO WEAR, WASHABLE, LENGTH 400 MM, WIDTH 400 MM, THICKNESS 12 MM APPROXIMATELY. | PROSTHETICS & ORTHOSIS SUPPLIES
8867 | 4224150902900 | SPLINTING MATERIAL THERMOPLASTIC MATERIAL IN ROLL COMFORTABLE AND BREATHABLE HIGH STRETCHING LOW MEMORY STICK LENGTH 3M THICKNESS 3.0MM WIDTH 15CM BLUE.. | SUPPLEMENTARY REHAB,PHYSIOTHERAPY SUPPL.
8868 | 4224150903000 | SPLINTING MATERIAL THERMOPLASTIC MATERIAL IN ROLL COMFORTABLE AND BREATHABLE HIGH STRETCHING LOW MEMORY STICK LENGTH 3M THICKNESS 3.0MM WIDTH 15CM BLACK.. | SUPPLEMENTARY REHAB,PHYSIOTHERAPY SUPPL.
8869 | 4224150903100 | SPLINTING MATERIAL THERMOPLASTIC MATERIAL IN ROLL COMFORTABLE AND BREATHABLE HIGH STRETCHING LOW MEMORY STICK LENGTH 3M THICKNESS 3.0MM WIDTH 15CM ORANGE.. | SUPPLEMENTARY REHAB,PHYSIOTHERAPY SUPPL.
8870 | 4224150903200 | SPLINTING MATERIAL THERMOPLASTIC MATERIAL IN ROLL COMFORTABLE AND BREATHABLE HIGH STRETCHING LOW MEMORY STICK LENGTH 3M THICKNESS 3.0MM WIDTH 30CM BLUE.. | SUPPLEMENTARY REHAB,PHYSIOTHERAPY SUPPL.
8871 | 4224151001500 | SPLINTING MATERIAL, THERMOPLASTIC SHEET, MODERATE STRETCHING, LOW MEMORY, RIGID, NON STICK, 1% PERFORATED APPROXIMATELY, THICKNESS 2.4 MM SIZE 60 X 90 CM APPROXIMATELY, WHITE OR BEIGE | REHABILITATION,PHYSIOTHERAPY SUPPLIES
8872 | 4224151001700 | PADDING SHEET, POLYETHYLENE FOAM, BLACK, VERY RIGID, SIZE: 10 X 560 X 750 MM APPROXIMATELY | PROSTHETICS & ORTHOSIS SUPPLIES
8873 | 4224151002100 | PADDING SHEET, POLYETHYLENE FOAM, BLACK, RIGID DENSITY, NON - PERFORATED, SIZE: 46 X 71 X 1 CM, APPROXIMATELY | PROSTHETICS & ORTHOSIS SUPPLIES
8874 | 4224151002200 | POLYETHYLENE SHEET, SIZE 2000 MM X 1000 MM, THICKNESS 3 MM, WHITE, APPROXIMATELY | PROSTHETICS & ORTHOSIS SUPPLIES
8875 | 4224151002300 | POLYETHYLENE SHEET, SIZE 2000 MM X 1000 MM, THICKNESS 4 MM, WHITE, APPROXIMATELY | PROSTHETICS & ORTHOSIS SUPPLIES
8876 | 4224151002400 | POLYETHYLENE SHEET, FLEXIBLE, 1000 MM X 500 MM, 1 MM THICK, NATURAL, APPROXIMATELY | PROSTHETICS & ORTHOSIS SUPPLIES
8877 | 4224151002500 | POLYETHYLENE SHEET, FLEXIBLE, 1000 MM X 500 MM, 2 MM THICK, NATURAL, APPROXIMATELY | PROSTHETICS & ORTHOSIS SUPPLIES
8878 | 4224151002600 | POLYFORM SHEET, 2 MM THICK, SKIN COLOR, SIZE: 1 M X 1 M APPROXIMATELY | PROSTHETICS & ORTHOSIS SUPPLIES
8879 | 4224151002800 | POLYFORM SHEET, 5 MM THICK, SKIN COLOR, SIZE: 1 M X 1 M APPROXIMATELY | PROSTHETICS & ORTHOSIS SUPPLIES
8880 | 4224151002900 | POLYFORM SHEET, 6 MM THICK, SKIN COLOR, SIZE: 1 M X 1 M APPROXIMATELY | PROSTHETICS & ORTHOSIS SUPPLIES
8881 | 4224151004600 | SPLINT, ANTISPASTICITY HAND SPLINT, THERMOPLASTIC RIGID MATERIAL, GROOVE FOR FINGERS, STRAP TO REST THE HAND ON THE SPLINT, INDIVIDUAL STRAP FOR EACH FINGER, LEFT, ASSORTED SIZES | REHABILITATION,PHYSIOTHERAPY SUPPLIES
8882 | 4224151005100 | SPLINT, ANTISPASTICITY HAND SPLINT, THERMOPLASTIC RIGID MATERIAL, GROOVE FOR FINGERS, STRAP TO REST THE HAND ON THE SPLINT, INDIVIDUAL STRAP FOR EACH FINGER, RIGHT, ASSORTED SIZES | REHABILITATION,PHYSIOTHERAPY SUPPLIES
8883 | 4224151006100 | SPLINT, FINGER DYNAMIC SPLINT, THERMOPLASTIC MATERIAL, SPLINT IS IN DORSAL SIDE, THE SPLINT INCLUDES FIVE RUBBER BANDS LEFT, SIZE LARGE | REHABILITATION,PHYSIOTHERAPY SUPPLIES
8884 | 4224151006200 | SPLINT, FINGER DYNAMIC SPLINT, THERMOPLASTIC MATERIAL, SPLINT IS IN DORSAL SIDE, THE SPLINT INCLUDES FIVE RUBBER BANDS LEFT, SIZE MEDIUM | REHABILITATION,PHYSIOTHERAPY SUPPLIES
8885 | 4224151006300 | SPLINT, FINGER DYNAMIC SPLINT, THERMOPLASTIC MATERIAL, SPLINT IS IN DORSAL SIDE, THE SPLINT INCLUDES FIVE RUBBER BANDS LEFT, SIZE SMALL | REHABILITATION,PHYSIOTHERAPY SUPPLIES
8886 | 4224151006400 | SPLINT, FINGER DYNAMIC SPLINT, THERMOPLASTIC MATERIAL, SPLINT IS IN DORSAL SIDE, THE SPLINT INCLUDES FIVE RUBBER BANDS RIGHT, SIZE LARGE | REHABILITATION,PHYSIOTHERAPY SUPPLIES
8887 | 4224151006500 | SPLINT, FINGER DYNAMIC SPLINT, THERMOPLASTIC MATERIAL, SPLINT IS IN DORSAL SIDE, THE SPLINT INCLUDES FIVE RUBBER BANDS RIGHT, SIZE MEDIUM | REHABILITATION,PHYSIOTHERAPY SUPPLIES
8888 | 4224151006600 | SPLINT, FINGER DYNAMIC SPLINT, THERMOPLASTIC MATERIAL, SPLINT IS IN DORSAL SIDE, THE SPLINT INCLUDES FIVE RUBBER BANDS RIGHT, SIZE SMALL | REHABILITATION,PHYSIOTHERAPY SUPPLIES
8889 | 4224151006800 | FLEXURE JOINT, FOR AFO, ALLOWS LIMITED MOVEMENT, SIZE LARGE | PROSTHETICS & ORTHOSIS SUPPLIES
8890 | 4224151006900 | FLEXURE JOINT, FOR AFO, ALLOWS LIMITED MOVEMENT, SIZE MEDIUM | PROSTHETICS & ORTHOSIS SUPPLIES
8891 | 4224151007000 | FLEXURE JOINT, FOR AFO, ALLOWS LIMITED MOVEMENT, SIZE SMALL | PROSTHETICS & ORTHOSIS SUPPLIES
8892 | 4224151007100 | THERMOFORMING SHEETS, STREIFLEX COLOR, ELASTIC, THICKNESS 2 MM, GOLDEN, SIZE 1.115 X 900 MM APPROXIMATELY | PROSTHETICS & ORTHOSIS SUPPLIES
8893 | 4224151007200 | THERMOFORMING SHEETS, STREIFLEX COLOR, ELASTIC, THICKNESS 2 MM, TRANSPARENT, SIZE 1.115 X 900 MM APPROXIMATELY | PROSTHETICS & ORTHOSIS SUPPLIES
8894 | 4224151007300 | THERMOFORMING SHEETS, STREIFLEX COLOR, ELASTIC, THICKNESS 4 MM, SILVER, SIZE 1.115 X 900 MM APPROXIMATELY | PROSTHETICS & ORTHOSIS SUPPLIES
8895 | 4224151007400 | THERMOFORMING SHEETS, STREIFLEX COLOR, ELASTIC, THICKNESS 4 MM, NEON GREEN, SIZE 1.115 X 900 MM APPROXIMATELY | PROSTHETICS & ORTHOSIS SUPPLIES
8896 | 4224151007500 | THERMOFORMING SHEETS, STREIFLEX COLOR, ELASTIC, THICKNESS 4 MM, LIGHT BLUE, SIZE 1.115 X 900 MM APPROXIMATELY | PROSTHETICS & ORTHOSIS SUPPLIES
8897 | 4224151007600 | THERMOPLASTIC SHEET, CLEAR, (ANTIBACTERIAL), FOR THE FABRICATION OF SELF - SUPPORTING CHECK SOCKETS, SHEET, LENGTH 400 MM, WIDTH 400 MM, THICKNESS 8 MM APPROXIMATELY | PROSTHETICS & ORTHOSIS SUPPLIES
8898 | 4224151007700 | POLYETHYLENE SHEET, SIZE 2000 MM X 1000 MM, THICKNESS 2 MM, WHITE, APPROXIMATELY | PROSTHETICS & ORTHOSIS SUPPLIES
8899 | 4224151007800 | PADDING SHEET, POLYETHYLENE FOAM, CAUCASIAN COLOR, 1000 X 1000, 2 MM THICKNESS, APPROXIMATELY | PROSTHETICS & ORTHOSIS SUPPLIES
8900 | 4224151007900 | PADDING SHEET, POLYETHYLENE FOAM, CAUCASIAN COLOR, 1000 X 1000, 3 MM THICKNESS, APPROXIMATELY | PROSTHETICS & ORTHOSIS SUPPLIES
8901 | 4224151008000 | PADDING SHEET, POLYETHYLENE FOAM, CAUCASIAN COLOR, 1000 X 1000, 4 MM THICKNESS, APPROXIMATELY | PROSTHETICS & ORTHOSIS SUPPLIES
8902 | 4224151008200 | PADDING SHEET, POLYETHYLENE FOAM, CAUCASIAN COLOR, 1000 X 1000, 6 MM THICKNESS, APPROXIMATELY | PROSTHETICS & ORTHOSIS SUPPLIES
8903 | 4224151008300 | THERMOPLASTIC MATERIAL, HOMOGENEOUS, HIGH DENSITY POLYETHYLENE, WITH HIGH RIGIDITY, WORKING TEMPERATURE, 165 DEGREES, CAUCASIAN COLOR, 2000 X 1000 X 2 MM, APPROXIMATELY | PROSTHETICS & ORTHOSIS SUPPLIES
8904 | 4224151008500 | SPLINTING MATERIAL, THERMOPLASTIC SHEET, MODERATE STRETCHING, HIGH MEMORY, NON STICK, 1% PERFORATED APPROXIMATELY, THICKNESS 3.2 MM SIZE 60 X 90 CM APPROXIMATELY, WHITE OR BEIGE | REHABILITATION,PHYSIOTHERAPY SUPPLIES
8905 | 4224151008600 | PADDING SHEET, POLYETHYLENE FOAM, WHITE, SIZE: 150 MM X 100 MM X 3 MM APPROXIMATELY | PROSTHETICS & ORTHOSIS SUPPLIES
8906 | 4224151008700 | ELASTIC THERMO - FORMING SHEET, STREIFYFLEX COLOR, NEON YELLOW, THICKNESS 2 MM, SIZE: 1.115 X 900 MM APPROXIMATELY | PROSTHETICS & ORTHOSIS SUPPLIES
8907 | 4224151008800 | THERMOPLASTIC SHEET, POLYPROPYLENE COPOLYMER, POSSIBLE, APPLICATIONS, ANKLE - FOOT - ORTHOSIS, KNEE - ANKLE - FOOT - ORTHOSIS, FOS, TLSOS, LENGTH, 2000 MM, WIDTH, 1000 MM, THICKNESS, 2 MM APPROXIMATELY | PROSTHETICS & ORTHOSIS SUPPLIES
8908 | 4224151008900 | THERMOPLASTIC SHEET, POLYPROPYLENE COPOLYMER, POSSIBLE, APPLICATIONS, ANKLE - FOOT - ORTHOSIS, KNEE - ANKLE - FOOT - ORTHOSIS, FOS, TLSOS, LENGTH, 2000 MM, WIDTH, 1000 MM, THICKNESS, 3 MM APPROXIMATELY | PROSTHETICS & ORTHOSIS SUPPLIES
8909 | 4224151009000 | THERMOPLASTIC SHEET, POLYPROPYLENE COPOLYMER, POSSIBLE, APPLICATIONS, ANKLE - FOOT - ORTHOSIS, KNEE - ANKLE - FOOT - ORTHOSIS, FOS, TLSOS, LENGTH 2000 MM, WIDTH, 1000 MM, THICKNESS, 4 MM APPROXIMATELY | PROSTHETICS & ORTHOSIS SUPPLIES
8910 | 4224151009200 | SPLINTING MATERIAL THERMOPLASTIC SHEET HIGH STRETCHING HIGH MEMORY HIGH DRAPING NON STICK NON PERFORATED THICKNESS 1.6 MM SIZE 45 X 60 CM APPROXIMATELY WHITE OR BEIGE.. | SUPPLEMENTARY REHAB,PHYSIOTHERAPY SUPPL.
8911 | 4224151009300 | SPLINTING MATERIAL THERMOPLASTIC SHEET HIGH STRETCHING HIGH MEMORY NON STICK NON PERFORATED THICKNESS 2.2 MM SIZE 45 X 60 CM APPROXIMATELY BEIGE.. | SUPPLEMENTARY REHAB,PHYSIOTHERAPY SUPPL.
8912 | 4224151009400 | SPLINTING MATERIAL, THERMOPLASTIC SHEET, HIGH STRETCHING, HIGH MEMORY, NON STICK, NON PERFORATED, THICKNESS 3.2 MM SIZE 60 X 90 CM A PPROXIMATELY, WHITE OR BEIGE | REHABILITATION,PHYSIOTHERAPY SUPPLIES
8913 | 4224151009500 | SPLINTING MATERIAL THERMOPLASTIC SHEET LOW STRETCHING LOW MEMORY NON STICK SOFT NON PERFORATED THICKNESS 3.2 MM SIZE 60 X 90 CM APPROXIMATELY WHITE OR BEIGE.. | SUPPLEMENTARY REHAB,PHYSIOTHERAPY SUPPL.
8914 | 4224151010100 | SPLINTING MATERIAL, THERMOPLASTIC SHEET, LOW STRETCHING, LOW MEMORY, STICK, RIGID, NON PERFORATED, THICKNESS 2.4 MM SIZE 45 X 60 CM APPROXIMATELY | REHABILITATION,PHYSIOTHERAPY SUPPLIES
8915 | 4224151010200 | SPLINTING MATERIAL, THERMOPLASTIC SHEET, LOW STRETCHING, LOW MEMORY, STICK, RIGID, 19% PERFORATED, THICKNESS 2.4 MM SIZE 45 X 60 CM APPROXIMATELY | REHABILITATION,PHYSIOTHERAPY SUPPLIES
8916 | 4224151010300 | SPLINTING MATERIAL, THERMOPLASTIC SHEET, LOW STRETCHING, LOW MEMORY, STICK, RIGID, NON PERFORATED, THICKNESS 3.2 MM SIZE 45 X 60 CM APPROXIMATELY | REHABILITATION,PHYSIOTHERAPY SUPPLIES
8917 | 4224151010400 | SPLINTING MATERIAL, THERMOPLASTIC SHEET, LOW STRETCHING, LOW MEMORY, STICK, RIGID, 1% PERFORATED, THICKNESS 3.2 MM SIZE 45 X 60 CM A PPROXIMATELY, WHITE OR BEIGE | REHABILITATION,PHYSIOTHERAPY SUPPLIES
8918 | 4224151010500 | SPLINTING ACCESSORIES, STRIPS, PRE-CUT, NON-STICK, SMOOTH EDGES CUT, THICKNESS 3.4MM, SIZE: 45 X 2 CM, BLUE | SUPPLEMENTARY REHAB,PHYSIOTHERAPY SUPPL.
8919 | 4224151010600 | SPLINTING ACCESSORIES, STRIPS, PRE-CUT, NON-STICK, THICKNESS 2.0 MM, SIZE: 45 X 0.5 CM, GOLD AND SILVER | SUPPLEMENTARY REHAB,PHYSIOTHERAPY SUPPL.
8920 | 4224151010700 | SPLINTING MATERIAL, THERMOPLASTIC SHEET, LOW STRETCHING, HIGH MEMORY, STICK, NON PERFORATED APPROXIMATELY, THICKNESS 1.6MM SIZE 30 X 45 CM APPROXIMATELY, WHITE OR BEIGE | REHABILITATION,PHYSIOTHERAPY SUPPLIES
8921 | 4224151010800 | SPLINTING MATERIAL, THERMOPLASTIC SHEET, MODERATE STRETCHING, MODERATE DRAPING, MODERATE MEMORY, STICK, RIGID, 1% PERFORATED APPROXIMATELY, THICKNESS 3.2 MM SIZE 60 X 90 CM APPROXIMATELY, WHITE | REHABILITATION,PHYSIOTHERAPY SUPPLIES
8922 | 4224151010900 | SPLINTING MATERIAL THERMOPLASTIC SHEET MODERATE STRETCHING HIGH MEMORY STICK RIGID NON PERFORATED THICKNESS 3.2 MM SIZE 45 X 60 CM A = PPROXIMATELY 4 SHEETS/CASE.. | SUPPLEMENTARY REHAB,PHYSIOTHERAPY SUPPL.
8923 | 4224151011100 | SPLINTING MATERIAL THERMOPLASTIC SHEET LOW STRETCHING LOW DRAPING LOW MEMORY RIGID NON PERFORATED THICKNESS 3.2 MM SIZE 60 X 90 CM A = PPROXIMATELY WHITE.. | SUPPLEMENTARY REHAB,PHYSIOTHERAPY SUPPL.
8924 | 4224151011600 | SPLINTING MATERIAL, THERMOPLASTIC SHEET, LOW STRETCHING, HIGH MEMORY, NON STICK, NON PERFORATED, THICKNESS 3.2 MM SIZE 45 X 60 CM AP PROXIMATELY, WHITE OR BEIGE | REHABILITATION,PHYSIOTHERAPY SUPPLIES
8925 | 4224151011700 | SPLINTING MATERIAL, THERMOPLASTIC SHEET, LOW STRETCHING, HIGH MEMORY, NON STICK, NON PERFORATED, THICKNESS 1.6 MM SIZE 45 X 60 CM AP PROXIMATELY, WHITE OR BEIGE | REHABILITATION,PHYSIOTHERAPY SUPPLIES
8926 | 4224151011800 | SPLINTING MATERIAL, THERMOPLASTIC SHEET, LOW STRETCHING, HIGH MEMORY, NON STICK, 13% PERFORATED APPROXIMATELY, THICKNESS 1.6 MM SIZE 45 X 60 CM APPROXIMATELY, WHITE OR BEIGE | REHABILITATION,PHYSIOTHERAPY SUPPLIES
8927 | 4224151011900 | SPLINTING MATERIAL, THERMOPLASTIC SHEET, MODERATE STRETCHING, HIGH MEMORY, NON STICK, 19% PERFORATED APPROXIMATELY, THICKNESS 1.6 MM SIZE 45 X 60 CM APPROXIMATELY, WHITE OR BEIGE | REHABILITATION,PHYSIOTHERAPY SUPPLIES
8928 | 4224151012000 | SPLINTING MATERIAL, THERMOPLASTIC SHEET, MODERATE STRETCHING, HIGH MEMORY, NON STICK, 19% PERFORATED APPROXIMATELY, THICKNESS 2.4 MM SIZE 45 X 60 CM APPROXIMATELY, WHITE OR BEIGE | REHABILITATION,PHYSIOTHERAPY SUPPLIES
8929 | 4224151012100 | SPLINTING MATERIAL, THERMOPLASTIC SHEET, MODERATE STRETCHING, HIGH MEMORY, NON STICK, NON PERFORATED, THICKNESS 2.4 MM SIZE 45 X 60 CM APPROXIMATELY, WHITE OR BEIGE | REHABILITATION,PHYSIOTHERAPY SUPPLIES
8930 | 4224151012200 | SPLINTING MATERIAL, THERMOPLASTIC SHEET, MODERATE STRETCHING, HIGH MEMORY, NON STICK, 38% PERFORATED APPROXIMATELY, THICKNESS 2.4 MM SIZE 45 X 60 CM APPROXIMATELY, WHITE OR BEIGE | REHABILITATION,PHYSIOTHERAPY SUPPLIES
8931 | 4224151012300 | SPLINTING MATERIAL, THERMOPLASTIC SHEET, MODERATE STRETCHING, HIGH MEMORY, NON STICK, 19% PERFORATED APPROXIMATELY, THICKNESS 3.2 MM SIZE 45 X 60 CM APPROXIMATELY, WHITE OR BEIGE | REHABILITATION,PHYSIOTHERAPY SUPPLIES
8932 | 4224151012600 | SPLINTING MATERIAL, THERMOPLASTIC SHEET, MODERATE STRETCHING, HIGH MEMORY, NON STICK, 19% PERFORATED APPROXIMATELY, THICKNESS 2.4 MM SIZE 45 X 60 CM APPROXIMATELY, PURPLE | REHABILITATION,PHYSIOTHERAPY SUPPLIES
8933 | 4224151013200 | SPLINTING MATERIAL, THERMOPLASTIC SHEET, LOW STRETCHING, LOW MEMORY, STICK, RIGID, 1% PERFORATED APPROXIMATELY, THICKNESS 1.6 MM SIZE 30 X 45 CM APPROXIMATELY, WHITE | REHABILITATION,PHYSIOTHERAPY SUPPLIES
8934 | 4224151013300 | SPLINTING MATERIAL, THERMOPLASTIC SHEET, LOW STRETCHING, LOW MEMORY, STICK, RIGID, NON PERFORATED, THICKNESS 1.6 MM SIZE 30 X 45 CM APPROXIMATELY, WHITE OR BEIGE | REHABILITATION,PHYSIOTHERAPY SUPPLIES
8935 | 4224151013400 | SPLINTING MATERIAL, THERMOPLASTIC SHEET, LOW STRETCHING, LOW MEMORY, LOW DRAPING, RIGID, STICK, NON PERFORATED, THICKNESS 3.2 MM SIZE 45 X 60 CM APPROXIMATELY, WHITE OR BEIGE | REHABILITATION,PHYSIOTHERAPY SUPPLIES
8936 | 4224151013500 | SPLINTING MATERIAL, THERMOPLASTIC SHEET, MODERATE DRAPING, HIGH MEMORY, STICK, RIGID, 1% PERFORATED APPROXIMATELY, THICKNESS 3.2 MM SIZE 45 X 60 CM APPROXIMATELY, WHITE | REHABILITATION,PHYSIOTHERAPY SUPPLIES
8937 | 4224151013700 | SPLINTING MATERIAL THERMOPLASTIC SHEET HIGH STRETCHING HIGH MEMORY NON STICK 38% PERFORATED APPROXIMATELY THICKNESS 2.0 MM SIZE 45 X 60 CM APPROXIMATELY ATOMIC BLUE.. | SUPPLEMENTARY REHAB,PHYSIOTHERAPY SUPPL.
8938 | 4224151013800 | SPLINTING MATERIAL THERMOPLASTIC SHEET HIGH STRETCHING HIGH MEMORY NON STICK 38% PERFORATED APPROXIMATELY THICKNESS 2.0 MM SIZE 45 X 60 CM APPROXIMATELY GOLD.. | SUPPLEMENTARY REHAB,PHYSIOTHERAPY SUPPL.
8939 | 4224151013900 | SPLINTING MATERIAL THERMOPLASTIC SHEET HIGH STRETCHING HIGH MEMORY NON STICK 38% PERFORATED APPROXIMATELY THICKNESS 2.0 MM SIZE 45 X 60 CM APPROXIMATELY BRIGHT PINK.. | SUPPLEMENTARY REHAB,PHYSIOTHERAPY SUPPL.
8940 | 4224151014000 | SPLINTING MATERIAL THERMOPLASTIC SHEET HIGH STRETCHING HIGH MEMORY NON STICK 38% PERFORATED APPROXIMATELY THICKNESS 2.0 MM SIZE 45 X 60 CM APPROXIMATELY OCEAN BLUE.. | SUPPLEMENTARY REHAB,PHYSIOTHERAPY SUPPL.
8941 | 4224151014200 | SPLINTING MATERIAL THERMOPLASTIC SHEET HIGH STRETCHING HIGH MEMORY HIGH DRAPING RIGID NON PERFORATED THICKNESS 3.2 MM SIZE 45 X 60 CM APPROXIMATELY WHITE OR BEIGE.. | SUPPLEMENTARY REHAB,PHYSIOTHERAPY SUPPL.
8942 | 4224151014300 | SPLINTING MATERIAL THERMOPLASTIC SHEET HIGH STRETCHING HIGH MEMORY HIGH DRAPING RIGID 1% PERFORATED APPROXIMATELY THICKNESS 3.2 MM SIZE 45 X 60 CM APPROXIMATELY WHITE OR BEIGE.. | SUPPLEMENTARY REHAB,PHYSIOTHERAPY SUPPL.
8943 | 4224151014400 | SPLINTING MATERIAL, THERMOPLASTIC SHEET, LOW STRETCHING, MODERATE MEMORY, LOW DRAPING, NON STICK, RIGID, NON PERFORATED, THICKNESS 3.0 MM SIZE 60 X 90 CM APPROXIMATELY | SUPPLEMENTARY REHAB,PHYSIOTHERAPY SUPPL.
8944 | 4224151014500 | SPLINTING MATERIAL, THERMOPLASTIC SHEET, LOW STRETCHING, MODERATE MEMORY, LOW DRAPING, NON STICK, RIGID, MACRO PERFORATED APPROXIMATELY, THICKNESS 3.0 MM SIZE 60 X 90 CM APPROXIMATELY | SUPPLEMENTARY REHAB,PHYSIOTHERAPY SUPPL.
8945 | 4224151014600 | SPLINTING MATERIAL, THERMOPLASTIC SHEET, HIGH STRETCHING, MODERATE MEMORY, NON STICK, 38% PERFORATED APPROXIMATELY, THICKNESS 2.4 MM SIZE 45 X 60 CM APPROXIMATELY | REHABILITATION,PHYSIOTHERAPY SUPPLIES
8946 | 4224151014800 | CAP FOR THERMOFORMABLE ANKLE JOINTS, JOINTS SELF, ALIGN ALONG MEDIAL, LATERAL AXES, HIGH STRENGTH INNER FILAMENT CORE, EASY TO FABRICATE, DURABLE, MEDIAL/LATERAL CONTROL MOTION LIMITING | PROSTHETICS & ORTHOSIS SUPPLIES
8947 | 4224151014900 | PADDING SHEET, POLYETHYLENE FOAM, CAUCASIAN COLOR, 1000 X 1000 X 8 MM THICKNESS, APPROXIMATELY | PROSTHETICS & ORTHOSIS SUPPLIES
8948 | 4224151015000 | PEDILIN OR EQUIVALENT, PERFORATED, H3, CAUCASIAN COLOR, 1000 X 1000 X 3 MM THICKNESS, APPROXIMATELY | PROSTHETICS & ORTHOSIS SUPPLIES
8949 | 4224151015100 | PEDILIN OR EQUIVALENT, PERFORATED, H4, CAUCASIAN COLOR, 1000 X 1000 X 4 MM THICKNESS, APPROXIMATELY | PROSTHETICS & ORTHOSIS SUPPLIES
8950 | 4224151015200 | PEDILIN OR EQUIVALENT, PERFORATED, H5, CAUCASIAN COLOR, 1000 X 1000 X 5 MM THICKNESS, APPROXIMATELY | PROSTHETICS & ORTHOSIS SUPPLIES
8951 | 4224151015300 | PEDILIN OR EQUIVALENT, PERFORATED, H6, CAUCASIAN COLOR, 1000 X 1000 X 6 MM THICKNESS, APPROXIMATELY | PROSTHETICS & ORTHOSIS SUPPLIES
8952 | 4224151015400 | THERMOPLASTIC SHEET, POLYETHYLENE, LENGTH 2000 MM APPROXIMATELY WIDTH 1000 MM APPROXIMATELY THICKNESS 3 MM | PROSTHETICS & ORTHOSIS SUPPLIES
8953 | 4224151015500 | THERMOPLASTIC SHEET, POLYETHYLENE, LENGTH 2000 MM APPROXIMATELY WIDTH 1000 APPROXIMATELY MM THICKNESS 6 MM | PROSTHETICS & ORTHOSIS SUPPLIES
8954 | 4224151015600 | THERMOPLASTIC SHEET, ANTIBACTERIAL, POLYETHYLENE TEREPHTHALATE GLYCOL (PETG), LENGTH 400 MM APPROXIMATELY WIDTH 400 MM APPROXIMATELY THICKNESS 3 MM | PROSTHETICS & ORTHOSIS SUPPLIES
8955 | 4224151015700 | THERMOPLASTIC SHEET, ANTIBACTERIAL, POLYETHYLENE TEREPHTHALATE GLYCOL (PETG), LENGTH 400 MM APPROXIMATELY WIDTH 400 MM APPROXIMATELY THICKNESS 5 MM | PROSTHETICS & ORTHOSIS SUPPLIES
8956 | 4224151015800 | THERMOPLASTIC SHEET, ANTIBACTERIAL, POLYPROPYLENE, LENGTH 2000 MM APPROXIMATELY WIDTH 1000 MM APPROXIMATELY THICKNESS 4 MM | PROSTHETICS & ORTHOSIS SUPPLIES
8957 | 4224151015900 | THERMOPLASTIC SHEET, ANTIBACTERIAL OR EQUIVALENT, POLYPROPYLENE, LENGTH 2000 MM APPROXIMATELY WIDTH 1000 MM APPROXIMATELY THICKNESS 5 MM | PROSTHETICS & ORTHOSIS SUPPLIES
8958 | 4224151016000 | THERMOPLASTIC SHEET, ANTIBACTERIAL, POLYPROPYLENE HOMOPOLYMER, LENGTH 2000 MM APPROXIMATELY WIDTH 1000 MM APPROXIMATELY THICKNESS 6 MM | PROSTHETICS & ORTHOSIS SUPPLIES
8959 | 4224151016100 | SPLINTING MATERIAL, THERMOPLASTIC SHEET, MODERATE STRETCHING, HIGH MEMORY, NON STICK, 38% PERFORATED APPROXIMATELY, THICKNESS 3.2 MM SIZE 45 X 60 CM APPROXIMATELY | REHABILITATION,PHYSIOTHERAPY SUPPLIES
8960 | 4224151016800 | SPLINTING MATERIAL THERMOPLASTIC MATERIAL IN ROLL COMFORTABLE AND BREATHABLE HIGH STRETCHING LOW MEMORY STICK LENGTH 3M THICKNESS 1.8MM WIDTH 3CM BLUE.. | SUPPLEMENTARY REHAB,PHYSIOTHERAPY SUPPL.
8961 | 4224151016900 | SPLINTING MATERIAL THERMOPLASTIC MATERIAL IN ROLL COMFORTABLE AND BREATHABLE HIGH STRETCHING LOW MEMORY STICK LENGTH 3M THICKNESS 1.8MM WIDTH 3CM BLACK.. | SUPPLEMENTARY REHAB,PHYSIOTHERAPY SUPPL.
8962 | 4224151017000 | SPLINTING MATERIAL THERMOPLASTIC MATERIAL IN ROLL COMFORTABLE AND BREATHABLE HIGH STRETCHING LOW MEMORY STICK LENGTH 3M THICKNESS 1.8MM WIDTH 6CM BLUE.. | SUPPLEMENTARY REHAB,PHYSIOTHERAPY SUPPL.
8963 | 4224151017100 | SPLINTING MATERIAL THERMOPLASTIC MATERIAL IN ROLL COMFORTABLE AND BREATHABLE HIGH STRETCHING LOW MEMORY STICK LENGTH 3M THICKNESS 3.0MM WIDTH 6CM BLUE.. | SUPPLEMENTARY REHAB,PHYSIOTHERAPY SUPPL.
8964 | 4224151017200 | SPLINTING MATERIAL THERMOPLASTIC MATERIAL IN ROLL COMFORTABLE AND BREATHABLE HIGH STRETCHING LOW MEMORY STICK LENGTH 3M THICKNESS 1.8MM WIDTH 6CM BLACK.. | SUPPLEMENTARY REHAB,PHYSIOTHERAPY SUPPL.
8965 | 4224151017300 | SPLINTING MATERIAL THERMOPLASTIC MATERIAL IN ROLL COMFORTABLE AND BREATHABLE HIGH STRETCHING LOW MEMORY STICK LENGTH 3M THICKNESS 3.0MM WIDTH 6CM BLACK.. | SUPPLEMENTARY REHAB,PHYSIOTHERAPY SUPPL.
8966 | 4224151017400 | SPLINTING MATERIAL THERMOPLASTIC MATERIAL IN ROLL COMFORTABLE AND BREATHABLE HIGH STRETCHING LOW MEMORY STICK LENGTH 3M THICKNESS 1.8MM WIDTH 6CM ORANGE.. | SUPPLEMENTARY REHAB,PHYSIOTHERAPY SUPPL.
8967 | 4224151017500 | SPLINTING MATERIAL THERMOPLASTIC MATERIAL IN ROLL COMFORTABLE AND BREATHABLE HIGH STRETCHING LOW MEMORY STICK LENGTH 3M THICKNESS 3.0MM WIDTH 6CM ORANGE.. | SUPPLEMENTARY REHAB,PHYSIOTHERAPY SUPPL.
8968 | 4224151020300 | THERMOPLASTIC SHEET, CLEAR FOR THE FABRICATION OF SELF-SUPPORTING CHECK SOCKETS, SHEET, TRANSPARENCY OF THE CHECK SOCKET TO FACILITATES PRECISE VERIFICATION OF THE FIT AND SKIN, LENGTH 400 MM, WIDTH 400 MM, THICKNESS 10 MM APPROXIMATELY | PROSTHETICS & ORTHOSIS SUPPLIES
8969 | 4224151020400 | THERMOPLASTIC SHEET, CLEAR FOR THE FABRICATION OF SELF-SUPPORTING CHECK SOCKETS, SHEET, TRANSPARENCY OF THE CHECK SOCKET TO FACILITATES PRECISE VERIFICATION OF THE FIT AND SKIN, LENGTH 400 MM, WIDTH 400 MM, THICKNESS 12 MM APPROXIMATELY | PROSTHETICS & ORTHOSIS SUPPLIES
8970 | 4224151020500 | THERMOPLASTIC SHEET, CLEAR FOR THE FABRICATION OF SELF-SUPPORTING CHECK SOCKETS, SHEET, TRANSPARENCY OF THE CHECK SOCKET TO FACILITATES PRECISE VERIFICATION OF THE FIT AND SKIN, LENGTH 400 MM, WIDTH 400 MM, THICKNESS 15 MM APPROXIMATELY | PROSTHETICS & ORTHOSIS SUPPLIES
8971 | 4224151020600 | THERMOPLASTIC SHEET, CLEAR FOR THE FABRICATION OF SELF-SUPPORTING CHECK SOCKETS, SHEET, TRANSPARENCY OF THE CHECK SOCKET TO FACILITATES PRECISE VERIFICATION OF THE FIT AND SKIN, LENGTH 400 MM, WIDTH 400 MM, THICKNESS 20 MM APPROXIMATELY | PROSTHETICS & ORTHOSIS SUPPLIES
8972 | 4224151020700 | THERMOPLASTIC SHEET, RIGID FOR FABRICATING SELF-SUPPORTING CHECK SOCKETS FOR TT, TF AND HD, WITH GOOD FRACTURE RESISTANCE, HIGH STIFFNESS, HIGH THERMOPLASTIC DIMENSIONAL STABILITY, HIGH RESISTANCE AGAINST THE FORMATION OF STRESS CRACKS, LENGTH 400 MM, WIDTH 400 MM, THICKNESS 8 MM APPROXIMATELY. | PROSTHETICS & ORTHOSIS SUPPLIES
8973 | 4224151020800 | THERMOPLASTIC SHEET, SILVERSHIELD FOR FABRICATING FLEXIBLE INNER SOCKETS IN LOWER LIMB PROSTHETICS, ANTIBACTERIAL EFFECT, VERY HIGH FLEXIBILITY, LENGTH 400 MM, WIDTH 400 MM, THICKNESS 9 MM APPROXIMATELY | PROSTHETICS & ORTHOSIS SUPPLIES
8974 | 4224151020900 | THERMOPLASTIC SHEET, SILVERSHIELD FOR FABRICATING FLEXIBLE INNER SOCKETS IN LOWER LIMB PROSTHETICS, ANTIBACTERIAL EFFECT, VERY HIGH FLEXIBILITY, LENGTH 400 MM, WIDTH 400 MM, THICKNESS 12 MM APPROXIMATELY | PROSTHETICS & ORTHOSIS SUPPLIES
8975 | 4224151021000 | THERMOPLASTIC SHEET, SILVERSHIELD FOR FABRICATING FLEXIBLE INNER SOCKETS IN LOWER LIMB PROSTHETICS, ANTIBACTERIAL EFFECT, VERY HIGH FLEXIBILITY, LENGTH 400 MM, WIDTH 400 MM, THICKNESS 16 MM APPROXIMATELY | PROSTHETICS & ORTHOSIS SUPPLIES
8976 | 4224151021100 | THERMOPLASTIC SHEET, SOFT FOR FABRICATING FLEXIBLE INNER PROSTHETIC SOCKETS IN LOWER LIMB PROSTHETICS, HIGH FLEXIBILITY, HIGH SURFACE QUALITY, CAN BE SUBSEQUENTLY THERMOFORMED, COMFORTABLE TO WEAR, WASHABLE, LENGTH 400 MM, WIDTH 400 MM, THICKNESS 10 MM APPROXIMATELY. | PROSTHETICS & ORTHOSIS SUPPLIES
8977 | 4224151021200 | THERMOPLASTIC SHEET, SOFT FOR FABRICATING FLEXIBLE INNER PROSTHETIC SOCKETS IN LOWER LIMB PROSTHETICS, HIGH FLEXIBILITY, HIGH SURFACE QUALITY, CAN BE SUBSEQUENTLY THERMOFORMED, COMFORTABLE TO WEAR, WASHABLE, LENGTH 400 MM, WIDTH 400 MM, THICKNESS 15 MM APPROXIMATELY. | PROSTHETICS & ORTHOSIS SUPPLIES
8978 | 4224151021300 | THERMOPLASTIC SHEET, SUPRA SOFT, FOR FABRICATING HIGHLY FLEXIBLE SOFT-WALLED INNER SOCKETS FOR THE THIGH, VERY HIGH FLEXIBILITY AND MORE COMFORTABLE SOCKET BRIMS, HIGH SURFACE QUALITY, COMFORTABLE TO WEAR, WASHABLE, LENGTH 400 MM, WIDTH 400 MM, THICKNESS 10 MM APPROXIMATELY. | PROSTHETICS & ORTHOSIS SUPPLIES
8979 | 4224151021400 | THERMOPLASTIC SHEET, SUPRA SOFT, FOR FABRICATING HIGHLY FLEXIBLE SOFT-WALLED INNER SOCKETS FOR THE THIGH, VERY HIGH FLEXIBILITY AND MORE COMFORTABLE SOCKET BRIMS, HIGH SURFACE QUALITY, COMFORTABLE TO WEAR, WASHABLE, LENGTH 400 MM, WIDTH 400 MM, THICKNESS 12 MM APPROXIMATELY. | PROSTHETICS & ORTHOSIS SUPPLIES
8980 | 4224151021500 | THERMOPLASTIC SHEET, SUPRA SOFT, FOR FABRICATING HIGHLY FLEXIBLE SOFT-WALLED INNER SOCKETS FOR THE THIGH, VERY HIGH FLEXIBILITY AND MORE COMFORTABLE SOCKET BRIMS, HIGH SURFACE QUALITY, COMFORTABLE TO WEAR, WASHABLE, LENGTH 400 MM, WIDTH 400 MM, THICKNESS 15 MM APPROXIMATELY. | PROSTHETICS & ORTHOSIS SUPPLIES
8981 | 4224151021600 | THERMOPLASTIC SHEET, SUPRA SOFT WITH SILICONE FOR FABRICATING HIGHLY FLEXIBLE SOFT-WALLED INNER SOCKETS FOR THE THIGH, VERY HIGH FLEXIBILITY, COMFORTABLE SOCKET BRIMS, HIGH SURFACE QUALITY, COMFORTABLE TO WEAR, EASY TO SAND, WASHABLE, LENGTH 400 MM, WIDTH 400 MM, THICKNESS 9 MM APPROXIMATELY. | PROSTHETICS & ORTHOSIS SUPPLIES
8982 | 4224151021700 | THERMOPLASTIC SHEET, SUPRA SOFT WITH SILICONE FOR FABRICATING HIGHLY FLEXIBLE SOFT-WALLED INNER SOCKETS FOR THE THIGH, VERY HIGH FLEXIBILITY, COMFORTABLE SOCKET BRIMS, HIGH SURFACE QUALITY, COMFORTABLE TO WEAR, EASY TO SAND, WASHABLE, LENGTH 400 MM, WIDTH 400 MM, THICKNESS 12 MM APPROXIMATELY. | PROSTHETICS & ORTHOSIS SUPPLIES
8983 | 4224151021800 | THERMOPLASTIC SHEET, CLEAR FOR THE FABRICATION OF SELF-SUPPORTING CHECK SOCKETS, SHEET, TRANSPARENCY OF THE CHECK SOCKET TO FACILITATES PRECISE VERIFICATION OF THE FIT AND SKIN, LENGTH 400 MM, WIDTH 400 MM, THICKNESS 8 MM APPROXIMATELY | PROSTHETICS & ORTHOSIS SUPPLIES
8984 | 4224151021900 | THERMOPLASTIC SHEET, RIGID FOR FABRICATING SELF-SUPPORTING CHECK SOCKETS FOR TT, TF AND HD, WITH GOOD FRACTURE RESISTANCE, HIGH STIFFNESS, HIGH THERMOPLASTIC DIMENSIONAL STABILITY, HIGH RESISTANCE AGAINST THE FORMATION OF STRESS CRACKS, LENGTH 400 MM, WIDTH 400 MM, THICKNESS 10 MM APPROXIMATELY. | PROSTHETICS & ORTHOSIS SUPPLIES
8985 | 4224151022000 | THERMOPLASTIC SHEET, RIGID FOR FABRICATING SELF-SUPPORTING CHECK SOCKETS FOR TT, TF AND HD, WITH GOOD FRACTURE RESISTANCE, HIGH STIFFNESS, HIGH THERMOPLASTIC DIMENSIONAL STABILITY, HIGH RESISTANCE AGAINST THE FORMATION OF STRESS CRACKS, LENGTH 400 MM, WIDTH 400 MM, THICKNESS 12 MM APPROXIMATELY. | PROSTHETICS & ORTHOSIS SUPPLIES
8986 | 4224151022100 | THERMOPLASTIC SHEET, RIGID FOR FABRICATING SELF-SUPPORTING CHECK SOCKETS FOR TT, TF AND HD, WITH GOOD FRACTURE RESISTANCE, HIGH STIFFNESS, HIGH THERMOPLASTIC DIMENSIONAL STABILITY, HIGH RESISTANCE AGAINST THE FORMATION OF STRESS CRACKS, LENGTH 400 MM, WIDTH 400 MM, THICKNESS 15 MM APPROXIMATELY. | PROSTHETICS & ORTHOSIS SUPPLIES
8987 | 4224151100000 | KIT TRACTION KIT SKIN HYPOALLERGENIC NON-ADHESIVE FOR CHILDREN.. | SUPPLEMENTARY GEN.SUPPLIES NURS,BURN
8988 | 4224151100100 | KIT TRACTION KIT SKIN HYPOALLERGENIC NON-ADHESIVE FOR ADULT.. | SUPPLEMENTARY GEN.SUPPLIES NURS,BURN
8989 | 4224151100600 | TRANS-VAGINAL MID-URETHRAL SLING TAPE KIT POLYPROPYLENE MESH 5 MM WITH DELIVERY DEVICE STERILE.. | SUPPLEMENTARY GENERAL CONSUMABLES
8990 | 4224151100700 | KIT TURN OVER AND CLEAN UP.. | SUPPLEMENTARY GEN.SUPPLIES NURS,BURN
8991 | 4224151100800 | KIT VAGINAL EXAMINATION 1 - BOWL RECEIVER 500 ML 10 COTTON WOOL BALLS 1 SANITARY TOWEL 1 PAPER HAND TOWEL 1 SHEET FOLDED 80 X 90 CM 1 OUTER WRAP STERILE.. | SUPPLEMENTARY GENERAL CONSUMABLES
8992 | 4224151101500 | KNIFE NAKAGAWA SERRATED L4.3 INCHES (11.0 CM) DISPOSABLE STERILE.. | SUPPLEMENTARY GENERAL CONSUMABLES
8993 | 4224151101600 | KNIFE SONIC CONTROL SERRATED L4.3 INCHES (11.0 CM) DISPOSABLE STERILE.. | SUPPLEMENTARY GENERAL CONSUMABLES
8994 | 4224151300100 | SPLINTING ACCESSORIES MOBILE SPLINTING CABINET MEASURES 42 INCH L X 24 INCH D X 31 INCH H APPROXIMATELY INCLUDES TWIN-WHEEL LOCKING CASTERS GRAB-BAR FOR EASY MOBILITY AND THREE VERTICAL CUBBY SECTIONS FOR THERMOPLASTIC SHEETS THE CUBBY DOOR HIGHLIGHTS CONCEALED HINGES FOR A CLEAN OUTER LOOK AND IT COMES EQUIPPED WITH A LOCK TO PROTECT THE SPLINTING SHEETS WHEN IN PUBLIC AREAS THE CABINET HAS A TOTAL WEIGHT CAPACITY OF 250 LBS.. | SUPPLEMENTARY REHAB,PHYSIOTHERAPY SUPPL.
8995 | 4224151300200 | CAST MANAGEMENT BOX INCLUDING 3 CAST CUTTERS (SMALL MEDIUM LARGE), 2 CAST SPREADERS (SMALL LARGE), 3 CAST SCISSORS (MEDIUM LARGE), 3 HAND CAST KNIFE, 3 LISTER BANDAGE SCISSORS (SMALL AND LARGE), ORTHOPEDIC | ORTHOPEDIC & SPINAL SUPPLIES
8996 | 4224151800000 | PROSTHETIC KNEE, PNEUMATIC SWING PHASE CONTROL, 4-BAR GEOMETRY, TRANSFEMORAL AND KNEE DISARTICULATION AMPUTEES, STANCE PHASE STABILITY, HIGHER DEGREE OF FLEXION AND EXTENSION, ADJUSTABLE STANCE SETTINGS FOR INDIVIDUAL, SMOOTH AND COMFORTABLE SWING PHASE FOR VARIABLE WALKING SPEEDS, MODERATE TO HIGH IMPACT LEVEL MAX, USER WEIGHT 125KG, K-LEVEL: K2 AND K3. | PROSTHETICS & ORTHOSIS SUPPLIES
8997 | 4224151800100 | TRANSFEMORAL PROSTHESIS, KIT, MODULAR POLYCENTRIC KNEE JOINT, WITH PNEUMATIC SWING PHASE CONTROL, PYRAMID ADAPTER (10 DEGREE INCLINED), WIDE FLEXION ANGLE OF 170 DEGREE AND THE LIGHT WEIGHT, FLEXION AND EXTENSION DAMPING ARE INDIVIDUALLY ADJUSTABLE, INCLINED PYRAMID ADAPTER, ROTATABLE SOCKET ADAPTER WITH PYRAMID RECEIVER, TUBE ADAPTER AND COSMETIC FOAM, MAXIMUM WEIGHT OF THE KNEE JOINT: 795 GRAMS, NOT INCLUDED FOOT, ASSORTED SIZE AND SIDE | PROSTHETICS & ORTHOSIS SUPPLIES
8998 | 4224151800200 | TRANSFEMORAL PROSTHESIS, KIT, MODULAR POLYCENTRIC KNEE JOINT, WITH PNEUMATIC SWING PHASE CONTROL, PYRAMID ADAPTER (10 DEGREE INCLINED) WIDE FLEXION ANGLE OF 170 DEGREE AND THE LIGHT WEIGHT, FLEXION AND EXTENSION DAMPING ARE INDIVIDUALLY ADJUSTABLE, INCLINED PYRAMID ADAPTER, ROTATABLE SOCKET ADAPTER WITH PYRAMID RECEIVER, TUBE ADAPTER AND COSMETIC FOAM, MAXIMUM WEIGHT OF THE KNEE JOINT: 750 GRAMS, NOT INCLUDED FOOT, ASSORTED SIZE AND SIDE | PROSTHETICS & ORTHOSIS SUPPLIES
8999 | 4224151800300 | TRANSFEMORAL PROSTHESIS, KIT, MODULAR POLYCENTRIC KNEE JOINT, WITH PNEUMATIC SWING PHASE CONTROL, PYRAMID ADAPTER (10 DEGREE INCLINED)WIDE FLEXION ANGLE OF 170 DEGREE AND THE LIGHT WEIGHT, FLEXION AND EXTENSION DAMPING ARE INDIVIDUALLY ADJUSTABLE, INCLINED PYRAMID ADAPTER, ROTATABLE SOCKET ADAPTER WITH PYRAMID RECEIVER, TUBE ADAPTER AND COSMETIC FOAM, MAXIMUM WEIGHT OF THE KNEE JOINT: 765 GRAMS, NOT INCLUDED FOOT, ASSORTED SIZE AND SIDE | PROSTHETICS & ORTHOSIS SUPPLIES
9000 | 4224151800400 | TRANSFEMORAL PROSTHESIS, KIT, MODULAR POLYCENTRIC KNEE JOINT, WITH PNEUMATIC SWING PHASE CONTROL, PYRAMID ADAPTER (10 DEGREE INCLINED) WIDE FLEXION ANGLE OF 170 DEGREE AND THE LIGHT WEIGHT, FLEXION AND EXTENSION DAMPING ARE INDIVIDUALLY ADJUSTABLE, INCLINED PYRAMID ADAPTER, ROTATABLE SOCKET ADAPTER WITH PYRAMID RECEIVER, TUBE ADAPTER AND COSMETIC FOAM, MAXIMUM WEIGHT OF THE KNEE JOINT: 770 GRAMS, NOT INCLUDED FOOT, ASSORTED SIZE AND SIDE | PROSTHETICS & ORTHOSIS SUPPLIES
9001 | 4224151800600 | TRANSFEMORAL PROSTHESIS, CARBON FOOT, FOOT SHELL WITH COSMESIS CONNECTION CAP AND FOOT, MODULAR POLYCENTRIC KNEE JOINT ALUMINUM WITH PNEUMATIC SWING PHASE CONTROL, KNEE FLEXION ANGLE 170 DEGREE AND THE LIGHT WEIGHT AND HIGH COMFORT, STANCE PHASE IS SECURED DUE TO THE 4-AXIS JOINT DESIGN, TUBE ADAPTER AND COSMETIC FOAM, KNEE JOINT WEIGHT: UP TO 800 GRAMS APPROXIMATELY, FOR BODY WEIGHT UP TO 100 KG, LAMINATION ANCHOR WITH PYRAMID RECEIVER, ROTATABLE, FOAM COVER, COSMETIC STOCKINGS, SEALING LINER, WITHOUT DISTAL CONNECTION, ANTI-BACTERIAL AND SKIN-FRIENDLY, ASSORTED SIZE AND SIDE | PROSTHETICS & ORTHOSIS SUPPLIES
9002 | 4224151800700 | CUSTOM MADE, TRANSFEMORAL PROSTHESIS, CARBON FOOT, FOOTSHELL WITH COSMESIS CONNECTION CAP AND FOOT, MODULAR POLYCENTRIC KNEE JOINT A LUMINUM WITH PNEUMATIC SWING PHASE CONTROL, KNEE FLEXION ANGLE 170 DEGREE , LIGHTWEIGHT, TUBE ADAPTER AND COSMETIC FOAM, MAXIMUM KNEE JOINT WEIGHT 800 G, FOR BODY WEIGHT 100 KG, LAMINATION ANCHOR WITH PYRAMID RECEIVER, ROTATABLE, COSMETIC STOCKINGS, SEALING LINER, ANTIBACTERIAL AND SKIN-FRIENDLY, (SERVICES) | PROSTHETICS & ORTHOSIS SUPPLIES
9003 | 4224151800800 | TRANSFEMORAL PROSTHESIS KIT WITH MULTIAXIAL FOOT AND PYRAMID, DIVIDED HEEL FOR SMOOTH STANCE-TO-SWING TRANSITION, LIGHTWEIGHT ALUMINUM POLYCENTRIC KNEE JOINT WITH PNEUMATIC SWING PHASE CONTROL AND 170° FLEXION, SECURE STANCE VIA 4-AXIS DESIGN. SUITABLE FOR USERS UP TO 100 KG, KNEE WEIGHT APPROX. 790 G. INCLUDES TUBE ADAPTER, ROTATABLE LAMINATION ANCHOR WITH PYRAMID RECEIVER, SEALING LINER (NO DISTAL CONNECTION), ANTI-BACTERIAL, SKIN-FRIENDLY MATERIAL, FOAM COVER, AND COSMETIC STOCKINGS, ASSORTED SIZE AND SIDE | PROSTHETICS & ORTHOSIS SUPPLIES
9004 | 4224151800900 | CUSTOM MADE, TRANSFEMORAL PROSTHESIS, MULTIAXIAL FOOT WITH PYRAMID, SPLIT HEEL, MODULAR POLYCENTRIC KNEE JOINT ALUMINUM WITH PNEUMATIC SWING PHASE CONTROL, KNEE FLEXION ANGLE 170 DEGREE, LIGHTWEIGHT, TUBE ADAPTER AND COSMETIC FOAM, MAXIMUM KNEE JOINT WEIGHT 800 G, FOR BODY WEIGHT100 KG, LAMINATION ANCHOR WITH PYRAMID RECEIVER, ROTATABLE, COSMETIC STOCKINGS OR EQUIVALENT, SEALING LINER, ANTI-BACTERIAL AND SKIN-FRIENDLY LINER, SIZE AND SIDE WILL BE SPECIFY WHEN ORDERED FOR EACH PATIENT INDIVIDUAL, (SERVICES) | PROSTHETICS & ORTHOSIS SUPPLIES
9005 | 4224152002400 | HOOK AND PILE CLOSURE, WIDTH 30 MM APPROXIMATELY, SALMON (VELCRO OR EQUIVALENT), ROLL 25 METERS APPROXIMATELY | PROSTHETICS & ORTHOSIS SUPPLIES
9006 | 4224152002500 | HOOK AND PILE CLOSURE, WIDTH 30 MM APPROXIMATELY, WHITE (VELCRO OR EQUIVALENT), ROLL 25 METERS APPROXIMATELY | PROSTHETICS & ORTHOSIS SUPPLIES
9007 | 4224152002600 | HOOK AND PILE CLOSURE, W=50 MM APPROXIMATELY, SALMON (VELCRO) ROLL 25 M APPROXIMATELY. | PROSTHETICS & ORTHOSIS SUPPLIES
9008 | 4224152002700 | HOOK AND PILE CLOSURE, WIDTH 50 MM APPROXIMATELY, WHITE (VELCRO OR EQUIVALENT), ROLL 25 METERS APPROXIMATELY | PROSTHETICS & ORTHOSIS SUPPLIES
9009 | 4224152002800 | WEBBING, NON ELASTIC, WIDTH 30 MM APPROXIMATELY, WHITE, ROLL OF 50 METERS APPROXIMATELY | PROSTHETICS & ORTHOSIS SUPPLIES
9010 | 4224152003000 | DOUBLE TUBULAR RIVET (SPEED RIVET), CAP AND LOWER PART CLOSED, IRON NICKEL PLATED, 13 MM X 12 MM APPROXIMATELY | PROSTHETICS & ORTHOSIS SUPPLIES
9011 | 4224152003100 | DOUBLE TUBULAR RIVET (SPEED RIVET), CAP AND LOWER PART CLOSED, IRON NICKEL PLATED, 11 MM X 9 MM APPROXIMATELY | PROSTHETICS & ORTHOSIS SUPPLIES
9012 | 4224152003200 | DOUBLE TUBULAR RIVET (SPEED RIVET), CAP AND LOWER PART CLOSED, IRON NICKEL PLATED, 9 MM X 9 MM APPROXIMATELY | PROSTHETICS & ORTHOSIS SUPPLIES
9013 | 4224152003900 | WEBBING ELASTIC WIDTH 35 MM APPROXIMATELY, GRAY WITH WHITE STRIPES ROLL OF 25 METERS APPROXIMATELY | PROSTHETICS & ORTHOSIS SUPPLIES
9014 | 4224152004000 | WEBBING ELASTIC WIDTH 45 MM APPROXIMATELY, GRAY WITH WHITE STRIPES ROLL OF 25 METERS APPROXIMATELY | PROSTHETICS & ORTHOSIS SUPPLIES
9015 | 4224152004100 | SPLINTING ACCESSORY, STRAP, SELF ADHESIVE, HOOK + LOOP, (VELCRO OR EQUIVALENT) ROLL 25M, 25 MM APPROXIMATELY, WHITE | REHABILITATION,PHYSIOTHERAPY SUPPLIES
9016 | 4224152004200 | WEBBING, NON - ELASTIC, WIDTH 25 MM APPROXIMATELY, WHITE, ROLL OF 50 METERS APPROXIMATELY | PROSTHETICS & ORTHOSIS SUPPLIES
9017 | 4224152004400 | RIVET, HEADER, 3 MM, CHROME VANADIUM STEEL, OCTAGONAL SHAFT, LENGTH 100 MM, APPROXIMATELY | PROSTHETICS & ORTHOSIS SUPPLIES
9018 | 4224152004500 | RIVET, HEADER, 4 MM, CHROME VANADIUM STEEL, OCTAGONAL SHAFT, LENGTH 100 MM, APPROXIMATELY | PROSTHETICS & ORTHOSIS SUPPLIES
9019 | 4224152004600 | WEBBING, ELASTIC, WIDTH 20 MM APPROXIMATELY, BEIGE, WITH WHITE STRIPES, ROLL OF 25 METERS APPROXIMATELY | PROSTHETICS & ORTHOSIS SUPPLIES
9020 | 4224152004700 | WEBBING, ELASTIC, WIDTH 35 MM APPROXIMATELY, BEIGE, WITH WHITE STRIPES, ROLL OF 25 METERS APPROXIMATELY | PROSTHETICS & ORTHOSIS SUPPLIES
9021 | 4224152004800 | WEBBING, ELASTIC, WIDTH 45 MM APPROXIMATELY, BEIGE, WITH WHITE STRIPES, ROLL OF 25 METERS APPROXIMATELY | PROSTHETICS & ORTHOSIS SUPPLIES
9022 | 4224152007100 | SPLINTING ACCESSORIES, SPLINT PAN NETTING, HEAT PAN LINER, PREVENTS MATERIALS FROM ADHERING TO HEAT PAN BOTTOM AND FROM STRETCHING DURING REMOVAL FROM HEAT PAN PLASTIC 20X30 INCH | SUPPLEMENTARY REHAB,PHYSIOTHERAPY SUPPL.
9023 | 4224152007200 | SPLINTING ACCESSORIES, SPLINT PAN NETTING, HEAT PAN LINER, PREVENTS MATERIALS FROM ADHERING TO HEAT PAN BOTTOM AND FROM STRETCHING DURING REMOVAL FROM HEAT PAN PLASTIC 24X30 INCH | SUPPLEMENTARY REHAB,PHYSIOTHERAPY SUPPL.
9024 | 4224152008600 | SPLINTING ACCESSORIES, STRAP, SELF ADHESIVE D-RING FASTENING SYSTEM CUSHION, 2.5X30 CM, NOT STRETCHABLE, (PER PACK) | REHABILITATION,PHYSIOTHERAPY SUPPLIES
9025 | 4224152008800 | SPLINTING ACCESSORIES, STRAP, SELF ADHESIVE D-RING FASTENING SYSTEM CUSHION, 2.5X45 CM, NOT STRETCHABLE, (PER PACK) | REHABILITATION,PHYSIOTHERAPY SUPPLIES
9026 | 4224152009000 | SPLINTING ACCESSORIES, STRAP, SELF ADHESIVE D-RING FASTENING SYSTEM CUSHION, 5X38 CM, NOT STRETCHABLE, (PER PACK) | REHABILITATION,PHYSIOTHERAPY SUPPLIES
9027 | 4224152009100 | SPLINTING ACCESSORIES, STRAP, SELF ADHESIVE D-RING FASTENING SYSTEM CUSHION, 5X45 CM, NOT STRETCHABLE, (PER PACK) | REHABILITATION,PHYSIOTHERAPY SUPPLIES
9028 | 4224152011500 | SPLINTING ACCESSORIES SOFT ELASTIC LOOP 1/16 INCH (1.6MM) THICKNESS 1 INCH X 25 YRD (2.5CM X 23M) BLACK OR TAN COLOR.. | SUPPLEMENTARY REHAB,PHYSIOTHERAPY SUPPL.
9029 | 4224152011600 | SPLINTING ACCESSORIES SOFT ELASTIC LOOP 1/16 INCH (1.6MM) THICKNESS 2 INCH X 25 YRD (5CM X 23M) BLACK OR TAN COLOR.. | SUPPLEMENTARY REHAB,PHYSIOTHERAPY SUPPL.
9030 | 4224152011800 | SPLINTING ACCESSORIES, TURNBUCKLE MADE OF HEAVY-DUTY STEEL SCREWS WITH A RUBBERIZED TURN HANDLE, HELP TO CREATE CUSTOM STATIC PROGRESSIVE WRIST AND ELBOW SPLINTS, USE FOR SOFT TISSUE JOINT CONTRACTURES TO IMPROVE RANGE OF MOTION SERIALLY BY ATTACHING THE TURNBUCKLE, MEDIUM APPROXIMATELY 4-3/4 INCH TO 6-3/4 INCH (12 TO 17CM) | REHABILITATION,PHYSIOTHERAPY SUPPLIES
9031 | 4224152011900 | SPLINTING ACCESSORIES, TURNBUCKLE MADE OF HEAVY-DUTY STEEL SCREWS WITH A RUBBERIZED TURN HANDLE, HELP TO CREATE CUSTOM STATIC PROGRESSIVE WRIST AND ELBOW SPLINTS, USE FOR SOFT TISSUE JOINT CONTRACTURES TO IMPROVE RANGE OF MOTION SERIALLY BY ATTACHING THE TURNBUCKLE, SMALL APPROXIMATELY 4-1/8 INCH TO 6-1/8 INCH (10 TO 16CM) | REHABILITATION,PHYSIOTHERAPY SUPPLIES
9032 | 4224160001300 | SANDING SLEEVES, OUTER DIAMETER 73 MM APPROXIMATELY, LENGTH 200 MM APPROXIMATELY, GRIT 40 | PROSTHETICS & ORTHOSIS SUPPLIES
9033 | 4224160001400 | SANDING SLEEVES, OUTER DIAMETER 73 MM APPROXIMATELY, LENGTH 200 MM APPROXIMATELY, GRIT 60 | PROSTHETICS & ORTHOSIS SUPPLIES
9034 | 4224160001500 | SANDING SLEEVES, OUTER DIAMETER 73 MM APPROXIMATELY, LENGTH 200 MM APPROXIMATELY, GRIT 80 | PROSTHETICS & ORTHOSIS SUPPLIES
9035 | 4224160001600 | POROUS PLASTER, FOR SMOOTH PLASTER CAST, 500 GRAMS APPROXIMATELY | PROSTHETICS & ORTHOSIS SUPPLIES
9036 | 4224160001700 | CONICAL, PLASTIC, DRILL, DIAMETER 14 MM APPROXIMATELY | PROSTHETICS & ORTHOSIS SUPPLIES
9037 | 4224160001800 | CONICAL, SANDING, DRUM, THREAD, 5/8 INCHES, LENGTH 60 MM APPROXIMATELY, DIAMETER 36/22 MM APPROXIMATELY | PROSTHETICS & ORTHOSIS SUPPLIES
9038 | 4224160001900 | CONICAL, SANDING, DRUM, THREAD, M16, LENGTH 60 MM APPROXIMATELY, DIAMETER 36/22 MM APPROXIMATELY | PROSTHETICS & ORTHOSIS SUPPLIES
9039 | 4224160002000 | BLADE, JIG SAW, FOR PLASTICS, LENGTH 50 MM, TEETH 2.0 MM, APPROXIMATELY | PROSTHETICS & ORTHOSIS SUPPLIES
9040 | 4224160002100 | BLADE, JIG SAW, FOR WOOD, LENGTH 75 MM, TEETH 3.0 MM, APPROXIMATELY | PROSTHETICS & ORTHOSIS SUPPLIES
9041 | 4224160002200 | SAND PAPER, WET - DRY, 230 X 280 MM APPROXIMATELY, GRIT 240 | PROSTHETICS & ORTHOSIS SUPPLIES
9042 | 4224160002300 | SPLINTING ACCESSORIES TUBE BENDING TOOL FOR EASY BENDING OF THE STRONG TUBES WITHOUT STRESS ON THE THUMBS.. | SUPPLEMENTARY REHAB,PHYSIOTHERAPY SUPPL.
9043 | 4224160200800 | CASTING RING TONGS HOLDER TYPE ANGULATED STAINLESS STEEL LENGTH 36 - 40 CM.. | SUPPLEMENTARY DENTAL SUPPLIES
9044 | 4224160200900 | CASTING RING HOLDER TYPE STRAIGHT STAINLESS STEEL LENGTH 50 - 55 CM.. | SUPPLEMENTARY DENTAL SUPPLIES
9045 | 4224160201000 | SAW BLADE, FOR ELECTRIC CAST CUTTER, DIAMETER 50 MM, APPROXIMATELY | PROSTHETICS & ORTHOSIS SUPPLIES
9046 | 4224160201100 | SAW BLADE, FOR ELECTRIC CAST CUTTER, DIAMETER 65 MM, APPROXIMATELY | PROSTHETICS & ORTHOSIS SUPPLIES
9047 | 4224160201200 | ASSISTIVE TOOLS, REPLACEMENT BLADES, OF UTILITY KNIVES | REHABILITATION,PHYSIOTHERAPY SUPPLIES
9048 | 4224160201300 | BLADE, CAST, CUTTER, SEGMENT SAW BLADE, COMPATIBLE WITH HOSPITAL DEVICE | PROSTHETICS & ORTHOSIS SUPPLIES
9049 | 4224170000500 | PREFABRICATED KAFO LIGHTWEIGHT FEATURING DOUBLE UPRIGHT RANGE OF MOTION KNEE JOINT FOR SAGITTAL PLANE CONTROL. INCLUDES SINGLE POSTERIOR UPRIGHT FOR SIMPLIFIED FITTING ADJUSTABLE MEDIAL/LATERAL FEMORAL AND TIBIAL PANELS AND TELESCOPING THIGH AND CALF SECTIONS FOR OPTIMAL ALIGNMENT AND COMFORT LARGE LEFT. | SUPPLEMENTARY PROSTHET,ORTHOSIS SUPPLIES
9050 | 4224170000600 | PREFABRICATED KAFO LIGHTWEIGHT FEATURING DOUBLE UPRIGHT RANGE OF MOTION KNEE JOINT FOR SAGITTAL PLANE CONTROL. INCLUDES SINGLE POSTERIOR UPRIGHT FOR SIMPLIFIED FITTING ADJUSTABLE MEDIAL/LATERAL FEMORAL AND TIBIAL PANELS AND TELESCOPING THIGH AND CALF SECTIONS FOR OPTIMAL ALIGNMENT AND COMFORT LARGE RIGHT. | SUPPLEMENTARY PROSTHET,ORTHOSIS SUPPLIES
9051 | 4224170000700 | PREFABRICATED KAFO LIGHTWEIGHT FEATURING DOUBLE UPRIGHT RANGE OF MOTION KNEE JOINT FOR SAGITTAL PLANE CONTROL. INCLUDES SINGLE POSTERIOR UPRIGHT FOR SIMPLIFIED FITTING ADJUSTABLE MEDIAL/LATERAL FEMORAL AND TIBIAL PANELS AND TELESCOPING THIGH AND CALF SECTIONS FOR OPTIMAL ALIGNMENT AND COMFORT MEDIUM LEFT. | SUPPLEMENTARY PROSTHET,ORTHOSIS SUPPLIES
9052 | 4224170000800 | PREFABRICATED KAFO LIGHTWEIGHT FEATURING DOUBLE UPRIGHT RANGE OF MOTION KNEE JOINT FOR SAGITTAL PLANE CONTROL. INCLUDES SINGLE POSTERIOR UPRIGHT FOR SIMPLIFIED FITTING ADJUSTABLE MEDIAL/LATERAL FEMORAL AND TIBIAL PANELS AND TELESCOPING THIGH AND CALF SECTIONS FOR OPTIMAL ALIGNMENT AND COMFORT MEDIUM RIGHT. | SUPPLEMENTARY PROSTHET,ORTHOSIS SUPPLIES
9053 | 4224170000900 | PREFABRICATED KAFO LIGHTWEIGHT FEATURING DOUBLE UPRIGHT RANGE OF MOTION KNEE JOINT FOR SAGITTAL PLANE CONTROL. INCLUDES SINGLE POSTERIOR UPRIGHT FOR SIMPLIFIED FITTING ADJUSTABLE MEDIAL/LATERAL FEMORAL AND TIBIAL PANELS AND TELESCOPING THIGH AND CALF SECTIONS FOR OPTIMAL ALIGNMENT AND COMFORT SMALL LEFT. | SUPPLEMENTARY PROSTHET,ORTHOSIS SUPPLIES
9054 | 4224170001000 | PREFABRICATED KAFO LIGHTWEIGHT FEATURING DOUBLE UPRIGHT RANGE OF MOTION KNEE JOINT FOR SAGITTAL PLANE CONTROL. INCLUDES SINGLE POSTERIOR UPRIGHT FOR SIMPLIFIED FITTING ADJUSTABLE MEDIAL/LATERAL FEMORAL AND TIBIAL PANELS AND TELESCOPING THIGH AND CALF SECTIONS FOR OPTIMAL ALIGNMENT AND COMFORT SMALL RIGHT. | SUPPLEMENTARY PROSTHET,ORTHOSIS SUPPLIES
9055 | 4224170001100 | PREFABRICATED KAFO LIGHTWEIGHT FEATURING DOUBLE UPRIGHT RANGE OF MOTION KNEE JOINT FOR SAGITTAL PLANE CONTROL. INCLUDES SINGLE POSTERIOR UPRIGHT FOR SIMPLIFIED FITTING ADJUSTABLE MEDIAL/LATERAL FEMORAL AND TIBIAL PANELS AND TELESCOPING THIGH AND CALF SECTIONS FOR OPTIMAL ALIGNMENT AND COMFORT EXTRA LARGE LEFT. | SUPPLEMENTARY PROSTHET,ORTHOSIS SUPPLIES
9056 | 4224170001200 | PREFABRICATED KAFO LIGHTWEIGHT FEATURING DOUBLE UPRIGHT RANGE OF MOTION KNEE JOINT FOR SAGITTAL PLANE CONTROL. INCLUDES SINGLE POSTERIOR UPRIGHT FOR SIMPLIFIED FITTING ADJUSTABLE MEDIAL/LATERAL FEMORAL AND TIBIAL PANELS AND TELESCOPING THIGH AND CALF SECTIONS FOR OPTIMAL ALIGNMENT AND COMFORT EXTRA LARGE RIGHT. | SUPPLEMENTARY PROSTHET,ORTHOSIS SUPPLIES
9057 | 4224170001300 | KNEE HINGED BRACE, UNILATERAL STAY, GENU - VALGUS / VARUS, PASSIVE CORRECTIVE BRACE, ASSORTED SIZE | PROSTHETICS & ORTHOSIS SUPPLIES
9058 | 4224170001600 | DIGITAL PADS ON A STRIP, GEL DOTS ON ROLLED STRIPS, STRIPS ARE APPROXIMATELY 24 INCHES LONG, WASHABLE AND REUSABLE, HYPOALLERGENIC, SMALL/MEDIUM | SUPPLEMENTARY REHAB,PHYSIOTHERAPY SUPPL.
9059 | 4224170001700 | DIGITAL PADS ON A STRIP, GEL DOTS ON ROLLED STRIPS, STRIPS ARE APPROXIMATELY 24 INCHES LONG, WASHABLE AND REUSABLE, HYPOALLERGENIC, LARGE/X-LARGE, ONE (1) EACH = ONE (1) PACK | SUPPLEMENTARY REHAB,PHYSIOTHERAPY SUPPL.
9060 | 4224170001800 | SILICONE TOE TUBE, PROTECTION LIGHT, AND FUNCTIONAL, MADE OF EXTRA - SOFT MEDICAL SILICONE, WASHABLE, INTERDIGITAL SEPARATOR AND CUSHION, FACILITATES TOES ALIGNMENT, | PROSTHETICS & ORTHOSIS SUPPLIES
9061 | 4224170001900 | FEMALE GENITAL PAD, FOR LYMPHEDEMA, SHREDDED-FOAM, FILLED LINER WITH VERTICAL CONTINUOUS FLOW STITCHING PATTERN DIRECTS LYMPH FLOW AWAY FROM THE PUBIS, SIZE 7 X 15 CM APPROXIMATELY (LYMPHEDEMA) | REHABILITATION,PHYSIOTHERAPY SUPPLIES
9062 | 4224170002000 | FEMALE GENITAL PAD FOR LYMPHEDEMA SHREDDED-FOAM FILLED LINER WITH VERTICAL CONTINUOUS FLOW STITCHING PATTERN DIRECTS LYMPH FLOW AWAY FROM THE PUBIS SIZE MEDIUM (LYMPHEDEMA).. | SUPPLEMENTARY REHAB,PHYSIOTHERAPY SUPPL.
9063 | 4224170002100 | THORA-THIGH PAD, FOR LYMPHEDEMA, SHREDDED-FOAM, FILLED LINER WITH VERTICAL CONTINUOUS FLOW STITCHING PATTERN DIRECTS LYMPH FLOW, SIZE 52 X 22 CM APPROXIMATELY (LYMPHEDEMA) | REHABILITATION,PHYSIOTHERAPY SUPPLIES
9064 | 4224170002200 | LABIA PAD, FOR LYMPHEDEMA, SHREDDED-FOAM, FILLED LINER WITH VERTICAL CONTINUOUS FLOW STITCHING PATTERN DIRECTS LYMPH FLOW AWAY FROM THE PUBIS, SIZE 33 CM X 53 CM (-+ 5 CM) (LYMPHEDEMA) | SUPPLEMENTARY REHAB,PHYSIOTHERAPY SUPPL.
9065 | 4224170002300 | BREAST PAD, FOR LYMPHEDEMA, SHREDDED-FOAM, FILLED LINER WITH VERTICAL CONTINUOUS FLOW STITCHING PATTERN DIRECTS LYMPH FLOW, SIZE 43.5 X 14 CM APPROXIMATELY (LYMPHEDEMA) | REHABILITATION,PHYSIOTHERAPY SUPPLIES
9066 | 4224170101400 | ANKLE SUPPORT, MADE FROM LIGHTWEIGHT ELASTIC MATERIAL, FOUR WAY STRETCH ELASTIC, FITS FOR LEFT OR RIGHT, SIZE: EXTRA LARGE | REHABILITATION,PHYSIOTHERAPY SUPPLIES
9067 | 4224170101500 | ANKLE SUPPORT, MADE FROM LIGHTWEIGHT MATERIAL, FIGURE OF 8 ELASTIC STRAP, OPEN HEEL AND TOES, FITS FOR LEFT OR RIGHT, SIZE: SMALL | REHABILITATION,PHYSIOTHERAPY SUPPLIES
9068 | 4224170101600 | ANKLE SUPPORT, MADE FROM LIGHTWEIGHT ELASTIC MATERIAL, FOUR WAY STRETCH ELASTIC, FITS FOR LEFT OR RIGHT, SIZE: SMALL | REHABILITATION,PHYSIOTHERAPY SUPPLIES
9069 | 4224170106600 | BOOT, ORTHOPEDIC, PEDIATRIC, FULL GRAIN COW/CALF LEATHER, PLAIN FRONTED WITH SEAM FREE VAMPS PADDED COLLARS, BOOT HEIGHT APPROXIMATELY 125 MM, LACING; SOFT PADDING AROUND THE COLLAR FOR A BETTER FIT ; A HIGH AND EXTRA LONG STIFFENER TO SUPPORT THE ANKLE ; FULL GRAIN LEATHER INSOLE; EASILY REMOVABLE AND ADAPTABLE (HARD-WEARING) SOLE. SUFFICIENT TOE-SPRING FOR EASY ROLL-OFF ; REMOVABLE PROFILED CORK INLAY ; HIGH TOE-BOX AND STRONG TOE-CAP FOR PROTECTION OF THE TOES ; EXTENDED FACINGS FOR MAXIMUM ACCESSIBILITY; SOFT TONGUE PADDING; FIRM HEEL COUNTER, BLACK, SIZE 27. | PROSTHETICS & ORTHOSIS SUPPLIES
9070 | 4224170107900 | SHOE, ORTHOPEDIC, FULL GRAIN COW/CALF LEATHER, PLAIN FRONTED WITH SEAM FREE VAMPS PADDED COLLARS, SOFT PADDING AROUND THE COLLAR FOR A BETTER FIT, FULL GRAIN LEATHER INSOLE; EASILY REMOVABLE AND ADAPTABLE (HARD-WEARING) SOLE. SUFFICIENT TOE-SPRING FOR EASY ROLL-OFF; REMOVABLE PROFILED CORK INLAY; HIGH TOE-BOX AND STRONG TOE-CAP FOR PROTECTION OF THE TOES; EXTENDED FACINGS FOR MAXIMUM ACCESSIBILITY; SOFT TONGUE PADDING; FIRM HEEL COUNTER, SIZE 24 | PROSTHETICS & ORTHOSIS SUPPLIES
9071 | 4224170108000 | SHOE, ORTHOPEDIC, FULL GRAIN COW/CALF LEATHER, PLAIN FRONTED WITH SEAM FREE VAMPS PADDED COLLARS, SOFT PADDING AROUND THE COLLAR FOR A BETTER FIT, FULL GRAIN LEATHER INSOLE; EASILY REMOVABLE AND ADAPTABLE (HARD-WEARING) SOLE. SUFFICIENT TOE-SPRING FOR EASY ROLL-OFF; REMOVABLE PROFILED CORK INLAY; HIGH TOE-BOX AND STRONG TOE-CAP FOR PROTECTION OF THE TOES; EXTENDED FACINGS FOR MAXIMUM ACCESSIBILITY; SOFT TONGUE PADDING; FIRM HEEL COUNTER, SIZE 26 | PROSTHETICS & ORTHOSIS SUPPLIES
9072 | 4224170108100 | SHOE, ORTHOPEDIC, FULL GRAIN COW/CALF LEATHER, PLAIN FRONTED WITH SEAM FREE VAMPS PADDED COLLARS, SOFT PADDING AROUND THE COLLAR FOR A BETTER FIT, FULL GRAIN LEATHER INSOLE; EASILY REMOVABLE AND ADAPTABLE (HARD-WEARING) SOLE. SUFFICIENT TOE-SPRING FOR EASY ROLL-OFF; REMOVABLE PROFILED CORK INLAY; HIGH TOE-BOX AND STRONG TOE-CAP FOR PROTECTION OF THE TOES; EXTENDED FACINGS FOR MAXIMUM ACCESSIBILITY; SOFT TONGUE PADDING; FIRM HEEL COUNTER, SIZE 28 | PROSTHETICS & ORTHOSIS SUPPLIES
9073 | 4224170108200 | SHOE, ORTHOPEDIC, FULL GRAIN COW/CALF LEATHER, PLAIN FRONTED WITH SEAM FREE VAMPS PADDED COLLARS, SOFT PADDING AROUND THE COLLAR FOR A BETTER FIT, FULL GRAIN LEATHER INSOLE; EASILY REMOVABLE AND ADAPTABLE (HARD-WEARING) SOLE. SUFFICIENT TOE-SPRING FOR EASY ROLL-OFF; REMOVABLE PROFILED CORK INLAY; HIGH TOE-BOX AND STRONG TOE-CAP FOR PROTECTION OF THE TOES; EXTENDED FACINGS FOR MAXIMUM ACCESSIBILITY; SOFT TONGUE PADDING; FIRM HEEL COUNTER, SIZE 30 | PROSTHETICS & ORTHOSIS SUPPLIES
9074 | 4224170108300 | SHOE, ORTHOPEDIC, FULL GRAIN COW/CALF LEATHER, PLAIN FRONTED WITH SEAM FREE VAMPS PADDED COLLARS, SOFT PADDING AROUND THE COLLAR FOR A BETTER FIT, FULL GRAIN LEATHER INSOLE; EASILY REMOVABLE AND ADAPTABLE (HARD-WEARING) SOLE. SUFFICIENT TOE-SPRING FOR EASY ROLL-OFF; REMOVABLE PROFILED CORK INLAY; HIGH TOE-BOX AND STRONG TOE-CAP FOR PROTECTION OF THE TOES; EXTENDED FACINGS FOR MAXIMUM ACCESSIBILITY; SOFT TONGUE PADDING; FIRM HEEL COUNTER, SIZE 32 | PROSTHETICS & ORTHOSIS SUPPLIES
9075 | 4224170108400 | SHOE, ORTHOPEDIC, FULL GRAIN COW/CALF LEATHER, PLAIN FRONTED WITH SEAM FREE VAMPS PADDED COLLARS, SOFT PADDING AROUND THE COLLAR FOR A BETTER FIT, FULL GRAIN LEATHER INSOLE; EASILY REMOVABLE AND ADAPTABLE (HARD-WEARING) SOLE. SUFFICIENT TOE-SPRING FOR EASY ROLL-OFF; REMOVABLE PROFILED CORK INLAY; HIGH TOE-BOX AND STRONG TOE-CAP FOR PROTECTION OF THE TOES; EXTENDED FACINGS FOR MAXIMUM ACCESSIBILITY; SOFT TONGUE PADDING; FIRM HEEL COUNTER, SIZE 34 | PROSTHETICS & ORTHOSIS SUPPLIES
9076 | 4224170108500 | SHOE, ORTHOPEDIC, FULL GRAIN COW/CALF LEATHER, PLAIN FRONTED WITH SEAM FREE VAMPS PADDED COLLARS, SOFT PADDING AROUND THE COLLAR FOR A BETTER FIT, FULL GRAIN LEATHER INSOLE; EASILY REMOVABLE AND ADAPTABLE (HARD-WEARING) SOLE. SUFFICIENT TOE-SPRING FOR EASY ROLL-OFF; REMOVABLE PROFILED CORK INLAY; HIGH TOE-BOX AND STRONG TOE-CAP FOR PROTECTION OF THE TOES; EXTENDED FACINGS FOR MAXIMUM ACCESSIBILITY; SOFT TONGUE PADDING; FIRM HEEL COUNTER, SIZE 36 | PROSTHETICS & ORTHOSIS SUPPLIES
9077 | 4224170108600 | SHOE, ORTHOPEDIC, FULL GRAIN COW/CALF LEATHER, PLAIN FRONTED WITH SEAM FREE VAMPS PADDED COLLARS, SOFT PADDING AROUND THE COLLAR FOR A BETTER FIT, FULL GRAIN LEATHER INSOLE; EASILY REMOVABLE AND ADAPTABLE (HARD-WEARING) SOLE. SUFFICIENT TOE-SPRING FOR EASY ROLL-OFF; REMOVABLE PROFILED CORK INLAY; HIGH TOE-BOX AND STRONG TOE-CAP FOR PROTECTION OF THE TOES; EXTENDED FACINGS FOR MAXIMUM ACCESSIBILITY; SOFT TONGUE PADDING; FIRM HEEL COUNTER, SIZE 38 | PROSTHETICS & ORTHOSIS SUPPLIES
9078 | 4224170109000 | ANKLE SUPPORT, MADE FROM LIGHTWEIGHT ELASTIC MATERIAL, FOUR WAY STRETCH ELASTIC, FITS FOR LEFT OR RIGHT, SIZE: LARGE | REHABILITATION,PHYSIOTHERAPY SUPPLIES
9079 | 4224170110800 | ANKLE SUPPORT, MADE FROM LIGHTWEIGHT ELASTIC MATERIAL, FOUR WAY STRETCH ELASTIC, FITS FOR LEFT OR RIGHT, SIZE: MEDIUM | REHABILITATION,PHYSIOTHERAPY SUPPLIES
9080 | 4224170111500 | SHOE, ORTHOPEDIC, FULL GRAIN COW/CALF LEATHER, PLAIN FRONTED WITH SEAM FREE VAMPS PADDED COLLARS, SOFT PADDING AROUND THE COLLAR FOR A BETTER FIT, FULL GRAIN LEATHER INSOLE; EASILY REMOVABLE AND ADAPTABLE (HARD-WEARING) SOLE. SUFFICIENT TOE-SPRING FOR EASY ROLL-OFF; REMOVABLE PROFILED CORK INLAY; HIGH TOE-BOX AND STRONG TOE-CAP FOR PROTECTION OF THE TOES; EXTENDED FACINGS FOR MAXIMUM ACCESSIBILITY; SOFT TONGUE PADDING; FIRM HEEL COUNTER, SIZE 40 | PROSTHETICS & ORTHOSIS SUPPLIES
9081 | 4224170111600 | SHOE, ORTHOPEDIC, FULL GRAIN COW/CALF LEATHER, PLAIN FRONTED WITH SEAM FREE VAMPS PADDED COLLARS, SOFT PADDING AROUND THE COLLAR FOR A BETTER FIT, FULL GRAIN LEATHER INSOLE; EASILY REMOVABLE AND ADAPTABLE (HARD-WEARING) SOLE. SUFFICIENT TOE-SPRING FOR EASY ROLL-OFF; REMOVABLE PROFILED CORK INLAY; HIGH TOE-BOX AND STRONG TOE-CAP FOR PROTECTION OF THE TOES; EXTENDED FACINGS FOR MAXIMUM ACCESSIBILITY; SOFT TONGUE PADDING; FIRM HEEL COUNTER, SIZE 42 | PROSTHETICS & ORTHOSIS SUPPLIES
9082 | 4224170111700 | BOOT, ORTHOPEDIC, FEMALE, FULL GRAIN COW/CALF LEATHER, PLAIN FRONTED WITH SEAM FREE VAMPS PADDED COLLARS, BOOT HEIGHT APPROXIMATELY 125 MM, LACE CLOSURE, SOFT PADDING AROUND THE COLLAR FOR A BETTER FIT ; A HIGH AND EXTRA LONG STIFFENER TO SUPPORT THE ANKLE ; FULL GRAIN LEATHER INSOLE; EASILY REMOVABLE AND ADAPTABLE (HARD-WEARING) SOLE. SUFFICIENT TOE-SPRING FOR EASY ROLL-OFF, REMOVABLE PROFILED CORK INLAY ; HIGH TOE-BOX AND STRONG TOE-CAP FOR PROTECTION OF THE TOES ; EXTENDED FACINGS FOR MAXIMUM ACCESSIBILITY; SOFT TONGUE PADDING; FIRM HEEL COUNTER, BLACK, SIZE 36. | PROSTHETICS & ORTHOSIS SUPPLIES
9083 | 4224170111800 | BOOT, ORTHOPEDIC, FEMALE, FULL GRAIN COW/CALF LEATHER, PLAIN FRONTED WITH SEAM FREE VAMPS PADDED COLLARS, BOOT HEIGHT APPROXIMATELY 125 MM, LACE CLOSURE, SOFT PADDING AROUND THE COLLAR FOR A BETTER FIT ; A HIGH AND EXTRA LONG STIFFENER TO SUPPORT THE ANKLE ; FULL GRAIN LEATHER INSOLE; EASILY REMOVABLE AND ADAPTABLE (HARD-WEARING) SOLE. SUFFICIENT TOE-SPRING FOR EASY ROLL-OFF, REMOVABLE PROFILED CORK INLAY ; HIGH TOE-BOX AND STRONG TOE-CAP FOR PROTECTION OF THE TOES ; EXTENDED FACINGS FOR MAXIMUM ACCESSIBILITY; SOFT TONGUE PADDING; FIRM HEEL COUNTER, BLACK, SIZE 37. | PROSTHETICS & ORTHOSIS SUPPLIES
9084 | 4224170111900 | BOOT, ORTHOPEDIC, FEMALE, FULL GRAIN COW/CALF LEATHER, PLAIN FRONTED WITH SEAM FREE VAMPS PADDED COLLARS, BOOT HEIGHT APPROXIMATELY 125 MM, LACE CLOSURE, SOFT PADDING AROUND THE COLLAR FOR A BETTER FIT ; A HIGH AND EXTRA LONG STIFFENER TO SUPPORT THE ANKLE ; FULL GRAIN LEATHER INSOLE; EASILY REMOVABLE AND ADAPTABLE (HARD-WEARING) SOLE. SUFFICIENT TOE-SPRING FOR EASY ROLL-OFF, REMOVABLE PROFILED CORK INLAY ; HIGH TOE-BOX AND STRONG TOE-CAP FOR PROTECTION OF THE TOES ; EXTENDED FACINGS FOR MAXIMUM ACCESSIBILITY; SOFT TONGUE PADDING; FIRM HEEL COUNTER, BLACK, SIZE 37.5. | PROSTHETICS & ORTHOSIS SUPPLIES
9085 | 4224170112000 | BOOT, ORTHOPEDIC, FEMALE, FULL GRAIN COW/CALF LEATHER, PLAIN FRONTED WITH SEAM FREE VAMPS PADDED COLLARS, BOOT HEIGHT APPROXIMATELY 125 MM, LACE CLOSURE, SOFT PADDING AROUND THE COLLAR FOR A BETTER FIT ; A HIGH AND EXTRA LONG STIFFENER TO SUPPORT THE ANKLE ; FULL GRAIN LEATHER INSOLE; EASILY REMOVABLE AND ADAPTABLE (HARD-WEARING) SOLE. SUFFICIENT TOE-SPRING FOR EASY ROLL-OFF, REMOVABLE PROFILED CORK INLAY ; HIGH TOE-BOX AND STRONG TOE-CAP FOR PROTECTION OF THE TOES ; EXTENDED FACINGS FOR MAXIMUM ACCESSIBILITY; SOFT TONGUE PADDING; FIRM HEEL COUNTER, BLACK, SIZE 38.5. | PROSTHETICS & ORTHOSIS SUPPLIES
9086 | 4224170112100 | BOOT, ORTHOPEDIC, FEMALE, FULL GRAIN COW/CALF LEATHER, PLAIN FRONTED WITH SEAM FREE VAMPS PADDED COLLARS, BOOT HEIGHT APPROXIMATELY 125 MM, LACE CLOSURE, SOFT PADDING AROUND THE COLLAR FOR A BETTER FIT ; A HIGH AND EXTRA LONG STIFFENER TO SUPPORT THE ANKLE ; FULL GRAIN LEATHER INSOLE; EASILY REMOVABLE AND ADAPTABLE (HARD-WEARING) SOLE. SUFFICIENT TOE-SPRING FOR EASY ROLL-OFF, REMOVABLE PROFILED CORK INLAY ; HIGH TOE-BOX AND STRONG TOE-CAP FOR PROTECTION OF THE TOES ; EXTENDED FACINGS FOR MAXIMUM ACCESSIBILITY; SOFT TONGUE PADDING; FIRM HEEL COUNTER, BLACK, SIZE 39. | PROSTHETICS & ORTHOSIS SUPPLIES
9087 | 4224170112200 | BOOT, ORTHOPEDIC, FEMALE, FULL GRAIN COW/CALF LEATHER, PLAIN FRONTED WITH SEAM FREE VAMPS PADDED COLLARS, BOOT HEIGHT APPROXIMATELY 125 MM, LACE CLOSURE, SOFT PADDING AROUND THE COLLAR FOR A BETTER FIT ; A HIGH AND EXTRA LONG STIFFENER TO SUPPORT THE ANKLE ; FULL GRAIN LEATHER INSOLE; EASILY REMOVABLE AND ADAPTABLE (HARD-WEARING) SOLE. SUFFICIENT TOE-SPRING FOR EASY ROLL-OFF, REMOVABLE PROFILED CORK INLAY ; HIGH TOE-BOX AND STRONG TOE-CAP FOR PROTECTION OF THE TOES ; EXTENDED FACINGS FOR MAXIMUM ACCESSIBILITY; SOFT TONGUE PADDING; FIRM HEEL COUNTER, BLACK, SIZE 39.5. | PROSTHETICS & ORTHOSIS SUPPLIES
9088 | 4224170112300 | BOOT, ORTHOPEDIC, FEMALE, FULL GRAIN COW/CALF LEATHER, PLAIN FRONTED WITH SEAM FREE VAMPS PADDED COLLARS, BOOT HEIGHT APPROXIMATELY 125 MM, LACE CLOSURE, SOFT PADDING AROUND THE COLLAR FOR A BETTER FIT ; A HIGH AND EXTRA LONG STIFFENER TO SUPPORT THE ANKLE ; FULL GRAIN LEATHER INSOLE; EASILY REMOVABLE AND ADAPTABLE (HARD-WEARING) SOLE. SUFFICIENT TOE-SPRING FOR EASY ROLL-OFF, REMOVABLE PROFILED CORK INLAY ; HIGH TOE-BOX AND STRONG TOE-CAP FOR PROTECTION OF THE TOES ; EXTENDED FACINGS FOR MAXIMUM ACCESSIBILITY; SOFT TONGUE PADDING; FIRM HEEL COUNTER, BLACK, SIZE 40. | PROSTHETICS & ORTHOSIS SUPPLIES
9089 | 4224170112400 | BOOT, ORTHOPEDIC, FEMALE, FULL GRAIN COW/CALF LEATHER, PLAIN FRONTED WITH SEAM FREE VAMPS PADDED COLLARS, BOOT HEIGHT APPROXIMATELY 125 MM, LACE CLOSURE, SOFT PADDING AROUND THE COLLAR FOR A BETTER FIT ; A HIGH AND EXTRA LONG STIFFENER TO SUPPORT THE ANKLE ; FULL GRAIN LEATHER INSOLE; EASILY REMOVABLE AND ADAPTABLE (HARD-WEARING) SOLE. SUFFICIENT TOE-SPRING FOR EASY ROLL-OFF, REMOVABLE PROFILED CORK INLAY ; HIGH TOE-BOX AND STRONG TOE-CAP FOR PROTECTION OF THE TOES ; EXTENDED FACINGS FOR MAXIMUM ACCESSIBILITY; SOFT TONGUE PADDING; FIRM HEEL COUNTER, BLACK, SIZE 40.5. | PROSTHETICS & ORTHOSIS SUPPLIES
9090 | 4224170112500 | BOOT, ORTHOPEDIC, FEMALE, FULL GRAIN COW/CALF LEATHER, PLAIN FRONTED WITH SEAM FREE VAMPS PADDED COLLARS, BOOT HEIGHT APPROXIMATELY 125 MM, LACE CLOSURE, SOFT PADDING AROUND THE COLLAR FOR A BETTER FIT ; A HIGH AND EXTRA LONG STIFFENER TO SUPPORT THE ANKLE ; FULL GRAIN LEATHER INSOLE; EASILY REMOVABLE AND ADAPTABLE (HARD-WEARING) SOLE. SUFFICIENT TOE-SPRING FOR EASY ROLL-OFF, REMOVABLE PROFILED CORK INLAY ; HIGH TOE-BOX AND STRONG TOE-CAP FOR PROTECTION OF THE TOES ; EXTENDED FACINGS FOR MAXIMUM ACCESSIBILITY; SOFT TONGUE PADDING; FIRM HEEL COUNTER, BLACK, SIZE 41. | PROSTHETICS & ORTHOSIS SUPPLIES
9091 | 4224170112600 | BOOT, ORTHOPEDIC, FEMALE, FULL GRAIN COW/CALF LEATHER, PLAIN FRONTED WITH SEAM FREE VAMPS PADDED COLLARS, BOOT HEIGHT APPROXIMATELY 125 MM, LACE CLOSURE, SOFT PADDING AROUND THE COLLAR FOR A BETTER FIT ; A HIGH AND EXTRA LONG STIFFENER TO SUPPORT THE ANKLE ; FULL GRAIN LEATHER INSOLE; EASILY REMOVABLE AND ADAPTABLE (HARD-WEARING) SOLE. SUFFICIENT TOE-SPRING FOR EASY ROLL-OFF, REMOVABLE PROFILED CORK INLAY ; HIGH TOE-BOX AND STRONG TOE-CAP FOR PROTECTION OF THE TOES ; EXTENDED FACINGS FOR MAXIMUM ACCESSIBILITY; SOFT TONGUE PADDING; FIRM HEEL COUNTER, BLACK, SIZE 42. | PROSTHETICS & ORTHOSIS SUPPLIES
9092 | 4224170112700 | BOOT, ORTHOPEDIC, FEMALE, FULL GRAIN COW/CALF LEATHER, PLAIN FRONTED WITH SEAM FREE VAMPS PADDED COLLARS, BOOT HEIGHT APPROXIMATELY 125 MM, LACE CLOSURE, SOFT PADDING AROUND THE COLLAR FOR A BETTER FIT ; A HIGH AND EXTRA LONG STIFFENER TO SUPPORT THE ANKLE ; FULL GRAIN LEATHER INSOLE; EASILY REMOVABLE AND ADAPTABLE (HARD-WEARING) SOLE. SUFFICIENT TOE-SPRING FOR EASY ROLL-OFF, REMOVABLE PROFILED CORK INLAY ; HIGH TOE-BOX AND STRONG TOE-CAP FOR PROTECTION OF THE TOES ; EXTENDED FACINGS FOR MAXIMUM ACCESSIBILITY; SOFT TONGUE PADDING; FIRM HEEL COUNTER, BLACK, SIZE 43. | PROSTHETICS & ORTHOSIS SUPPLIES
9093 | 4224170112800 | BOOT, ORTHOPEDIC, FEMALE, FULL GRAIN COW/CALF LEATHER, PLAIN FRONTED WITH SEAM FREE VAMPS PADDED COLLARS, BOOT HEIGHT APPROXIMATELY 125 MM, LACE CLOSURE, SOFT PADDING AROUND THE COLLAR FOR A BETTER FIT ; A HIGH AND EXTRA LONG STIFFENER TO SUPPORT THE ANKLE ; FULL GRAIN LEATHER INSOLE; EASILY REMOVABLE AND ADAPTABLE (HARD-WEARING) SOLE. SUFFICIENT TOE-SPRING FOR EASY ROLL-OFF, REMOVABLE PROFILED CORK INLAY ; HIGH TOE-BOX AND STRONG TOE-CAP FOR PROTECTION OF THE TOES ; EXTENDED FACINGS FOR MAXIMUM ACCESSIBILITY; SOFT TONGUE PADDING; FIRM HEEL COUNTER, BLACK, SIZE 38. | PROSTHETICS & ORTHOSIS SUPPLIES
9094 | 4224170112900 | BOOT, ORTHOPEDIC, MALE, FULL GRAIN COW/CALF LEATHER, PLAIN FRONTED WITH SEAM FREE VAMPS PADDED COLLARS, BOOT HEIGHT APPROXIMATELY 125 MM, LACE CLOSURE, SOFT PADDING AROUND THE COLLAR FOR A BETTER FIT ; A HIGH AND EXTRA LONG STIFFENER TO SUPPORT THE ANKLE ; FULL GRAIN LEATHER INSOLE; EASILY REMOVABLE AND ADAPTABLE (HARD-WEARING) SOLE. SUFFICIENT TOE-SPRING FOR EASY ROLL-OFF ; REMOVABLE PROFILED CORK INLAY ; HIGH TOE-BOX AND STRONG TOE-CAP FOR PROTECTION OF THE TOES ; EXTENDED FACINGS FOR MAXIMUM ACCESSIBILITY; SOFT TONGUE PADDING; FIRM HEEL COUNTER, BLACK, SIZE 47. | PROSTHETICS & ORTHOSIS SUPPLIES
9095 | 4224170113000 | BOOT, ORTHOPEDIC, FEMALE, FULL GRAIN COW/CALF LEATHER, PLAIN FRONTED WITH SEAM FREE VAMPS PADDED COLLARS, BOOT HEIGHT APPROXIMATELY 125 MM, LACE CLOSURE, SOFT PADDING AROUND THE COLLAR FOR A BETTER FIT ; A HIGH AND EXTRA LONG STIFFENER TO SUPPORT THE ANKLE ; FULL GRAIN LEATHER INSOLE; EASILY REMOVABLE AND ADAPTABLE (HARD-WEARING) SOLE. SUFFICIENT TOE-SPRING FOR EASY ROLL-OFF, REMOVABLE PROFILED CORK INLAY ; HIGH TOE-BOX AND STRONG TOE-CAP FOR PROTECTION OF THE TOES ; EXTENDED FACINGS FOR MAXIMUM ACCESSIBILITY; SOFT TONGUE PADDING; FIRM HEEL COUNTER, BLACK, SIZE 44. | PROSTHETICS & ORTHOSIS SUPPLIES
9096 | 4224170113100 | BOOT, ORTHOPEDIC, FEMALE, FULL GRAIN COW/CALF LEATHER, PLAIN FRONTED WITH SEAM FREE VAMPS PADDED COLLARS, BOOT HEIGHT APPROXIMATELY 125 MM, LACE CLOSURE, SOFT PADDING AROUND THE COLLAR FOR A BETTER FIT ; A HIGH AND EXTRA LONG STIFFENER TO SUPPORT THE ANKLE ; FULL GRAIN LEATHER INSOLE; EASILY REMOVABLE AND ADAPTABLE (HARD-WEARING) SOLE. SUFFICIENT TOE-SPRING FOR EASY ROLL-OFF, REMOVABLE PROFILED CORK INLAY ; HIGH TOE-BOX AND STRONG TOE-CAP FOR PROTECTION OF THE TOES ; EXTENDED FACINGS FOR MAXIMUM ACCESSIBILITY; SOFT TONGUE PADDING; FIRM HEEL COUNTER, BLACK, SIZE 45. | PROSTHETICS & ORTHOSIS SUPPLIES
9097 | 4224170113200 | BOOT, ORTHOPEDIC, FEMALE, FULL GRAIN COW/CALF LEATHER, PLAIN FRONTED WITH SEAM FREE VAMPS PADDED COLLARS, BOOT HEIGHT APPROXIMATELY 125 MM, LACE CLOSURE, SOFT PADDING AROUND THE COLLAR FOR A BETTER FIT ; A HIGH AND EXTRA LONG STIFFENER TO SUPPORT THE ANKLE ; FULL GRAIN LEATHER INSOLE; EASILY REMOVABLE AND ADAPTABLE (HARD-WEARING) SOLE. SUFFICIENT TOE-SPRING FOR EASY ROLL-OFF, REMOVABLE PROFILED CORK INLAY ; HIGH TOE-BOX AND STRONG TOE-CAP FOR PROTECTION OF THE TOES ; EXTENDED FACINGS FOR MAXIMUM ACCESSIBILITY; SOFT TONGUE PADDING; FIRM HEEL COUNTER, BLACK, SIZE 46. | PROSTHETICS & ORTHOSIS SUPPLIES
9098 | 4224170113300 | BOOT, ORTHOPEDIC, FEMALE, FULL GRAIN COW/CALF LEATHER, PLAIN FRONTED WITH SEAM FREE VAMPS PADDED COLLARS, BOOT HEIGHT APPROXIMATELY 125 MM, LACE CLOSURE, SOFT PADDING AROUND THE COLLAR FOR A BETTER FIT ; A HIGH AND EXTRA LONG STIFFENER TO SUPPORT THE ANKLE ; FULL GRAIN LEATHER INSOLE; EASILY REMOVABLE AND ADAPTABLE (HARD-WEARING) SOLE. SUFFICIENT TOE-SPRING FOR EASY ROLL-OFF, REMOVABLE PROFILED CORK INLAY ; HIGH TOE-BOX AND STRONG TOE-CAP FOR PROTECTION OF THE TOES ; EXTENDED FACINGS FOR MAXIMUM ACCESSIBILITY; SOFT TONGUE PADDING; FIRM HEEL COUNTER, BLACK, SIZE 47. | PROSTHETICS & ORTHOSIS SUPPLIES
9099 | 4224170113400 | BOOT, ORTHOPEDIC, MALE, FULL GRAIN COW/CALF LEATHER, PLAIN FRONTED WITH SEAM FREE VAMPS PADDED COLLARS, BOOT HEIGHT APPROXIMATELY 125 MM, LACE CLOSURE, SOFT PADDING AROUND THE COLLAR FOR A BETTER FIT ; A HIGH AND EXTRA LONG STIFFENER TO SUPPORT THE ANKLE ; FULL GRAIN LEATHER INSOLE; EASILY REMOVABLE AND ADAPTABLE (HARD-WEARING) SOLE. SUFFICIENT TOE-SPRING FOR EASY ROLL-OFF ; REMOVABLE PROFILED CORK INLAY ; HIGH TOE-BOX AND STRONG TOE-CAP FOR PROTECTION OF THE TOES ; EXTENDED FACINGS FOR MAXIMUM ACCESSIBILITY; SOFT TONGUE PADDING; FIRM HEEL COUNTER, BLACK, SIZE 37. | PROSTHETICS & ORTHOSIS SUPPLIES
9100 | 4224170113500 | BOOT, ORTHOPEDIC, MALE, FULL GRAIN COW/CALF LEATHER, PLAIN FRONTED WITH SEAM FREE VAMPS PADDED COLLARS, BOOT HEIGHT APPROXIMATELY 125 MM, LACE CLOSURE, SOFT PADDING AROUND THE COLLAR FOR A BETTER FIT ; A HIGH AND EXTRA LONG STIFFENER TO SUPPORT THE ANKLE ; FULL GRAIN LEATHER INSOLE; EASILY REMOVABLE AND ADAPTABLE (HARD-WEARING) SOLE. SUFFICIENT TOE-SPRING FOR EASY ROLL-OFF ; REMOVABLE PROFILED CORK INLAY ; HIGH TOE-BOX AND STRONG TOE-CAP FOR PROTECTION OF THE TOES ; EXTENDED FACINGS FOR MAXIMUM ACCESSIBILITY; SOFT TONGUE PADDING; FIRM HEEL COUNTER, BLACK, SIZE 38. | PROSTHETICS & ORTHOSIS SUPPLIES
9101 | 4224170113600 | BOOT, ORTHOPEDIC, MALE, FULL GRAIN COW/CALF LEATHER, PLAIN FRONTED WITH SEAM FREE VAMPS PADDED COLLARS, BOOT HEIGHT APPROXIMATELY 125 MM, LACE CLOSURE, SOFT PADDING AROUND THE COLLAR FOR A BETTER FIT ; A HIGH AND EXTRA LONG STIFFENER TO SUPPORT THE ANKLE ; FULL GRAIN LEATHER INSOLE; EASILY REMOVABLE AND ADAPTABLE (HARD-WEARING) SOLE. SUFFICIENT TOE-SPRING FOR EASY ROLL-OFF ; REMOVABLE PROFILED CORK INLAY ; HIGH TOE-BOX AND STRONG TOE-CAP FOR PROTECTION OF THE TOES ; EXTENDED FACINGS FOR MAXIMUM ACCESSIBILITY; SOFT TONGUE PADDING; FIRM HEEL COUNTER, BLACK, SIZE 39. | PROSTHETICS & ORTHOSIS SUPPLIES
9102 | 4224170113700 | BOOT, ORTHOPEDIC, MALE, FULL GRAIN COW/CALF LEATHER, PLAIN FRONTED WITH SEAM FREE VAMPS PADDED COLLARS, BOOT HEIGHT APPROXIMATELY 125 MM, LACE CLOSURE, SOFT PADDING AROUND THE COLLAR FOR A BETTER FIT ; A HIGH AND EXTRA LONG STIFFENER TO SUPPORT THE ANKLE ; FULL GRAIN LEATHER INSOLE; EASILY REMOVABLE AND ADAPTABLE (HARD-WEARING) SOLE. SUFFICIENT TOE-SPRING FOR EASY ROLL-OFF ; REMOVABLE PROFILED CORK INLAY ; HIGH TOE-BOX AND STRONG TOE-CAP FOR PROTECTION OF THE TOES ; EXTENDED FACINGS FOR MAXIMUM ACCESSIBILITY; SOFT TONGUE PADDING; FIRM HEEL COUNTER, BLACK, SIZE 40. | PROSTHETICS & ORTHOSIS SUPPLIES
9103 | 4224170113800 | BOOT, ORTHOPEDIC, MALE, FULL GRAIN COW/CALF LEATHER, PLAIN FRONTED WITH SEAM FREE VAMPS PADDED COLLARS, BOOT HEIGHT APPROXIMATELY 125 MM, LACE CLOSURE, SOFT PADDING AROUND THE COLLAR FOR A BETTER FIT ; A HIGH AND EXTRA LONG STIFFENER TO SUPPORT THE ANKLE ; FULL GRAIN LEATHER INSOLE; EASILY REMOVABLE AND ADAPTABLE (HARD-WEARING) SOLE. SUFFICIENT TOE-SPRING FOR EASY ROLL-OFF ; REMOVABLE PROFILED CORK INLAY ; HIGH TOE-BOX AND STRONG TOE-CAP FOR PROTECTION OF THE TOES ; EXTENDED FACINGS FOR MAXIMUM ACCESSIBILITY; SOFT TONGUE PADDING; FIRM HEEL COUNTER, BLACK, SIZE 41. | PROSTHETICS & ORTHOSIS SUPPLIES
9104 | 4224170113900 | BOOT, ORTHOPEDIC, MALE, FULL GRAIN COW/CALF LEATHER, PLAIN FRONTED WITH SEAM FREE VAMPS PADDED COLLARS, BOOT HEIGHT APPROXIMATELY 125 MM, LACE CLOSURE, SOFT PADDING AROUND THE COLLAR FOR A BETTER FIT ; A HIGH AND EXTRA LONG STIFFENER TO SUPPORT THE ANKLE ; FULL GRAIN LEATHER INSOLE; EASILY REMOVABLE AND ADAPTABLE (HARD-WEARING) SOLE. SUFFICIENT TOE-SPRING FOR EASY ROLL-OFF ; REMOVABLE PROFILED CORK INLAY ; HIGH TOE-BOX AND STRONG TOE-CAP FOR PROTECTION OF THE TOES ; EXTENDED FACINGS FOR MAXIMUM ACCESSIBILITY; SOFT TONGUE PADDING; FIRM HEEL COUNTER, BLACK, SIZE 42. | PROSTHETICS & ORTHOSIS SUPPLIES
9105 | 4224170114000 | BOOT, ORTHOPEDIC, MALE, FULL GRAIN COW/CALF LEATHER, PLAIN FRONTED WITH SEAM FREE VAMPS PADDED COLLARS, BOOT HEIGHT APPROXIMATELY 125 MM, LACE CLOSURE, SOFT PADDING AROUND THE COLLAR FOR A BETTER FIT ; A HIGH AND EXTRA LONG STIFFENER TO SUPPORT THE ANKLE ; FULL GRAIN LEATHER INSOLE; EASILY REMOVABLE AND ADAPTABLE (HARD-WEARING) SOLE. SUFFICIENT TOE-SPRING FOR EASY ROLL-OFF ; REMOVABLE PROFILED CORK INLAY ; HIGH TOE-BOX AND STRONG TOE-CAP FOR PROTECTION OF THE TOES ; EXTENDED FACINGS FOR MAXIMUM ACCESSIBILITY; SOFT TONGUE PADDING; FIRM HEEL COUNTER, BLACK, SIZE 43. | PROSTHETICS & ORTHOSIS SUPPLIES
9106 | 4224170114100 | BOOT, ORTHOPEDIC, MALE, FULL GRAIN COW/CALF LEATHER, PLAIN FRONTED WITH SEAM FREE VAMPS PADDED COLLARS, BOOT HEIGHT APPROXIMATELY 125 MM, LACE CLOSURE, SOFT PADDING AROUND THE COLLAR FOR A BETTER FIT ; A HIGH AND EXTRA LONG STIFFENER TO SUPPORT THE ANKLE ; FULL GRAIN LEATHER INSOLE; EASILY REMOVABLE AND ADAPTABLE (HARD-WEARING) SOLE. SUFFICIENT TOE-SPRING FOR EASY ROLL-OFF ; REMOVABLE PROFILED CORK INLAY ; HIGH TOE-BOX AND STRONG TOE-CAP FOR PROTECTION OF THE TOES ; EXTENDED FACINGS FOR MAXIMUM ACCESSIBILITY; SOFT TONGUE PADDING; FIRM HEEL COUNTER, BLACK, SIZE 44. | PROSTHETICS & ORTHOSIS SUPPLIES
9107 | 4224170114200 | BOOT, ORTHOPEDIC, MALE, FULL GRAIN COW/CALF LEATHER, PLAIN FRONTED WITH SEAM FREE VAMPS PADDED COLLARS, BOOT HEIGHT APPROXIMATELY 125 MM, LACE CLOSURE, SOFT PADDING AROUND THE COLLAR FOR A BETTER FIT ; A HIGH AND EXTRA LONG STIFFENER TO SUPPORT THE ANKLE ; FULL GRAIN LEATHER INSOLE; EASILY REMOVABLE AND ADAPTABLE (HARD-WEARING) SOLE. SUFFICIENT TOE-SPRING FOR EASY ROLL-OFF ; REMOVABLE PROFILED CORK INLAY ; HIGH TOE-BOX AND STRONG TOE-CAP FOR PROTECTION OF THE TOES ; EXTENDED FACINGS FOR MAXIMUM ACCESSIBILITY; SOFT TONGUE PADDING; FIRM HEEL COUNTER, BLACK, SIZE 45. | PROSTHETICS & ORTHOSIS SUPPLIES
9108 | 4224170114300 | BOOT, ORTHOPEDIC, MALE, FULL GRAIN COW/CALF LEATHER, PLAIN FRONTED WITH SEAM FREE VAMPS PADDED COLLARS, BOOT HEIGHT APPROXIMATELY 125 MM, LACE CLOSURE, SOFT PADDING AROUND THE COLLAR FOR A BETTER FIT ; A HIGH AND EXTRA LONG STIFFENER TO SUPPORT THE ANKLE ; FULL GRAIN LEATHER INSOLE; EASILY REMOVABLE AND ADAPTABLE (HARD-WEARING) SOLE. SUFFICIENT TOE-SPRING FOR EASY ROLL-OFF ; REMOVABLE PROFILED CORK INLAY ; HIGH TOE-BOX AND STRONG TOE-CAP FOR PROTECTION OF THE TOES ; EXTENDED FACINGS FOR MAXIMUM ACCESSIBILITY; SOFT TONGUE PADDING; FIRM HEEL COUNTER, BLACK, SIZE 46. | PROSTHETICS & ORTHOSIS SUPPLIES
9109 | 4224170114400 | SILICONE GEL, TUBES, ELASTIC, IN TUBE SHAPE WITH OPEN END, LARGE, SIZE 3 INCHES X 10 INCHES, PACK ( SCAR MANAGEMENT) | SUPPLEMENTARY REHAB,PHYSIOTHERAPY SUPPL.
9110 | 4224170114800 | METATARSAL PAD, GEL, PROTECTIVE, ELASTIC SLEEVE, EASY TO USE IN ALL TYPES OF FOOTWEAR, ITS HEART - SHAPED GEL DESIGN ENSURES CUSHIONING THE METATARSAL PART CLOSEST TO THE TOES, THE STITCHING BETWEEN THE FIRST AND SECOND TOE CAN BE UNSEEN DAMPING AND UNLOADING OF THE METATARSAL HEADS, ASSORTED SIZE | PROSTHETICS & ORTHOSIS SUPPLIES
9111 | 4224170114900 | HALLUX VALGUS PROTECTOR WITH METATARSAL GEL PAD, HYPOALLERGENIC ELASTIC FABRIC, SOFT AND HIGHLY ELASTIC, LARGE GEL PAD COVERING BUNION AND METATARSAL AREA, RELIEVES METATARSAL OVERLOAD AND CALLOSITIES, ASSORTED SIZES. | PROSTHETICS & ORTHOSIS SUPPLIES
9112 | 4224170119100 | SHOE ORTHOPEDIC FULL GRAIN COW/CALF LEATHER PLAIN FRONTED WITH SEAM FREE VAMPS PADDED COLLARS SOFT PADDING AROUND THE COLLAR FOR A BETTER FIT FULL GRAIN LEATHER INSOLE; EASILY REMOVABLE AND ADAPTABLE (HARD-WEARING) SOLE. SUFFICIENT TOE-SPRING FOR EASY ROLL-OFF; REMOVABLE PROFILED CORK INLAY; HIGH TOE-BOX AND STRONG TOE-CAP FOR PROTECTION OF THE TOES; EXTENDED FACINGS FOR MAXIMUM ACCESSIBILITY; SOFT TONGUE PADDING; FIRM HEEL COUNTER SIZE 46. | SUPPLEMENTARY PROSTHET,ORTHOSIS SUPPLIES
9113 | 4224170119200 | SHOE ORTHOPEDIC FULL GRAIN COW/CALF LEATHER PLAIN FRONTED WITH SEAM FREE VAMPS PADDED COLLARS SOFT PADDING AROUND THE COLLAR FOR A BETTER FIT FULL GRAIN LEATHER INSOLE; EASILY REMOVABLE AND ADAPTABLE (HARD-WEARING) SOLE. SUFFICIENT TOE-SPRING FOR EASY ROLL-OFF; REMOVABLE PROFILED CORK INLAY; HIGH TOE-BOX AND STRONG TOE-CAP FOR PROTECTION OF THE TOES; EXTENDED FACINGS FOR MAXIMUM ACCESSIBILITY; SOFT TONGUE PADDING; FIRM HEEL COUNTER SIZE 47. | SUPPLEMENTARY PROSTHET,ORTHOSIS SUPPLIES
9114 | 4224170119400 | HALLUX VALGUS CORRECTOR ORTHOSIS, BUNION ALIGNER, RIGID MATERIAL, PAD, SIZE LARGE, LEFT | PROSTHETICS & ORTHOSIS SUPPLIES
9115 | 4224170119500 | HALLUX VALGUS CORRECTOR ORTHOSIS, BUNION ALIGNER, RIGID MATERIAL, PAD, SIZE MEDIUM, LEFT | PROSTHETICS & ORTHOSIS SUPPLIES
9116 | 4224170119600 | HALLUX VALGUS CORRECTOR ORTHOSIS, BUNION ALIGNER, RIGID MATERIAL, PAD, SIZE SMALL, RIGHT | PROSTHETICS & ORTHOSIS SUPPLIES
9117 | 4224170119700 | HALLUX VALGUS CORRECTOR ORTHOSIS, BUNION ALIGNER, RIGID MATERIAL, PAD, SIZE LARGE, RIGHT | PROSTHETICS & ORTHOSIS SUPPLIES
9118 | 4224170119800 | HALLUX VALGUS CORRECTOR ORTHOSIS, BUNION ALIGNER, RIGID MATERIAL, PAD, SIZE MEDIUM, RIGHT | PROSTHETICS & ORTHOSIS SUPPLIES
9119 | 4224170119900 | HALLUX VALGUS CORRECTOR ORTHOSIS, BUNION ALIGNER, RIGID MATERIAL, PAD, SIZE SMALL, LEFT | PROSTHETICS & ORTHOSIS SUPPLIES
9120 | 4224170125600 | ANKLE SUPPORT, MADE FROM LIGHTWEIGHT MATERIAL, FIGURE OF 8 ELASTIC STRAP, OPEN HEEL AND TOES, FITS FOR LEFT OR RIGHT, SIZE EXTRA LARGE | REHABILITATION AND PHYSIOTHERAPY CONSUMA
9121 | 4224170201000 | HARNESS, PAVLIK WITH SOFT INNER LINING AND HOOK - AND - LOOP FASTENERS FOR SECURE ADJUSTMENT, SIZE MEDIUM | PROSTHETICS & ORTHOSIS SUPPLIES
9122 | 4224170201100 | HARNESS, PAVLIK WITH SOFT INNER LINING AND HOOK - AND - LOOP FASTENERS FOR SECURE ADJUSTMENT, SIZE SMALL | PROSTHETICS & ORTHOSIS SUPPLIES
9123 | 4224170201300 | HIP BRACE, JOINT STABILIZER, ADULT, ADJUSTABLE HIP ROM, RESTRICTS MOVEMENT, PREVENTION AND TREATMENT OF TEP LOOSENING INSTABILITY OF THE HIP JOINT, SIZE SMALL, LEFT | PROSTHETICS & ORTHOSIS SUPPLIES
9124 | 4224170201400 | HIP BRACE, JOINT STABILIZER, ADULT, ADJUSTABLE HIP ROM, RESTRICTS MOVEMENT, PREVENTION AND TREATMENT OF TEP LOOSENING INSTABILITY OF THE HIP JOINT, SIZE LARGE, LEFT | PROSTHETICS & ORTHOSIS SUPPLIES
9125 | 4224170201500 | HIP BRACE, JOINT STABILIZER, ADULT, ADJUSTABLE HIP ROM, RESTRICTS MOVEMENT, PREVENTION AND TREATMENT OF TEP LOOSENING INSTABILITY OF THE HIP JOINT, SIZE LARGE, RIGHT | PROSTHETICS & ORTHOSIS SUPPLIES
9126 | 4224170201600 | HIP BRACE, JOINT STABILIZER, ADULT, ADJUSTABLE HIP ROM, RESTRICTS MOVEMENT, PREVENTION AND TREATMENT OF TEP LOOSENING INSTABILITY OF THE HIP JOINT, SIZE MEDIUM, RIGHT | PROSTHETICS & ORTHOSIS SUPPLIES
9127 | 4224170201700 | HIP BRACE, JOINT STABILIZER, ADULT, ADJUSTABLE HIP ROM, RESTRICTS MOVEMENT, PREVENTION AND TREATMENT OF TEP LOOSENING INSTABILITY OF THE HIP JOINT, SIZE SMALL, RIGHT | PROSTHETICS & ORTHOSIS SUPPLIES
9128 | 4224170201800 | HIP BRACE, JOINT STABILIZER, ADULT, ADJUSTABLE HIP ROM, RESTRICTS MOVEMENT, PREVENTION AND TREATMENT OF TEP LOOSENING INSTABILITY OF THE HIP JOINT, SIZE MEDIUM, LEFT | PROSTHETICS & ORTHOSIS SUPPLIES
9129 | 4224170202000 | HIP ABDUCTION PILLOW PEDIATRIC FREJKA MODEL 480 OR EQUIVALENT ADJUSTABLE AND LONG SHOULDER STRAPS WITH CLICK CLIPS REMOVABLE PADDING AND HARD ABDUCTION SUPPORT WASHABLE MATERIAL SIZE 12 | PROSTHETICS & ORTHOSIS SUPPLIES
9130 | 4224170202100 | HIP ABDUCTION PILLOW PEDIATRIC FREJKA MODEL 480 OR EQUIVALENT ADJUSTABLE AND LONG SHOULDER STRAPS WITH CLICK CLIPS REMOVABLE PADDING AND HARD ABDUCTION SUPPORT WASHABLE MATERIAL SIZE 14-15 | PROSTHETICS & ORTHOSIS SUPPLIES
9131 | 4224170202200 | HIP ABDUCTION PILLOW PEDIATRIC FREJKA MODEL 480 OR EQUIVALENT ADJUSTABLE AND LONG SHOULDER STRAPS WITH CLICK CLIPS REMOVABLE PADDING AND HARD ABDUCTION SUPPORT WASHABLE MATERIAL SIZE 16-17 | PROSTHETICS & ORTHOSIS SUPPLIES
9132 | 4224170202300 | HIP ABDUCTION PILLOW PEDIATRIC FREJKA MODEL 480 OR EQUIVALENT ADJUSTABLE AND LONG SHOULDER STRAPS WITH CLICK CLIPS REMOVABLE PADDING AND HARD ABDUCTION SUPPORT WASHABLE MATERIAL SIZE 18-19 | PROSTHETICS & ORTHOSIS SUPPLIES
9133 | 4224170202400 | HIP ABDUCTION PILLOW PEDIATRIC FREJKA MODEL 480 OR EQUIVALENT ADJUSTABLE AND LONG SHOULDER STRAPS WITH CLICK CLIPS REMOVABLE PADDING AND HARD ABDUCTION SUPPORT WASHABLE MATERIAL SIZE 20-21 | PROSTHETICS & ORTHOSIS SUPPLIES
9134 | 4224170202500 | HIP ABDUCTION PILLOW PEDIATRIC FREJKA MODEL 480 OR EQUIVALENT ADJUSTABLE AND LONG SHOULDER STRAPS WITH CLICK CLIPS REMOVABLE PADDING AND HARD ABDUCTION SUPPORT WASHABLE MATERIAL SIZE 24-25 | PROSTHETICS & ORTHOSIS SUPPLIES
9135 | 4224170202600 | HIP ABDUCTION PILLOW PEDIATRIC FREJKA MODEL 480 OR EQUIVALENT ADJUSTABLE AND LONG SHOULDER STRAPS WITH CLICK CLIPS REMOVABLE PADDING AND HARD ABDUCTION SUPPORT WASHABLE MATERIAL SIZE 26-27 | PROSTHETICS & ORTHOSIS SUPPLIES
9136 | 4224170202700 | HIP ABDUCTION PILLOW PEDIATRIC FREJKA MODEL 480 OR EQUIVALENT ADJUSTABLE AND LONG SHOULDER STRAPS WITH CLICK CLIPS REMOVABLE PADDING AND HARD ABDUCTION SUPPORT WASHABLE MATERIAL SIZE 28-29 | PROSTHETICS & ORTHOSIS SUPPLIES
9137 | 4224170301600 | KNEE IMMOBILIZER 3-PANEL WITH RIGID STAY WRAP AROUND DESIGN SIZE SMALL.. | SUPPLEMENTARY REHAB,PHYSIOTHERAPY SUPPL.
9138 | 4224170301700 | KNEE IMMOBILIZER 3-PANEL WITH RIGID STAY WRAP AROUND DESIGN SIZE X-LARGE.. | SUPPLEMENTARY REHAB,PHYSIOTHERAPY SUPPL.
9139 | 4224170301900 | KNEE SUPPORT, MADE FROM LIGHTWEIGHT ELASTIC, TWO WAY STRETCH, SIZE: LARGE | REHABILITATION,PHYSIOTHERAPY SUPPLIES
9140 | 4224170302000 | KNEE SUPPORT, MADE FROM LIGHTWEIGHT ELASTIC, TWO WAY STRETCH, SIZE: MEDIUM | REHABILITATION,PHYSIOTHERAPY SUPPLIES
9141 | 4224170302100 | KNEE SUPPORT, MADE FROM LIGHTWEIGHT ELASTIC, TWO WAY STRETCH, SIZE: SMALL | REHABILITATION,PHYSIOTHERAPY SUPPLIES
9142 | 4224170302200 | KNEE SUPPORT, MADE FROM LIGHTWEIGHT ELASTIC, TWO WAY STRETCH, SIZE: EXTRA LARGE | REHABILITATION,PHYSIOTHERAPY SUPPLIES
9143 | 4224170302300 | KNEE SUPPORT, MADE FROM LIGHTWEIGHT ELASTIC, TWO WAY STRETCH, SIZE: DOUBLE EXTRA LARGE | REHABILITATION,PHYSIOTHERAPY SUPPLIES
9144 | 4224170306800 | PROSTHETIC SUSPENSION BELT, TRANSFEMORAL, NEOPRENE ADHESIVE STRIP, SIZE HIP CIRCUMFERENCE 58 - 65 CM APPROXIMATELY RIGHT | PROSTHETICS & ORTHOSIS SUPPLIES
9145 | 4224170306900 | PROSTHETIC SUSPENSION BELT, TRANSFEMORAL, NEOPRENE ADHESIVE STRIP, SIZE HIP CIRCUMFERENCE 96 – 110 CM APPROXIMATELY ASSORTED SIDE | PROSTHETICS & ORTHOSIS SUPPLIES
9146 | 4224170307000 | PROSTHETIC SUSPENSION BELT, TRANSFEMORAL, NEOPRENE ADHESIVE STRIP, SIZE HIP CIRCUMFERENCE 58 - 65 CM APPROXIMATELY LEFT | PROSTHETICS & ORTHOSIS SUPPLIES
9147 | 4224170308600 | NEOPRENE TRANSFEMORAL SUSPENSION SLEEVE, SIZE MEDIUM, LEFT | PROSTHETICS & ORTHOSIS SUPPLIES
9148 | 4224170309000 | SPONGE BODY NO RINSE ONE STEP CLEANSING DISPOSABLE STERILE.. | SUPPLEMENTARY GEN.SUPPLIES NURS,BURN
9149 | 4224170309300 | KNEE HINGE BRACE, WITH FULL ROM KNEE RANGE, WITH TWO RIGID STAY, MADE OF NEOPRENE, VELCRO STRAPS, SIZE EXTRA LARGE | REHABILITATION,PHYSIOTHERAPY SUPPLIES
9150 | 4224170309400 | KNEE HINGE BRACE, WITH FULL ROM KNEE RANGE, WITH TWO RIGID STAY, MADE OF NEOPRENE, VELCRO STRAPS, SIZE LARGE | REHABILITATION,PHYSIOTHERAPY SUPPLIES
9151 | 4224170309500 | KNEE HINGE BRACE, WITH FULL ROM KNEE RANGE, WITH TWO RIGID STAY, MADE OF NEOPRENE, VELCRO STRAPS, SIZE MEDIUM | REHABILITATION,PHYSIOTHERAPY SUPPLIES
9152 | 4224170309600 | KNEE HINGE BRACE, WITH FULL ROM KNEE RANGE, WITH TWO RIGID STAY, MADE OF NEOPRENE, VELCRO STRAPS, SIZE DOUBLE EXTRA LARGE | REHABILITATION,PHYSIOTHERAPY SUPPLIES
9153 | 4224170309900 | KNEE HINGE BRACE, WITH FULL ROM KNEE RANGE, WITH TWO RIGID STAY, MADE OF NEOPRENE, VELCRO STRAPS, SIZE SMALL | REHABILITATION,PHYSIOTHERAPY SUPPLIES
9154 | 4224170310000 | KNEE HINGE BRACE, WITH OPEN PATELLA, FULL ROM KNEE RANGE, TWO RIGID STAY, FOR ANTERIOR/POSTERIOR CRUCIATE LIGAMENTS INJURY, SIZE SMALL | REHABILITATION,PHYSIOTHERAPY SUPPLIES
9155 | 4224170310100 | KNEE HINGE BRACE, WITH OPEN PATELLA, FULL ROM KNEE RANGE, TWO RIGID STAY, FOR ANTERIOR/POSTERIOR CRUCIATE LIGAMENTS INJURY, SIZE MEDIUM | REHABILITATION,PHYSIOTHERAPY SUPPLIES
9156 | 4224170310200 | KNEE HINGE BRACE, WITH OPEN PATELLA, FULL ROM KNEE RANGE, TWO RIGID STAY, FOR ANTERIOR/POSTERIOR CRUCIATE LIGAMENTS INJURY, SIZE LARGE | REHABILITATION,PHYSIOTHERAPY SUPPLIES
9157 | 4224170310300 | KNEE HINGE BRACE, WITH OPEN PATELLA, FULL ROM KNEE RANGE, TWO RIGID STAY, FOR ANTERIOR/POSTERIOR CRUCIATE LIGAMENTS INJURY, SIZE EXTRA-LARGE | REHABILITATION,PHYSIOTHERAPY SUPPLIES
9158 | 4224170310400 | KNEE HINGE BRACE, WITH OPEN PATELLA, FULL ROM KNEE RANGE, TWO RIGID STAY, FOR ANTERIOR/POSTERIOR CRUCIATE LIGAMENTS INJURY, SIZE DOUBLE EXTRA-LARGE | REHABILITATION,PHYSIOTHERAPY SUPPLIES
9159 | 4224170310500 | KNEE HINGE BRACE, POPLITEAL AREA OPEN, WITH FULL ROM KNEE RANGE, TWO RIGID STAY, WRAP AROUND, FABRIC MATERIAL, SHORT, SIZE SMALL | REHABILITATION,PHYSIOTHERAPY SUPPLIES
9160 | 4224170310700 | KNEE HINGE BRACE, POPLITEAL AREA OPEN, WITH FULL ROM KNEE RANGE, TWO RIGID STAY, WRAP AROUND, FABRIC MATERIAL, SHORT, SIZE MEDIUM | REHABILITATION,PHYSIOTHERAPY SUPPLIES
9161 | 4224170310900 | KNEE HINGE BRACE, POPLITEAL AREA OPEN, WITH FULL ROM KNEE RANGE, TWO RIGID STAY, WRAP AROUND, FABRIC MATERIAL, SHORT, SIZE LARGE | REHABILITATION,PHYSIOTHERAPY SUPPLIES
9162 | 4224170311100 | KNEE HINGE BRACE, POPLITEAL AREA OPEN, WITH FULL ROM KNEE RANGE, TWO RIGID STAY, WRAP AROUND, FABRIC MATERIAL, SHORT, SIZE EXTRA-LARGE | REHABILITATION,PHYSIOTHERAPY SUPPLIES
9163 | 4224170311300 | KNEE HINGE BRACE, POPLITEAL AREA OPEN, FULL ROM KNEE RANGE, TWO RIGID STAY, WRAP AROUND, FABRIC MATERIAL, SHORT, SIZE DOUBLE EXTRA-LARGE | REHABILITATION,PHYSIOTHERAPY SUPPLIES
9164 | 4224170311600 | KNEE HINGED BRACE, WITH FULL ROM KNEE RANGE, WITH TWO RIGID STAY, CROSSING STRAPS CONTROL PATELLA MOVEMENT, MADE OF NEOPRENE, POPLITEAL AREA OPEN, FOR MILD LIGAMENT INSTABILITIES, SIZE LARGE | REHABILITATION,PHYSIOTHERAPY SUPPLIES
9165 | 4224170311700 | KNEE HINGED BRACE, WITH FULL ROM KNEE RANGE, WITH TWO RIGID STAY, CROSSING STRAPS CONTROL PATELLA MOVEMENT, MADE OF NEOPRENE, POPLITEAL AREA OPEN, FOR MILD LIGAMENT INSTABILITIES, SIZE MEDIUM | REHABILITATION,PHYSIOTHERAPY SUPPLIES
9166 | 4224170311800 | KNEE HINGED BRACE, WITH FULL ROM KNEE RANGE, WITH TWO RIGID STAY, CROSSING STRAPS CONTROL PATELLA MOVEMENT, MADE OF NEOPRENE, POPLITEAL AREA OPEN, FOR MILD LIGAMENT INSTABILITIES, SIZE SMALL | REHABILITATION,PHYSIOTHERAPY SUPPLIES
9167 | 4224170311900 | KNEE HINGED BRACE, WITH FULL ROM KNEE RANGE, WITH TWO RIGID STAY, CROSSING STRAPS CONTROL PATELLA MOVEMENT, MADE OF NEOPRENE, POPLITEAL AREA OPEN, FOR MILD LIGAMENT INSTABILITIES, SIZE EXTRA LARGE | REHABILITATION,PHYSIOTHERAPY SUPPLIES
9168 | 4224170312000 | KNEE HINGED BRACE, WITH FULL ROM KNEE RANGE, WITH TWO RIGID STAY, CROSSING STRAPS CONTROL PATELLA MOVEMENT, MADE OF NEOPRENE, POPLITEAL AREA OPEN, FOR MILD LIGAMENT INSTABILITIES, SIZE DOUBLE EXTRA LARGE | REHABILITATION,PHYSIOTHERAPY SUPPLIES
9169 | 4224170312100 | FUNCTIONAL KNEE HINGE BRACE, STABILIZER, POLYCENTRIC HINGE, PREFORMED ANATOMICAL ALUMINUM FRAME, EXTENSION CONTROL (0# TO 40#) AND FLEXION (0# TO 120#), OPEN TEXTILE STRUCTURE FORMED BY 4 BANDS, FOUR POINT SYSTEM OF LEVERAGE, INCORPORATES CONDYLAR PADS, CONTROL OF THE DEGREE OF FLEXION-EXTENSION OF THE JOINT, IMMOBILIZATION OF THE ARTICULATION OR CONTROL OF RANGE OF MOVEMENT, SHORT STYLE, SIZE: EXTRA SMALL | REHABILITATION,PHYSIOTHERAPY SUPPLIES
9170 | 4224170312300 | FUNCTIONAL KNEE HINGE BRACE, STABILIZER, POLYCENTRIC HINGE, PREFORMED ANATOMICAL ALUMINUM FRAME, EXTENSION CONTROL (0# TO 40#) AND FLEXION (0# TO 120#), OPEN TEXTILE STRUCTURE FORMED BY 4 BANDS, FOUR POINT SYSTEM OF LEVERAGE, INCORPORATES CONDYLAR PADS, CONTROL OF THE DEGREE OF FLEXION-EXTENSION OF THE JOINT, IMMOBILIZATION OF THE ARTICULATION OR CONTROL OF RANGE OF MOVEMENT, SIZE: MEDIUM | REHABILITATION,PHYSIOTHERAPY SUPPLIES
9171 | 4224170312400 | FUNCTIONAL KNEE HINGE BRACE, STABILIZER, POLYCENTRIC HINGE, PREFORMED ANATOMICAL ALUMINUM FRAME, EXTENSION CONTROL (0# TO 40#) AND FLEXION (0# TO 120#), OPEN TEXTILE STRUCTURE FORMED BY 4 BANDS, FOUR POINT SYSTEM OF LEVERAGE, INCORPORATES CONDYLAR PADS, CONTROL OF THE DEGREE OF FLEXION-EXTENSION OF THE JOINT, IMMOBILIZATION OF THE ARTICULATION OR CONTROL OF RANGE OF MOVEMENT, SHORT STYLE, SIZE: SMALL | REHABILITATION,PHYSIOTHERAPY SUPPLIES
9172 | 4224170312800 | FUNCTIONAL KNEE HINGE BRACE, STABILIZER, POLYCENTRIC HINGE, PREFORMED ANATOMICAL ALUMINUM FRAME, EXTENSION CONTROL (0# TO 40#) AND FLEXION (0# TO 120#), OPEN TEXTILE STRUCTURE FORMED BY 4 BANDS, FOUR POINT SYSTEM OF LEVERAGE, INCORPORATES CONDYLAR PADS, CONTROL OF THE DEGREE OF FLEXION-EXTENSION OF THE JOINT, IMMOBILIZATION OF THE ARTICULATION OR CONTROL OF RANGE OF MOVEMENT, SIZE: DOUBLE EXTRA LARGE | REHABILITATION,PHYSIOTHERAPY SUPPLIES
9173 | 4224170312900 | FUNCTIONAL KNEE HINGE BRACE, STABILIZER, POLYCENTRIC HINGE, PREFORMED ANATOMICAL ALUMINUM FRAME, EXTENSION CONTROL (0# TO 40#) AND FLEXION (0# TO 120#), OPEN TEXTILE STRUCTURE FORMED BY 4 BANDS, FOUR POINT SYSTEM OF LEVERAGE, INCORPORATES CONDYLAR PADS, CONTROL OF THE DEGREE OF FLEXION-EXTENSION OF THE JOINT, IMMOBILIZATION OF THE ARTICULATION OR CONTROL OF RANGE OF MOVEMENT, SIZE: EXTRA LARGE | REHABILITATION,PHYSIOTHERAPY SUPPLIES
9174 | 4224170313000 | FUNCTIONAL KNEE HINGE BRACE, STABILIZER, POLYCENTRIC HINGE, PREFORMED ANATOMICAL ALUMINUM FRAME, EXTENSION CONTROL (0# TO 40#) AND FLEXION (0# TO 120#), OPEN TEXTILE STRUCTURE FORMED BY 4 BANDS, FOUR POINT SYSTEM OF LEVERAGE, INCORPORATES CONDYLAR PADS, CONTROL OF THE DEGREE OF FLEXION-EXTENSION OF THE JOINT, IMMOBILIZATION OF THE ARTICULATION OR CONTROL OF RANGE OF MOVEMENT, SIZE: LARGE | REHABILITATION,PHYSIOTHERAPY SUPPLIES
9175 | 4224170313100 | KNEE SUPPORT, ELASTIC WITH PAD AROUND PATELLA, FOUR WAY STRETCH, SIZE LARGE | REHABILITATION,PHYSIOTHERAPY SUPPLIES
9176 | 4224170313300 | KNEE SUPPORT, ELASTIC WITH PAD AROUND PATELLA, FOUR WAY STRETCH, SIZE MEDIUM | REHABILITATION,PHYSIOTHERAPY SUPPLIES
9177 | 4224170313500 | KNEE SUPPORT, ELASTIC WITH PAD AROUND PATELLA, FOUR WAY STRETCH, SIZE SMALL | REHABILITATION,PHYSIOTHERAPY SUPPLIES
9178 | 4224170313700 | KNEE SUPPORT, ELASTIC WITH PAD AROUND PATELLA, FOUR WAY STRETCH, SIZE EXTRA LARGE | REHABILITATION,PHYSIOTHERAPY SUPPLIES
9179 | 4224170315600 | KNEE SUPPORT, MADE FROM LIGHTWEIGHT ELASTIC, FOUR WAY STRETCH, SIZE: SMALL | REHABILITATION,PHYSIOTHERAPY SUPPLIES
9180 | 4224170315700 | KNEE SUPPORT, MADE FROM LIGHTWEIGHT ELASTIC, FOUR WAY STRETCH, SIZE: MEDIUM | REHABILITATION,PHYSIOTHERAPY SUPPLIES
9181 | 4224170315800 | KNEE SUPPORT, MADE FROM LIGHTWEIGHT ELASTIC, FOUR WAY STRETCH, SIZE: LARGE | REHABILITATION,PHYSIOTHERAPY SUPPLIES
9182 | 4224170315900 | KNEE SUPPORT, MADE FROM LIGHTWEIGHT ELASTIC, FOUR WAY STRETCH, SIZE: EXTRA LARGE | REHABILITATION,PHYSIOTHERAPY SUPPLIES
9183 | 4224170316000 | KNEE SUPPORT, MADE FROM LIGHTWEIGHT ELASTIC, FOUR WAY STRETCH, SIZE: DOUBLE EXTRA LARGE | REHABILITATION,PHYSIOTHERAPY SUPPLIES
9184 | 4224170316100 | KNEE IMMOBILIZER, MADE OF TWO PIECES OF THERMOPLASTIC, JOINT POSITION IN LIGHT FLEXION OF 10 º, ASSORTED SIZE | REHABILITATION,PHYSIOTHERAPY SUPPLIES
9185 | 4224170316200 | PATELLAR TENDONITIS BAND, INELASTIC, VELCRO ADJUSTMENT, IT INCORPORATES VISCOELASTIC MATERIAL PAD THAT PUTS PRESSURE ON THE PATELLAR TENDON, UNIVERSAL SIZE | REHABILITATION,PHYSIOTHERAPY SUPPLIES
9186 | 4224170316300 | KNEE BRACE, PEDIATRIC, WRAP AROUND, SIDE STAYS THAT PROVIDE STABILIZATION, POPLITEAL AREA OPEN, EASY PLACEMENT, CONTROL, AND REVIEW OF THE AREA, COMFORTABLE BRACES, BREATHABLE FABRIC, AND LATEX FREE, ASSORTED SIZE | REHABILITATION,PHYSIOTHERAPY SUPPLIES
9187 | 4224170316700 | KNEE IMMOBILIZER, 3-PANEL, WITH RIGID STAY, WRAP AROUND DESIGN, SIZE LARGE | REHABILITATION,PHYSIOTHERAPY SUPPLIES
9188 | 4224170317100 | KNEE IMMOBILIZER, 3-PANEL, WITH RIGID STAY, WRAP AROUND DESIGN, SIZE LARGE LONG (LENGTH MORE THAN 65CM) | SUPPLEMENTARY REHAB,PHYSIOTHERAPY SUPPL.
9189 | 4224170317200 | KNEE IMMOBILIZER, 3-PANEL, WITH RIGID STAY, WRAP AROUND DESIGN, SIZE MEDIUM | REHABILITATION,PHYSIOTHERAPY SUPPLIES
9190 | 4224170317300 | SWEDISH, KNEE CAGE, SMALL | PROSTHETICS & ORTHOSIS SUPPLIES
9191 | 4224170317400 | SWEDISH, KNEE CAGE, MEDIUM | PROSTHETICS & ORTHOSIS SUPPLIES
9192 | 4224170317500 | SWEDISH, KNEE CAGE, LARGE | PROSTHETICS & ORTHOSIS SUPPLIES
9193 | 4224170317700 | KNEE HINGE BRACE, WITH OPEN PATELLA, WITH FULL ROM KNEE RANGE, TWO RIGID STAY, WRAP AROUND DESIGN, WITH ADJUSTABLE STRUTS, UNIVERSAL SIZE | REHABILITATION,PHYSIOTHERAPY SUPPLIES
9194 | 4224170329300 | IMMOBILIZER ARM OR LEG MADE OF PRINTED COTTON LINED WITH SOFT LAYER INNER CLOTH HAS EQUALLY DIVIDED PLASTIC STRIPS TO PROVIDE RIGIDITY PADDED WITH MINIMUM 2 CM THICK FOAM IN THE INSIDE VELCRO STRAPS ARE ADJUSTABLE LENGTH 30-32 CM.. | SUPPLEMENTARY REHAB,PHYSIOTHERAPY SUPPL.
9195 | 4224170500800 | NIGHT SPLINT ANKLE FOOT ORTHOSIS (AFO), ADULT, PROVIDES AN EFFECTIVE TREATMENT FOR PLANTAR FASCITIS AND ACHILLES TENDON, ADJUSTABLE FROM 10 TO 90 DEGREE, DORSI FLEXION WITH COOL FOAM LINER, SIZE LARGE | PROSTHETICS & ORTHOSIS SUPPLIES
9196 | 4224170500900 | NIGHT SPLINT ANKLE FOOT ORTHOSIS (AFO), ADULT, PROVIDES AN EFFECTIVE TREATMENT FOR PLANTAR FASCITIS AND ACHILLES TENDON, ADJUSTABLE FROM 10 TO 90 DEGREE, DORSI FLEXION WITH COOL FOAM LINER, SIZE MEDIUM | PROSTHETICS & ORTHOSIS SUPPLIES
9197 | 4224170501000 | PRESSURE RELIEF ANKLE-FOOT ORTHOSIS (PRAFO), FLEECE, WITH EXTENSION STRAP, ELIMINATES HEEL PRESSURE AND TREATS FOOT AND ANKLE CONTRACTURES, LYCRA LINNING, SIZE LARGE, 9-10 INCHES APPROXIMATELY | PROSTHETICS & ORTHOSIS SUPPLIES
9198 | 4224170501100 | PRESSURE RELIEF ANKLE-FOOT ORTHOSIS (PRAFO), FLEECE, WITH EXTENSION STRAP, ELIMINATES HEEL PRESSURE AND TREATS FOOT AND ANKLE CONTRACTURES, LYCRA LINNING, SIZE MEDIUM, 7.5-9 INCHES APPROXIMATELY | PROSTHETICS & ORTHOSIS SUPPLIES
9199 | 4224170501200 | PRESSURE RELIEF ANKLE-FOOT ORTHOSIS (PRAFO), FLEECE, WITH EXTENSION STRAP, ELIMINATES HEEL PRESSURE AND TREATS FOOT AND ANKLE CONTRACTURES, LYCRA LINNING, SIZE SMALL, 6-7.5 INCHES APPROXIMATELY | PROSTHETICS & ORTHOSIS SUPPLIES
9200 | 4224170501300 | PRESSURE RELIEF ANKLE-FOOT ORTHOSIS (PRAFO), FLEECE, WITH EXTENSION STRAP, ELIMINATES HEEL PRESSURE AND TREATS FOOT AND ANKLE CONTRACTURES, LYCRA LINNING, SIZE EXTRA LARGE, 10-11 INCHES APPROXIMATELY | PROSTHETICS & ORTHOSIS SUPPLIES
9201 | 4224170501400 | ELBOW BRACE , FOR TENDONITIS, NEOPRENE, INCLUDES REMOVABLE RIGID STAYS ON BOTH SIDES, WRAP WITH ADJUSTABLE STRAPS WITH SECURE HOOK-AND-LOOP CLOSURES, COMFORTABLE , BREATHABLE , LIGHTWEIGHT , UNIVERSAL SIZE AND SIDE | REHABILITATION AND PHYSIOTHERAPY CONSUMA
9202 | 4224170601700 | HEEL PAD SILICONE, COMFORT, NON-COMPRESSIBLE, DUAL DENSITY, WASHABLE, TRANSFERABLE, HYPOALLERGENIC, NON-TOXIC, NON-FLAMMABLE, ODOR FREE, SIZE LARGE | PROSTHETICS & ORTHOSIS SUPPLIES
9203 | 4224170601800 | HEEL PAD SILICONE, COMFORT, NON-COMPRESSIBLE, DUAL DENSITY, WASHABLE, TRANSFERABLE, HYPOALLERGENIC, NON-TOXIC, NON-FLAMMABLE, ODOR FREE, SIZE MEDIUM | PROSTHETICS & ORTHOSIS SUPPLIES
9204 | 4224170601900 | HEEL PAD SILICONE, COMFORT, NON-COMPRESSIBLE, DUAL DENSITY, WASHABLE, TRANSFERABLE, HYPOALLERGENIC, NON-TOXIC, NON-FLAMMABLE, ODOR FREE, SIZE EXTRA LARGE | PROSTHETICS & ORTHOSIS SUPPLIES
9205 | 4224170606300 | RIGID INSOLES, PEDIATRIC, FULL LENGTH, FLEXIBLE AT THE TOE SIDE, PAIR, SIZE 33 | PROSTHETICS & ORTHOSIS SUPPLIES
9206 | 4224170606400 | RIGID INSOLES, PEDIATRIC, FULL LENGTH, FLEXIBLE AT THE TOE SIDE, PAIR, SIZE 29 | PROSTHETICS & ORTHOSIS SUPPLIES
9207 | 4224170606600 | RIGID INSOLES, PEDIATRIC, FULL LENGTH, FLEXIBLE AT THE TOE SIDE, PAIR, SIZE 23 | PROSTHETICS & ORTHOSIS SUPPLIES
9208 | 4224170610700 | POLYETHYLENE SHEET, BLACK, RIGID DENSITY, NON - PERFORATED, SIZE: 46 X 71 X 2 CM, APPROXIMATELY | PROSTHETICS & ORTHOSIS SUPPLIES
9209 | 4224170610900 | RIGID INSOLES, PEDIATRIC, FULL LENGTH, FLEXIBLE AT THE TOE SIDE, PAIR, SIZE 28 | PROSTHETICS & ORTHOSIS SUPPLIES
9210 | 4224170611000 | RIGID INSOLES, PEDIATRIC, FULL LENGTH, FLEXIBLE AT THE TOE SIDE, PAIR, SIZE 30 | PROSTHETICS & ORTHOSIS SUPPLIES
9211 | 4224170611100 | RIGID INSOLES, PEDIATRIC, FULL LENGTH, FLEXIBLE AT THE TOE SIDE, PAIR, SIZE 26 | PROSTHETICS & ORTHOSIS SUPPLIES
9212 | 4224170611200 | RIGID INSOLES, PEDIATRIC, FULL LENGTH, FLEXIBLE AT THE TOE SIDE, PAIR, SIZE 34 | PROSTHETICS & ORTHOSIS SUPPLIES
9213 | 4224170613800 | DIABETIC SANDALS FEMALE THERMO COMFORT WITH FLEXIBLE LINING REDUCE PRESSURE OPEN TOE REMOVABLE INSOLES ANKLE BACK STRAP BIG OPENING; PROTECTIVE INTERIOR THAT IS MADE FROM SOFT MATERIAL INSIDE SEAMLESS NON-BINDING UPPERS; LIGHTWEIGHT CUSHIONING SOLES STRETCHABLE SHOES CONFORM TO THE CONTOURS OF THE FOOT AND HELP ELIMINATE PRESSURE POINTS BLACK/BEIGE SIZE 36.. | SUPPLEMENTARY PROSTHET,ORTHOSIS SUPPLIES
9214 | 4224170613900 | DIABETIC SANDALS FEMALE THERMO COMFORT WITH FLEXIBLE LINING REDUCE PRESSURE OPEN TOE REMOVABLE INSOLES ANKLE BACK STRAP BIG OPENING; PROTECTIVE INTERIOR THAT IS MADE FROM SOFT MATERIAL INSIDE SEAMLESS NON-BINDING UPPERS; LIGHTWEIGHT CUSHIONING SOLES STRETCHABLE SHOES CONFORM TO THE CONTOURS OF THE FOOT AND HELP ELIMINATE PRESSURE POINTS BLACK/BEIGE SIZE 37.. | SUPPLEMENTARY PROSTHET,ORTHOSIS SUPPLIES
9215 | 4224170614000 | DIABETIC SANDALS FEMALE THERMO COMFORT WITH FLEXIBLE LINING REDUCE PRESSURE OPEN TOE REMOVABLE INSOLES ANKLE BACK STRAP BIG OPENING; PROTECTIVE INTERIOR THAT IS MADE FROM SOFT MATERIAL INSIDE SEAMLESS NON-BINDING UPPERS; LIGHTWEIGHT CUSHIONING SOLES STRETCHABLE SHOES CONFORM TO THE CONTOURS OF THE FOOT AND HELP ELIMINATE PRESSURE POINTS BLACK/BEIGE SIZE 38.. | SUPPLEMENTARY PROSTHET,ORTHOSIS SUPPLIES
9216 | 4224170614100 | DIABETIC SANDALS FEMALE THERMO COMFORT WITH FLEXIBLE LINING REDUCE PRESSURE OPEN TOE REMOVABLE INSOLES ANKLE BACK STRAP BIG OPENING; PROTECTIVE INTERIOR THAT IS MADE FROM SOFT MATERIAL INSIDE SEAMLESS NON-BINDING UPPERS; LIGHTWEIGHT CUSHIONING SOLES STRETCHABLE SHOES CONFORM TO THE CONTOURS OF THE FOOT AND HELP ELIMINATE PRESSURE POINTS BLACK/BEIGE SIZE 39.. | SUPPLEMENTARY PROSTHET,ORTHOSIS SUPPLIES
9217 | 4224170614200 | DIABETIC SANDALS FEMALE THERMO COMFORT WITH FLEXIBLE LINING REDUCE PRESSURE OPEN TOE REMOVABLE INSOLES ANKLE BACK STRAP BIG OPENING; PROTECTIVE INTERIOR THAT IS MADE FROM SOFT MATERIAL INSIDE SEAMLESS NON-BINDING UPPERS; LIGHTWEIGHT CUSHIONING SOLES STRETCHABLE SHOES CONFORM TO THE CONTOURS OF THE FOOT AND HELP ELIMINATE PRESSURE POINTS BLACK/BEIGE SIZE 40.. | SUPPLEMENTARY PROSTHET,ORTHOSIS SUPPLIES
9218 | 4224170614300 | DIABETIC SANDALS FEMALE THERMO COMFORT WITH FLEXIBLE LINING REDUCE PRESSURE OPEN TOE REMOVABLE INSOLES ANKLE BACK STRAP BIG OPENING; PROTECTIVE INTERIOR THAT IS MADE FROM SOFT MATERIAL INSIDE SEAMLESS NON-BINDING UPPERS; LIGHTWEIGHT CUSHIONING SOLES STRETCHABLE SHOES CONFORM TO THE CONTOURS OF THE FOOT AND HELP ELIMINATE PRESSURE POINTS BLACK/BEIGE SIZE 41.. | SUPPLEMENTARY PROSTHET,ORTHOSIS SUPPLIES
9219 | 4224170615100 | DIABETIC SANDALS, FEMALE, FULL LEATHER UPPER, VELCRO CLOSURE, STIFF BOAT-SHAPED OUTSOLE, EXTRA DEEP FIT FOR ACCOMMODATION OF MOLDED INSOLES, REMOVABLE INSOLES, ANKLE BACK STRAP, BIG OPENING; PROTECTIVE INTERIOR THAT IS MADE FROM SOFT MATERIAL, INSIDE SEAMLESS, NON-BINDING UPPERS; LIGHTWEIGHT, CUSHIONING SOLES, STRETCHABLE SHOES CONFORM TO THE CONTOURS OF THE FOOT AND HELP ELIMINATE PRESSURE POINTS, BLACK, SIZE 36. | PROSTHETICS & ORTHOSIS SUPPLIES
9220 | 4224170615200 | DIABETIC SANDALS, FEMALE, FULL LEATHER UPPER, VELCRO CLOSURE, STIFF BOAT-SHAPED OUTSOLE, EXTRA DEEP FIT FOR ACCOMMODATION OF MOLDED INSOLES, REMOVABLE INSOLES, ANKLE BACK STRAP, BIG OPENING; PROTECTIVE INTERIOR THAT IS MADE FROM SOFT MATERIAL, INSIDE SEAMLESS, NON-BINDING UPPERS; LIGHTWEIGHT, CUSHIONING SOLES, STRETCHABLE SHOES CONFORM TO THE CONTOURS OF THE FOOT AND HELP ELIMINATE PRESSURE POINTS, BLACK, SIZE 37. | PROSTHETICS & ORTHOSIS SUPPLIES
9221 | 4224170615300 | DIABETIC SANDALS, FEMALE, FULL LEATHER UPPER, VELCRO CLOSURE, STIFF BOAT-SHAPED OUTSOLE, EXTRA DEEP FIT FOR ACCOMMODATION OF MOLDED INSOLES, REMOVABLE INSOLES, ANKLE BACK STRAP, BIG OPENING; PROTECTIVE INTERIOR THAT IS MADE FROM SOFT MATERIAL, INSIDE SEAMLESS, NON-BINDING UPPERS; LIGHTWEIGHT, CUSHIONING SOLES, STRETCHABLE SHOES CONFORM TO THE CONTOURS OF THE FOOT AND HELP ELIMINATE PRESSURE POINTS, BLACK, SIZE 38. | PROSTHETICS & ORTHOSIS SUPPLIES
9222 | 4224170615400 | DIABETIC SANDALS, FEMALE, FULL LEATHER UPPER, VELCRO CLOSURE, STIFF BOAT-SHAPED OUTSOLE, EXTRA DEEP FIT FOR ACCOMMODATION OF MOLDED INSOLES, REMOVABLE INSOLES, ANKLE BACK STRAP, BIG OPENING; PROTECTIVE INTERIOR THAT IS MADE FROM SOFT MATERIAL, INSIDE SEAMLESS, NON-BINDING UPPERS; LIGHTWEIGHT, CUSHIONING SOLES, STRETCHABLE SHOES CONFORM TO THE CONTOURS OF THE FOOT AND HELP ELIMINATE PRESSURE POINTS, BLACK, SIZE 39. | PROSTHETICS & ORTHOSIS SUPPLIES
9223 | 4224170615500 | DIABETIC SANDALS, FEMALE, FULL LEATHER UPPER, VELCRO CLOSURE, STIFF BOAT-SHAPED OUTSOLE, EXTRA DEEP FIT FOR ACCOMMODATION OF MOLDED INSOLES, REMOVABLE INSOLES, ANKLE BACK STRAP, BIG OPENING; PROTECTIVE INTERIOR THAT IS MADE FROM SOFT MATERIAL, INSIDE SEAMLESS, NON-BINDING UPPERS; LIGHTWEIGHT, CUSHIONING SOLES, STRETCHABLE SHOES CONFORM TO THE CONTOURS OF THE FOOT AND HELP ELIMINATE PRESSURE POINTS, BLACK, SIZE 40. | PROSTHETICS & ORTHOSIS SUPPLIES
9224 | 4224170615600 | DIABETIC SANDALS, FEMALE, FULL LEATHER UPPER, VELCRO CLOSURE, STIFF BOAT-SHAPED OUTSOLE, EXTRA DEEP FIT FOR ACCOMMODATION OF MOLDED INSOLES, REMOVABLE INSOLES, ANKLE BACK STRAP, BIG OPENING; PROTECTIVE INTERIOR THAT IS MADE FROM SOFT MATERIAL, INSIDE SEAMLESS, NON-BINDING UPPERS; LIGHTWEIGHT, CUSHIONING SOLES, STRETCHABLE SHOES CONFORM TO THE CONTOURS OF THE FOOT AND HELP ELIMINATE PRESSURE POINTS, BLACK, SIZE 41. | PROSTHETICS & ORTHOSIS SUPPLIES
9225 | 4224170617900 | PADDING FOR ORTHOTICS, FABRIC, BREATHABLE, STRETCHABLE, WATERPROOF, MOISTURE WICKING, VERY COMFORTABLE, AIR PERMEABLE, WIDTH 1400 MM APPROXIMATELY, LENGTH 5 METER APPROXIMATELY, THICKNESS 3 MM, ASSORTED COLORS. | PROSTHETICS & ORTHOSIS SUPPLIES
9226 | 4224170618000 | ANTI-VARUS SHOES, PEDIATRIC, FULL COW/CALF LEATHER UPPER, SPLIT COW LEATHER LINING, HIGH ANKLE, HARD HEEL, TWO VELCRO STRAP, MADE ON ANTI VARUS LASTS ; SOFT PADDING AROUND THE COLLAR; SPECIAL EXTENDED STIFFENER WITH CURVED WALL TO CORRECT THE FOOT SHAPE ; FULL LEATHER INSOLE; ADAPTABLE (HARD-WEARING) SOLE-UNIT ; SUFFICIENT TOE-SPRING FOR EASY ROLL-OFF; HIGH TOE-BOX AND STRONG TOE-CAP; EXTENDED FACINGS; EXTRA PADDING AROUND THE ANKLE; SOFT TONGUE PADDING TO MOULD THE SHOE ROUND THE FOOT, PINK, SIZE: 18. | PROSTHETICS & ORTHOSIS SUPPLIES
9227 | 4224170618100 | ANTI-VARUS SHOES, PEDIATRIC, FULL COW/CALF LEATHER UPPER, SPLIT COW LEATHER LINING, HIGH ANKLE, HARD HEEL, TWO VELCRO STRAP, MADE ON ANTI VARUS LASTS ; SOFT PADDING AROUND THE COLLAR; SPECIAL EXTENDED STIFFENER WITH CURVED WALL TO CORRECT THE FOOT SHAPE ; FULL LEATHER INSOLE; ADAPTABLE (HARD-WEARING) SOLE-UNIT ; SUFFICIENT TOE-SPRING FOR EASY ROLL-OFF; HIGH TOE-BOX AND STRONG TOE-CAP; EXTENDED FACINGS; EXTRA PADDING AROUND THE ANKLE; SOFT TONGUE PADDING TO MOULD THE SHOE ROUND THE FOOT, PINK, SIZE: 20. | PROSTHETICS & ORTHOSIS SUPPLIES
9228 | 4224170618200 | ANTI-VARUS SHOES, PEDIATRIC, FULL COW/CALF LEATHER UPPER, SPLIT COW LEATHER LINING, HIGH ANKLE, HARD HEEL, TWO VELCRO STRAP, MADE ON ANTI VARUS LASTS ; SOFT PADDING AROUND THE COLLAR; SPECIAL EXTENDED STIFFENER WITH CURVED WALL TO CORRECT THE FOOT SHAPE ; FULL LEATHER INSOLE; ADAPTABLE (HARD-WEARING) SOLE-UNIT ; SUFFICIENT TOE-SPRING FOR EASY ROLL-OFF; HIGH TOE-BOX AND STRONG TOE-CAP; EXTENDED FACINGS; EXTRA PADDING AROUND THE ANKLE; SOFT TONGUE PADDING TO MOULD THE SHOE ROUND THE FOOT, PINK, SIZE: 21. | PROSTHETICS & ORTHOSIS SUPPLIES
9229 | 4224170618300 | ANTI-VARUS SHOES, PEDIATRIC, FULL COW/CALF LEATHER UPPER, SPLIT COW LEATHER LINING, HIGH ANKLE, HARD HEEL, TWO VELCRO STRAP, MADE ON ANTI VARUS LASTS ; SOFT PADDING AROUND THE COLLAR; SPECIAL EXTENDED STIFFENER WITH CURVED WALL TO CORRECT THE FOOT SHAPE ; FULL LEATHER INSOLE; ADAPTABLE (HARD-WEARING) SOLE-UNIT ; SUFFICIENT TOE-SPRING FOR EASY ROLL-OFF; HIGH TOE-BOX AND STRONG TOE-CAP; EXTENDED FACINGS; EXTRA PADDING AROUND THE ANKLE; SOFT TONGUE PADDING TO MOULD THE SHOE ROUND THE FOOT, PINK, SIZE: 25. | PROSTHETICS & ORTHOSIS SUPPLIES
9230 | 4224170618400 | ANTI-VARUS SHOES, PEDIATRIC, FULL COW/CALF LEATHER UPPER, SPLIT COW LEATHER LINING, HIGH ANKLE, HARD HEEL, TWO VELCRO STRAP, MADE ON ANTI VARUS LASTS ; SOFT PADDING AROUND THE COLLAR; SPECIAL EXTENDED STIFFENER WITH CURVED WALL TO CORRECT THE FOOT SHAPE ; FULL LEATHER INSOLE; ADAPTABLE (HARD-WEARING) SOLE-UNIT ; SUFFICIENT TOE-SPRING FOR EASY ROLL-OFF; HIGH TOE-BOX AND STRONG TOE-CAP; EXTENDED FACINGS; EXTRA PADDING AROUND THE ANKLE; SOFT TONGUE PADDING TO MOULD THE SHOE ROUND THE FOOT, PINK, SIZE: 26. | PROSTHETICS & ORTHOSIS SUPPLIES
9231 | 4224170618500 | ANTI-VARUS SHOES, PEDIATRIC, FULL COW/CALF LEATHER UPPER, SPLIT COW LEATHER LINING, HIGH ANKLE, HARD HEEL, TWO VELCRO STRAP, MADE ON ANTI VARUS LASTS ; SOFT PADDING AROUND THE COLLAR; SPECIAL EXTENDED STIFFENER WITH CURVED WALL TO CORRECT THE FOOT SHAPE ; FULL LEATHER INSOLE; ADAPTABLE (HARD-WEARING) SOLE-UNIT ; SUFFICIENT TOE-SPRING FOR EASY ROLL-OFF; HIGH TOE-BOX AND STRONG TOE-CAP; EXTENDED FACINGS; EXTRA PADDING AROUND THE ANKLE; SOFT TONGUE PADDING TO MOULD THE SHOE ROUND THE FOOT, PINK, SIZE: 27. | PROSTHETICS & ORTHOSIS SUPPLIES
9232 | 4224170618600 | ANTI-VARUS SHOES, PEDIATRIC, FULL COW/CALF LEATHER UPPER, SPLIT COW LEATHER LINING, HIGH ANKLE, HARD HEEL, TWO VELCRO STRAP, MADE ON ANTI VARUS LASTS ; SOFT PADDING AROUND THE COLLAR; SPECIAL EXTENDED STIFFENER WITH CURVED WALL TO CORRECT THE FOOT SHAPE ; FULL LEATHER INSOLE; ADAPTABLE (HARD-WEARING) SOLE-UNIT ; SUFFICIENT TOE-SPRING FOR EASY ROLL-OFF; HIGH TOE-BOX AND STRONG TOE-CAP; EXTENDED FACINGS; EXTRA PADDING AROUND THE ANKLE; SOFT TONGUE PADDING TO MOULD THE SHOE ROUND THE FOOT, PINK, SIZE: 24. | PROSTHETICS & ORTHOSIS SUPPLIES
9233 | 4224170618700 | ANTI-VARUS SHOES, PEDIATRIC, FULL COW/CALF LEATHER UPPER, SPLIT COW LEATHER LINING, HIGH ANKLE, HARD HEEL, TWO VELCRO STRAP, MADE ON ANTI VARUS LASTS ; SOFT PADDING AROUND THE COLLAR; SPECIAL EXTENDED STIFFENER WITH CURVED WALL TO CORRECT THE FOOT SHAPE ; FULL LEATHER INSOLE; ADAPTABLE (HARD-WEARING) SOLE-UNIT ; SUFFICIENT TOE-SPRING FOR EASY ROLL-OFF; HIGH TOE-BOX AND STRONG TOE-CAP; EXTENDED FACINGS; EXTRA PADDING AROUND THE ANKLE; SOFT TONGUE PADDING TO MOULD THE SHOE ROUND THE FOOT, BLUE, SIZE: 24. | PROSTHETICS & ORTHOSIS SUPPLIES
9234 | 4224170618800 | ANTI-VARUS SHOES, PEDIATRIC, FULL COW/CALF LEATHER UPPER, SPLIT COW LEATHER LINING, HIGH ANKLE, HARD HEEL, TWO VELCRO STRAP, MADE ON ANTI VARUS LASTS ; SOFT PADDING AROUND THE COLLAR; SPECIAL EXTENDED STIFFENER WITH CURVED WALL TO CORRECT THE FOOT SHAPE ; FULL LEATHER INSOLE; ADAPTABLE (HARD-WEARING) SOLE-UNIT ; SUFFICIENT TOE-SPRING FOR EASY ROLL-OFF; HIGH TOE-BOX AND STRONG TOE-CAP; EXTENDED FACINGS; EXTRA PADDING AROUND THE ANKLE; SOFT TONGUE PADDING TO MOULD THE SHOE ROUND THE FOOT, BLUE, SIZE: 25. | PROSTHETICS & ORTHOSIS SUPPLIES
9235 | 4224170618900 | ANTI-VARUS SHOES, PEDIATRIC, FULL COW/CALF LEATHER UPPER, SPLIT COW LEATHER LINING, HIGH ANKLE, HARD HEEL, TWO VELCRO STRAP, MADE ON ANTI VARUS LASTS ; SOFT PADDING AROUND THE COLLAR; SPECIAL EXTENDED STIFFENER WITH CURVED WALL TO CORRECT THE FOOT SHAPE ; FULL LEATHER INSOLE; ADAPTABLE (HARD-WEARING) SOLE-UNIT ; SUFFICIENT TOE-SPRING FOR EASY ROLL-OFF; HIGH TOE-BOX AND STRONG TOE-CAP; EXTENDED FACINGS; EXTRA PADDING AROUND THE ANKLE; SOFT TONGUE PADDING TO MOULD THE SHOE ROUND THE FOOT, BLUE, SIZE: 26. | PROSTHETICS & ORTHOSIS SUPPLIES
9236 | 4224170619000 | ANTI-VARUS SHOES, PEDIATRIC, FULL COW/CALF LEATHER UPPER, SPLIT COW LEATHER LINING, HIGH ANKLE, HARD HEEL, TWO VELCRO STRAP, MADE ON ANTI VARUS LASTS ; SOFT PADDING AROUND THE COLLAR; SPECIAL EXTENDED STIFFENER WITH CURVED WALL TO CORRECT THE FOOT SHAPE ; FULL LEATHER INSOLE; ADAPTABLE (HARD-WEARING) SOLE-UNIT ; SUFFICIENT TOE-SPRING FOR EASY ROLL-OFF; HIGH TOE-BOX AND STRONG TOE-CAP; EXTENDED FACINGS; EXTRA PADDING AROUND THE ANKLE; SOFT TONGUE PADDING TO MOULD THE SHOE ROUND THE FOOT, BLUE, SIZE: 27. | PROSTHETICS & ORTHOSIS SUPPLIES
9237 | 4224170619100 | ANTI-VARUS SHOES, PEDIATRIC, FULL COW/CALF LEATHER UPPER, SPLIT COW LEATHER LINING, HIGH ANKLE, HARD HEEL, TWO VELCRO STRAP, MADE ON ANTI VARUS LASTS ; SOFT PADDING AROUND THE COLLAR; SPECIAL EXTENDED STIFFENER WITH CURVED WALL TO CORRECT THE FOOT SHAPE ; FULL LEATHER INSOLE; ADAPTABLE (HARD-WEARING) SOLE-UNIT ; SUFFICIENT TOE-SPRING FOR EASY ROLL-OFF; HIGH TOE-BOX AND STRONG TOE-CAP; EXTENDED FACINGS; EXTRA PADDING AROUND THE ANKLE; SOFT TONGUE PADDING TO MOULD THE SHOE ROUND THE FOOT, BLUE, SIZE: 28. | PROSTHETICS & ORTHOSIS SUPPLIES
9238 | 4224170619200 | ANTI-VARUS SHOES, PEDIATRIC, FULL COW/CALF LEATHER UPPER, SPLIT COW LEATHER LINING, HIGH ANKLE, HARD HEEL, TWO VELCRO STRAP, MADE ON ANTI VARUS LASTS ; SOFT PADDING AROUND THE COLLAR; SPECIAL EXTENDED STIFFENER WITH CURVED WALL TO CORRECT THE FOOT SHAPE ; FULL LEATHER INSOLE; ADAPTABLE (HARD-WEARING) SOLE-UNIT ; SUFFICIENT TOE-SPRING FOR EASY ROLL-OFF; HIGH TOE-BOX AND STRONG TOE-CAP; EXTENDED FACINGS; EXTRA PADDING AROUND THE ANKLE; SOFT TONGUE PADDING TO MOULD THE SHOE ROUND THE FOOT, BLUE, SIZE: 19. | PROSTHETICS & ORTHOSIS SUPPLIES
9239 | 4224170619300 | ANTI-VARUS SHOES, PEDIATRIC, FULL COW/CALF LEATHER UPPER, SPLIT COW LEATHER LINING, HIGH ANKLE, HARD HEEL, TWO VELCRO STRAP, MADE ON ANTI VARUS LASTS ; SOFT PADDING AROUND THE COLLAR; SPECIAL EXTENDED STIFFENER WITH CURVED WALL TO CORRECT THE FOOT SHAPE ; FULL LEATHER INSOLE; ADAPTABLE (HARD-WEARING) SOLE-UNIT ; SUFFICIENT TOE-SPRING FOR EASY ROLL-OFF; HIGH TOE-BOX AND STRONG TOE-CAP; EXTENDED FACINGS; EXTRA PADDING AROUND THE ANKLE; SOFT TONGUE PADDING TO MOULD THE SHOE ROUND THE FOOT, BLUE, SIZE: 20. | PROSTHETICS & ORTHOSIS SUPPLIES
9240 | 4224170619400 | ANTI-VARUS SHOES, PEDIATRIC, FULL COW/CALF LEATHER UPPER, SPLIT COW LEATHER LINING, HIGH ANKLE, HARD HEEL, TWO VELCRO STRAP, MADE ON ANTI VARUS LASTS ; SOFT PADDING AROUND THE COLLAR; SPECIAL EXTENDED STIFFENER WITH CURVED WALL TO CORRECT THE FOOT SHAPE ; FULL LEATHER INSOLE; ADAPTABLE (HARD-WEARING) SOLE-UNIT ; SUFFICIENT TOE-SPRING FOR EASY ROLL-OFF; HIGH TOE-BOX AND STRONG TOE-CAP; EXTENDED FACINGS; EXTRA PADDING AROUND THE ANKLE; SOFT TONGUE PADDING TO MOULD THE SHOE ROUND THE FOOT, BLUE, SIZE: 21. | PROSTHETICS & ORTHOSIS SUPPLIES
9241 | 4224170619500 | ANTI-VARUS SHOES, PEDIATRIC, FULL COW/CALF LEATHER UPPER, SPLIT COW LEATHER LINING, HIGH ANKLE, HARD HEEL, TWO VELCRO STRAP, MADE ON ANTI VARUS LASTS ; SOFT PADDING AROUND THE COLLAR; SPECIAL EXTENDED STIFFENER WITH CURVED WALL TO CORRECT THE FOOT SHAPE ; FULL LEATHER INSOLE; ADAPTABLE (HARD-WEARING) SOLE-UNIT ; SUFFICIENT TOE-SPRING FOR EASY ROLL-OFF; HIGH TOE-BOX AND STRONG TOE-CAP; EXTENDED FACINGS; EXTRA PADDING AROUND THE ANKLE; SOFT TONGUE PADDING TO MOULD THE SHOE ROUND THE FOOT, BLUE, SIZE: 22. | PROSTHETICS & ORTHOSIS SUPPLIES
9242 | 4224170619600 | ANTI-VARUS SHOES, PEDIATRIC, FULL COW/CALF LEATHER UPPER, SPLIT COW LEATHER LINING, HIGH ANKLE, HARD HEEL, TWO VELCRO STRAP, MADE ON ANTI VARUS LASTS ; SOFT PADDING AROUND THE COLLAR; SPECIAL EXTENDED STIFFENER WITH CURVED WALL TO CORRECT THE FOOT SHAPE ; FULL LEATHER INSOLE; ADAPTABLE (HARD-WEARING) SOLE-UNIT ; SUFFICIENT TOE-SPRING FOR EASY ROLL-OFF; HIGH TOE-BOX AND STRONG TOE-CAP; EXTENDED FACINGS; EXTRA PADDING AROUND THE ANKLE; SOFT TONGUE PADDING TO MOULD THE SHOE ROUND THE FOOT, BLUE, SIZE: 23. | PROSTHETICS & ORTHOSIS SUPPLIES
9243 | 4224170619700 | ANTI-VARUS SHOES, PEDIATRIC, FULL COW/CALF LEATHER UPPER, SPLIT COW LEATHER LINING, HIGH ANKLE, HARD HEEL, TWO VELCRO STRAP, MADE ON ANTI VARUS LASTS ; SOFT PADDING AROUND THE COLLAR; SPECIAL EXTENDED STIFFENER WITH CURVED WALL TO CORRECT THE FOOT SHAPE ; FULL LEATHER INSOLE; ADAPTABLE (HARD-WEARING) SOLE-UNIT ; SUFFICIENT TOE-SPRING FOR EASY ROLL-OFF; HIGH TOE-BOX AND STRONG TOE-CAP; EXTENDED FACINGS; EXTRA PADDING AROUND THE ANKLE; SOFT TONGUE PADDING TO MOULD THE SHOE ROUND THE FOOT, BLUE, SIZE: 18. | PROSTHETICS & ORTHOSIS SUPPLIES
9244 | 4224170619800 | ANTI-VARUS SHOES, PEDIATRIC, FULL COW/CALF LEATHER UPPER, SPLIT COW LEATHER LINING, HIGH ANKLE, HARD HEEL, TWO VELCRO STRAP, MADE ON ANTI VARUS LASTS ; SOFT PADDING AROUND THE COLLAR; SPECIAL EXTENDED STIFFENER WITH CURVED WALL TO CORRECT THE FOOT SHAPE ; FULL LEATHER INSOLE; ADAPTABLE (HARD-WEARING) SOLE-UNIT ; SUFFICIENT TOE-SPRING FOR EASY ROLL-OFF; HIGH TOE-BOX AND STRONG TOE-CAP; EXTENDED FACINGS; EXTRA PADDING AROUND THE ANKLE; SOFT TONGUE PADDING TO MOULD THE SHOE ROUND THE FOOT, PINK, SIZE: 19. | PROSTHETICS & ORTHOSIS SUPPLIES
9245 | 4224170619900 | ANTI-VARUS SHOES, PEDIATRIC, FULL COW/CALF LEATHER UPPER, SPLIT COW LEATHER LINING, HIGH ANKLE, HARD HEEL, TWO VELCRO STRAP, MADE ON ANTI VARUS LASTS ; SOFT PADDING AROUND THE COLLAR; SPECIAL EXTENDED STIFFENER WITH CURVED WALL TO CORRECT THE FOOT SHAPE ; FULL LEATHER INSOLE; ADAPTABLE (HARD-WEARING) SOLE-UNIT ; SUFFICIENT TOE-SPRING FOR EASY ROLL-OFF; HIGH TOE-BOX AND STRONG TOE-CAP; EXTENDED FACINGS; EXTRA PADDING AROUND THE ANKLE; SOFT TONGUE PADDING TO MOULD THE SHOE ROUND THE FOOT, PINK, SIZE: 23. | PROSTHETICS & ORTHOSIS SUPPLIES
9246 | 4224170620000 | ANTI-VARUS SHOES, PEDIATRIC, FULL COW/CALF LEATHER UPPER, SPLIT COW LEATHER LINING, HIGH ANKLE, HARD HEEL, TWO VELCRO STRAP, MADE ON ANTI VARUS LASTS ; SOFT PADDING AROUND THE COLLAR; SPECIAL EXTENDED STIFFENER WITH CURVED WALL TO CORRECT THE FOOT SHAPE ; FULL LEATHER INSOLE; ADAPTABLE (HARD-WEARING) SOLE-UNIT ; SUFFICIENT TOE-SPRING FOR EASY ROLL-OFF; HIGH TOE-BOX AND STRONG TOE-CAP; EXTENDED FACINGS; EXTRA PADDING AROUND THE ANKLE; SOFT TONGUE PADDING TO MOULD THE SHOE ROUND THE FOOT, PINK, SIZE: 22. | PROSTHETICS & ORTHOSIS SUPPLIES
9247 | 4224170620100 | ANTI-VARUS SHOES, PEDIATRIC, FULL COW/CALF LEATHER UPPER, SPLIT COW LEATHER LINING, HIGH ANKLE, HARD HEEL, TWO VELCRO STRAP, MADE ON ANTI VARUS LASTS ; SOFT PADDING AROUND THE COLLAR; SPECIAL EXTENDED STIFFENER WITH CURVED WALL TO CORRECT THE FOOT SHAPE ; FULL LEATHER INSOLE; ADAPTABLE (HARD-WEARING) SOLE-UNIT ; SUFFICIENT TOE-SPRING FOR EASY ROLL-OFF; HIGH TOE-BOX AND STRONG TOE-CAP; EXTENDED FACINGS; EXTRA PADDING AROUND THE ANKLE; SOFT TONGUE PADDING TO MOULD THE SHOE ROUND THE FOOT, PINK, SIZE: 28. | PROSTHETICS & ORTHOSIS SUPPLIES
9248 | 4224170620200 | DIABETIC SHOES, WIDE/EXTRA-WIDE TOE BOX, COMBINATION OF SOFT COW/CALF LEATHER AND NEOPRENE, VELCRO CLOSURE, FLEXIBLE LINING, PROTECTIVE INTERIOR THAT IS MADE FROM SOFT MATERIAL, AND STITCHING THAT DOESN#T PROTRUDE, NON-BINDING UPPERS, EXTRA DEPTH DESIGN, CAN ACCOMMODATE THICK ORTHOTIC INSERTS ; A DEEP TOE BOX THAT PROVIDES EXTRA ROOM FOR TOE MOVEMENT, LIGHTWEIGHT, CUSHIONING SOLES THAT FACILITATE MOBILITY AND STABILITY; STRETCHABLE SHOES CONFORM TO THE CONTOURS OF THE FOOT, BLACK, SIZE 34. | PROSTHETICS & ORTHOSIS SUPPLIES
9249 | 4224170620300 | DIABETIC SHOES, WIDE/EXTRA-WIDE TOE BOX, COMBINATION OF SOFT COW/CALF LEATHER AND NEOPRENE, VELCRO CLOSURE, FLEXIBLE LINING, PROTECTIVE INTERIOR THAT IS MADE FROM SOFT MATERIAL, AND STITCHING THAT DOESN#T PROTRUDE, NON-BINDING UPPERS, EXTRA DEPTH DESIGN, CAN ACCOMMODATE THICK ORTHOTIC INSERTS ; A DEEP TOE BOX THAT PROVIDES EXTRA ROOM FOR TOE MOVEMENT, LIGHTWEIGHT, CUSHIONING SOLES THAT FACILITATE MOBILITY AND STABILITY; STRETCHABLE SHOES CONFORM TO THE CONTOURS OF THE FOOT, BLACK, SIZE 35. | PROSTHETICS & ORTHOSIS SUPPLIES
9250 | 4224170620400 | DIABETIC SHOES, WIDE/EXTRA-WIDE TOE BOX, COMBINATION OF SOFT COW/CALF LEATHER AND NEOPRENE, VELCRO CLOSURE, FLEXIBLE LINING, PROTECTIVE INTERIOR THAT IS MADE FROM SOFT MATERIAL, AND STITCHING THAT DOESN#T PROTRUDE, NON-BINDING UPPERS, EXTRA DEPTH DESIGN, CAN ACCOMMODATE THICK ORTHOTIC INSERTS ; A DEEP TOE BOX THAT PROVIDES EXTRA ROOM FOR TOE MOVEMENT, LIGHTWEIGHT, CUSHIONING SOLES THAT FACILITATE MOBILITY AND STABILITY; STRETCHABLE SHOES CONFORM TO THE CONTOURS OF THE FOOT, BLACK, SIZE 36. | PROSTHETICS & ORTHOSIS SUPPLIES
9251 | 4224170620500 | DIABETIC SHOES, WIDE/EXTRA-WIDE TOE BOX, COMBINATION OF SOFT COW/CALF LEATHER AND NEOPRENE, VELCRO CLOSURE, FLEXIBLE LINING, PROTECTIVE INTERIOR THAT IS MADE FROM SOFT MATERIAL, AND STITCHING THAT DOESN#T PROTRUDE, NON-BINDING UPPERS, EXTRA DEPTH DESIGN, CAN ACCOMMODATE THICK ORTHOTIC INSERTS ; A DEEP TOE BOX THAT PROVIDES EXTRA ROOM FOR TOE MOVEMENT, LIGHTWEIGHT, CUSHIONING SOLES THAT FACILITATE MOBILITY AND STABILITY; STRETCHABLE SHOES CONFORM TO THE CONTOURS OF THE FOOT, BLACK, SIZE 37. | PROSTHETICS & ORTHOSIS SUPPLIES
9252 | 4224170620600 | DIABETIC SHOES, WIDE/EXTRA-WIDE TOE BOX, COMBINATION OF SOFT COW/CALF LEATHER AND NEOPRENE, VELCRO CLOSURE, FLEXIBLE LINING, PROTECTIVE INTERIOR THAT IS MADE FROM SOFT MATERIAL, AND STITCHING THAT DOESN#T PROTRUDE, NON-BINDING UPPERS, EXTRA DEPTH DESIGN, CAN ACCOMMODATE THICK ORTHOTIC INSERTS ; A DEEP TOE BOX THAT PROVIDES EXTRA ROOM FOR TOE MOVEMENT, LIGHTWEIGHT, CUSHIONING SOLES THAT FACILITATE MOBILITY AND STABILITY; STRETCHABLE SHOES CONFORM TO THE CONTOURS OF THE FOOT, BLACK, SIZE 38. | PROSTHETICS & ORTHOSIS SUPPLIES
9253 | 4224170620700 | DIABETIC SHOES, WIDE/EXTRA-WIDE TOE BOX, COMBINATION OF SOFT COW/CALF LEATHER AND NEOPRENE, VELCRO CLOSURE, FLEXIBLE LINING, PROTECTIVE INTERIOR THAT IS MADE FROM SOFT MATERIAL, AND STITCHING THAT DOESN#T PROTRUDE, NON-BINDING UPPERS, EXTRA DEPTH DESIGN, CAN ACCOMMODATE THICK ORTHOTIC INSERTS ; A DEEP TOE BOX THAT PROVIDES EXTRA ROOM FOR TOE MOVEMENT, LIGHTWEIGHT, CUSHIONING SOLES THAT FACILITATE MOBILITY AND STABILITY; STRETCHABLE SHOES CONFORM TO THE CONTOURS OF THE FOOT, BLACK, SIZE 39. | PROSTHETICS & ORTHOSIS SUPPLIES
9254 | 4224170620800 | DIABETIC SHOES, WIDE/EXTRA-WIDE TOE BOX, COMBINATION OF SOFT COW/CALF LEATHER AND NEOPRENE, VELCRO CLOSURE, FLEXIBLE LINING, PROTECTIVE INTERIOR THAT IS MADE FROM SOFT MATERIAL, AND STITCHING THAT DOESN#T PROTRUDE, NON-BINDING UPPERS, EXTRA DEPTH DESIGN, CAN ACCOMMODATE THICK ORTHOTIC INSERTS ; A DEEP TOE BOX THAT PROVIDES EXTRA ROOM FOR TOE MOVEMENT, LIGHTWEIGHT, CUSHIONING SOLES THAT FACILITATE MOBILITY AND STABILITY; STRETCHABLE SHOES CONFORM TO THE CONTOURS OF THE FOOT, BLACK, SIZE 40. | PROSTHETICS & ORTHOSIS SUPPLIES
9255 | 4224170620900 | DIABETIC SHOES, WIDE/EXTRA-WIDE TOE BOX, COMBINATION OF SOFT COW/CALF LEATHER AND NEOPRENE, VELCRO CLOSURE, FLEXIBLE LINING, PROTECTIVE INTERIOR THAT IS MADE FROM SOFT MATERIAL, AND STITCHING THAT DOESN#T PROTRUDE, NON-BINDING UPPERS, EXTRA DEPTH DESIGN, CAN ACCOMMODATE THICK ORTHOTIC INSERTS ; A DEEP TOE BOX THAT PROVIDES EXTRA ROOM FOR TOE MOVEMENT, LIGHTWEIGHT, CUSHIONING SOLES THAT FACILITATE MOBILITY AND STABILITY; STRETCHABLE SHOES CONFORM TO THE CONTOURS OF THE FOOT, BLACK, SIZE 41. | PROSTHETICS & ORTHOSIS SUPPLIES
9256 | 4224170621000 | DIABETIC SHOES, WIDE/EXTRA-WIDE TOE BOX, COMBINATION OF SOFT COW/CALF LEATHER AND NEOPRENE, VELCRO CLOSURE, FLEXIBLE LINING, PROTECTIVE INTERIOR THAT IS MADE FROM SOFT MATERIAL, AND STITCHING THAT DOESN#T PROTRUDE, NON-BINDING UPPERS, EXTRA DEPTH DESIGN, CAN ACCOMMODATE THICK ORTHOTIC INSERTS ; A DEEP TOE BOX THAT PROVIDES EXTRA ROOM FOR TOE MOVEMENT, LIGHTWEIGHT, CUSHIONING SOLES THAT FACILITATE MOBILITY AND STABILITY; STRETCHABLE SHOES CONFORM TO THE CONTOURS OF THE FOOT, BLACK, SIZE 42. | PROSTHETICS & ORTHOSIS SUPPLIES
9257 | 4224170623900 | DIABETIC SHOES, MALE, WIDE/EXTRA-WIDE TOE BOX, SOFT COW/CALF LEATHER, NEOPRENE VAMP PADDED COLLARS THROUGH WEDGE SOLE, VELCRO CLOSURE; PROTECTIVE INTERIOR THAT IS MADE FROM SOFT MATERIAL, AND STITCHING THAT DOESN#T PROTRUDE SO AS NOT TO CAUSE IRRITATION ; NON-BINDING UPPERS THAT ENSURE THAT THERE IS NO PRESSURE ON THE FOOT ; EXTRA DEPTH DESIGN, CAN ACCOMMODATE THICK ORTHOTIC INSERTS ; A DEEP TOE BOX THAT PROVIDES EXTRA ROOM FOR TOE MOVEMENT, LIGHTWEIGHT, CUSHIONING SOLES THAT FACILITATE MOBILITY AND STABILITY; STRETCHABLE SHOES CONFORM TO THE CONTOURS OF THE FOOT, BLACK, SIZE 43. | PROSTHETICS & ORTHOSIS SUPPLIES
9258 | 4224170624000 | DIABETIC SHOES, MALE, WIDE/EXTRA-WIDE TOE BOX, SOFT COW/CALF LEATHER, NEOPRENE VAMP PADDED COLLARS THROUGH WEDGE SOLE, VELCRO CLOSURE; PROTECTIVE INTERIOR THAT IS MADE FROM SOFT MATERIAL, AND STITCHING THAT DOESN#T PROTRUDE SO AS NOT TO CAUSE IRRITATION ; NON-BINDING UPPERS THAT ENSURE THAT THERE IS NO PRESSURE ON THE FOOT ; EXTRA DEPTH DESIGN, CAN ACCOMMODATE THICK ORTHOTIC INSERTS ; A DEEP TOE BOX THAT PROVIDES EXTRA ROOM FOR TOE MOVEMENT, LIGHTWEIGHT, CUSHIONING SOLES THAT FACILITATE MOBILITY AND STABILITY; STRETCHABLE SHOES CONFORM TO THE CONTOURS OF THE FOOT, BLACK, SIZE 44. | PROSTHETICS & ORTHOSIS SUPPLIES
9259 | 4224170624100 | DIABETIC SHOES, MALE, WIDE/EXTRA-WIDE TOE BOX, SOFT COW/CALF LEATHER, NEOPRENE VAMP PADDED COLLARS THROUGH WEDGE SOLE, VELCRO CLOSURE; PROTECTIVE INTERIOR THAT IS MADE FROM SOFT MATERIAL, AND STITCHING THAT DOESN#T PROTRUDE SO AS NOT TO CAUSE IRRITATION ; NON-BINDING UPPERS THAT ENSURE THAT THERE IS NO PRESSURE ON THE FOOT ; EXTRA DEPTH DESIGN, CAN ACCOMMODATE THICK ORTHOTIC INSERTS ; A DEEP TOE BOX THAT PROVIDES EXTRA ROOM FOR TOE MOVEMENT, LIGHTWEIGHT, CUSHIONING SOLES THAT FACILITATE MOBILITY AND STABILITY; STRETCHABLE SHOES CONFORM TO THE CONTOURS OF THE FOOT, BLACK, SIZE 45. | PROSTHETICS & ORTHOSIS SUPPLIES
9260 | 4224170624200 | DIABETIC SHOES, MALE, WIDE/EXTRA-WIDE TOE BOX, SOFT COW/CALF LEATHER, NEOPRENE VAMP PADDED COLLARS THROUGH WEDGE SOLE, VELCRO CLOSURE; PROTECTIVE INTERIOR THAT IS MADE FROM SOFT MATERIAL, AND STITCHING THAT DOESN#T PROTRUDE SO AS NOT TO CAUSE IRRITATION ; NON-BINDING UPPERS THAT ENSURE THAT THERE IS NO PRESSURE ON THE FOOT ; EXTRA DEPTH DESIGN, CAN ACCOMMODATE THICK ORTHOTIC INSERTS ; A DEEP TOE BOX THAT PROVIDES EXTRA ROOM FOR TOE MOVEMENT, LIGHTWEIGHT, CUSHIONING SOLES THAT FACILITATE MOBILITY AND STABILITY; STRETCHABLE SHOES CONFORM TO THE CONTOURS OF THE FOOT, BLACK, SIZE 46. | PROSTHETICS & ORTHOSIS SUPPLIES
9261 | 4224170624300 | DIABETIC SHOES, MALE, WIDE/EXTRA-WIDE TOE BOX, SOFT COW/CALF LEATHER, NEOPRENE VAMP PADDED COLLARS THROUGH WEDGE SOLE, VELCRO CLOSURE; PROTECTIVE INTERIOR THAT IS MADE FROM SOFT MATERIAL, AND STITCHING THAT DOESN#T PROTRUDE SO AS NOT TO CAUSE IRRITATION ; NON-BINDING UPPERS THAT ENSURE THAT THERE IS NO PRESSURE ON THE FOOT ; EXTRA DEPTH DESIGN, CAN ACCOMMODATE THICK ORTHOTIC INSERTS ; A DEEP TOE BOX THAT PROVIDES EXTRA ROOM FOR TOE MOVEMENT, LIGHTWEIGHT, CUSHIONING SOLES THAT FACILITATE MOBILITY AND STABILITY; STRETCHABLE SHOES CONFORM TO THE CONTOURS OF THE FOOT, BLACK, SIZE 47. | PROSTHETICS & ORTHOSIS SUPPLIES
9262 | 4224170624600 | DIABETIC SHOES, MALE, WIDE/EXTRA-WIDE TOE BOX, SOFT COW/CALF LEATHER, NEOPRENE VAMP PADDED COLLARS THROUGH WEDGE SOLE, VELCRO CLOSURE; PROTECTIVE INTERIOR THAT IS MADE FROM SOFT MATERIAL, AND STITCHING THAT DOESN#T PROTRUDE SO AS NOT TO CAUSE IRRITATION ; NON-BINDING UPPERS THAT ENSURE THAT THERE IS NO PRESSURE ON THE FOOT ; EXTRA DEPTH DESIGN, CAN ACCOMMODATE THICK ORTHOTIC INSERTS ; A DEEP TOE BOX THAT PROVIDES EXTRA ROOM FOR TOE MOVEMENT, LIGHTWEIGHT, CUSHIONING SOLES THAT FACILITATE MOBILITY AND STABILITY; STRETCHABLE SHOES CONFORM TO THE CONTOURS OF THE FOOT, BLACK, SIZE 39.5. | PROSTHETICS & ORTHOSIS SUPPLIES
9263 | 4224170624800 | DIABETIC SHOES, MALE, WIDE/EXTRA-WIDE TOE BOX, SOFT COW/CALF LEATHER, NEOPRENE VAMP PADDED COLLARS THROUGH WEDGE SOLE, VELCRO CLOSURE; PROTECTIVE INTERIOR THAT IS MADE FROM SOFT MATERIAL, AND STITCHING THAT DOESN#T PROTRUDE SO AS NOT TO CAUSE IRRITATION ; NON-BINDING UPPERS THAT ENSURE THAT THERE IS NO PRESSURE ON THE FOOT ; EXTRA DEPTH DESIGN, CAN ACCOMMODATE THICK ORTHOTIC INSERTS ; A DEEP TOE BOX THAT PROVIDES EXTRA ROOM FOR TOE MOVEMENT, LIGHTWEIGHT, CUSHIONING SOLES THAT FACILITATE MOBILITY AND STABILITY; STRETCHABLE SHOES CONFORM TO THE CONTOURS OF THE FOOT, BLACK, SIZE 40.5. | PROSTHETICS & ORTHOSIS SUPPLIES
9264 | 4224170625000 | DIABETIC SHOES, MALE, WIDE/EXTRA-WIDE TOE BOX, SOFT COW/CALF LEATHER, NEOPRENE VAMP PADDED COLLARS THROUGH WEDGE SOLE, VELCRO CLOSURE; PROTECTIVE INTERIOR THAT IS MADE FROM SOFT MATERIAL, AND STITCHING THAT DOESN#T PROTRUDE SO AS NOT TO CAUSE IRRITATION ; NON-BINDING UPPERS THAT ENSURE THAT THERE IS NO PRESSURE ON THE FOOT ; EXTRA DEPTH DESIGN, CAN ACCOMMODATE THICK ORTHOTIC INSERTS ; A DEEP TOE BOX THAT PROVIDES EXTRA ROOM FOR TOE MOVEMENT, LIGHTWEIGHT, CUSHIONING SOLES THAT FACILITATE MOBILITY AND STABILITY; STRETCHABLE SHOES CONFORM TO THE CONTOURS OF THE FOOT, BLACK, SIZE 41.5. | PROSTHETICS & ORTHOSIS SUPPLIES
9265 | 4224170625200 | DIABETIC SHOES, MALE, WIDE/EXTRA-WIDE TOE BOX, SOFT COW/CALF LEATHER, NEOPRENE VAMP PADDED COLLARS THROUGH WEDGE SOLE, VELCRO CLOSURE; PROTECTIVE INTERIOR THAT IS MADE FROM SOFT MATERIAL, AND STITCHING THAT DOESN#T PROTRUDE SO AS NOT TO CAUSE IRRITATION ; NON-BINDING UPPERS THAT ENSURE THAT THERE IS NO PRESSURE ON THE FOOT ; EXTRA DEPTH DESIGN, CAN ACCOMMODATE THICK ORTHOTIC INSERTS ; A DEEP TOE BOX THAT PROVIDES EXTRA ROOM FOR TOE MOVEMENT, LIGHTWEIGHT, CUSHIONING SOLES THAT FACILITATE MOBILITY AND STABILITY; STRETCHABLE SHOES CONFORM TO THE CONTOURS OF THE FOOT, BLACK, SIZE 42.5. | PROSTHETICS & ORTHOSIS SUPPLIES
9266 | 4224170625400 | DIABETIC SHOES, FEMALE, WIDE/EXTRA-WIDE TOE BOX, SOFT COW/CALF LEATHER, NEOPRENE VAMP PADDED COLLARS THROUGH WEDGE SOLE, LACE CLOSING, PROTECTIVE INTERIOR THAT IS MADE FROM SOFT MATERIAL, AND STITCHING THAT DOESN#T PROTRUDE SO AS NOT TO CAUSE IRRITATION ; NON-BINDING UPPERS THAT ENSURE THAT THERE IS NO PRESSURE ON THE FOOT ; EXTRA DEPTH DESIGN, CAN ACCOMMODATE THICK ORTHOTIC INSERTS ; A DEEP TOE BOX THAT PROVIDES EXTRA ROOM FOR TOE MOVEMENT, LIGHTWEIGHT, CUSHIONING SOLES THAT FACILITATE MOBILITY AND STABILITY; STRETCHABLE SHOES CONFORM TO THE CONTOURS OF THE FOOT, BLACK, SIZE 36. | PROSTHETICS & ORTHOSIS SUPPLIES
9267 | 4224170625500 | DIABETIC SHOES, FEMALE, WIDE/EXTRA-WIDE TOE BOX, SOFT COW/CALF LEATHER, NEOPRENE VAMP PADDED COLLARS THROUGH WEDGE SOLE, LACE CLOSING, PROTECTIVE INTERIOR THAT IS MADE FROM SOFT MATERIAL, AND STITCHING THAT DOESN#T PROTRUDE SO AS NOT TO CAUSE IRRITATION ; NON-BINDING UPPERS THAT ENSURE THAT THERE IS NO PRESSURE ON THE FOOT ; EXTRA DEPTH DESIGN, CAN ACCOMMODATE THICK ORTHOTIC INSERTS ; A DEEP TOE BOX THAT PROVIDES EXTRA ROOM FOR TOE MOVEMENT, LIGHTWEIGHT, CUSHIONING SOLES THAT FACILITATE MOBILITY AND STABILITY; STRETCHABLE SHOES CONFORM TO THE CONTOURS OF THE FOOT, BLACK, SIZE 37. | PROSTHETICS & ORTHOSIS SUPPLIES
9268 | 4224170625600 | DIABETIC SHOES, FEMALE, WIDE/EXTRA-WIDE TOE BOX, SOFT COW/CALF LEATHER, NEOPRENE VAMP PADDED COLLARS THROUGH WEDGE SOLE, LACE CLOSING, PROTECTIVE INTERIOR THAT IS MADE FROM SOFT MATERIAL, AND STITCHING THAT DOESN#T PROTRUDE SO AS NOT TO CAUSE IRRITATION ; NON-BINDING UPPERS THAT ENSURE THAT THERE IS NO PRESSURE ON THE FOOT ; EXTRA DEPTH DESIGN, CAN ACCOMMODATE THICK ORTHOTIC INSERTS ; A DEEP TOE BOX THAT PROVIDES EXTRA ROOM FOR TOE MOVEMENT, LIGHTWEIGHT, CUSHIONING SOLES THAT FACILITATE MOBILITY AND STABILITY; STRETCHABLE SHOES CONFORM TO THE CONTOURS OF THE FOOT, BLACK, SIZE 38. | PROSTHETICS & ORTHOSIS SUPPLIES
9269 | 4224170625700 | DIABETIC SHOES, FEMALE, WIDE/EXTRA-WIDE TOE BOX, SOFT COW/CALF LEATHER, NEOPRENE VAMP PADDED COLLARS THROUGH WEDGE SOLE, LACE CLOSING, PROTECTIVE INTERIOR THAT IS MADE FROM SOFT MATERIAL, AND STITCHING THAT DOESN#T PROTRUDE SO AS NOT TO CAUSE IRRITATION ; NON-BINDING UPPERS THAT ENSURE THAT THERE IS NO PRESSURE ON THE FOOT ; EXTRA DEPTH DESIGN, CAN ACCOMMODATE THICK ORTHOTIC INSERTS ; A DEEP TOE BOX THAT PROVIDES EXTRA ROOM FOR TOE MOVEMENT, LIGHTWEIGHT, CUSHIONING SOLES THAT FACILITATE MOBILITY AND STABILITY; STRETCHABLE SHOES CONFORM TO THE CONTOURS OF THE FOOT, BLACK, SIZE 39. | PROSTHETICS & ORTHOSIS SUPPLIES
9270 | 4224170625800 | DIABETIC SHOES, FEMALE, WIDE/EXTRA-WIDE TOE BOX, SOFT COW/CALF LEATHER, NEOPRENE VAMP PADDED COLLARS THROUGH WEDGE SOLE, LACE CLOSING, PROTECTIVE INTERIOR THAT IS MADE FROM SOFT MATERIAL, AND STITCHING THAT DOESN#T PROTRUDE SO AS NOT TO CAUSE IRRITATION ; NON-BINDING UPPERS THAT ENSURE THAT THERE IS NO PRESSURE ON THE FOOT ; EXTRA DEPTH DESIGN, CAN ACCOMMODATE THICK ORTHOTIC INSERTS ; A DEEP TOE BOX THAT PROVIDES EXTRA ROOM FOR TOE MOVEMENT, LIGHTWEIGHT, CUSHIONING SOLES THAT FACILITATE MOBILITY AND STABILITY; STRETCHABLE SHOES CONFORM TO THE CONTOURS OF THE FOOT, BLACK, SIZE 40. | PROSTHETICS & ORTHOSIS SUPPLIES
9271 | 4224170625900 | DIABETIC SHOES, FEMALE, WIDE/EXTRA-WIDE TOE BOX, SOFT COW/CALF LEATHER, NEOPRENE VAMP PADDED COLLARS THROUGH WEDGE SOLE, LACE CLOSING, PROTECTIVE INTERIOR THAT IS MADE FROM SOFT MATERIAL, AND STITCHING THAT DOESN#T PROTRUDE SO AS NOT TO CAUSE IRRITATION ; NON-BINDING UPPERS THAT ENSURE THAT THERE IS NO PRESSURE ON THE FOOT ; EXTRA DEPTH DESIGN, CAN ACCOMMODATE THICK ORTHOTIC INSERTS ; A DEEP TOE BOX THAT PROVIDES EXTRA ROOM FOR TOE MOVEMENT, LIGHTWEIGHT, CUSHIONING SOLES THAT FACILITATE MOBILITY AND STABILITY; STRETCHABLE SHOES CONFORM TO THE CONTOURS OF THE FOOT, BLACK, SIZE 40.5. | PROSTHETICS & ORTHOSIS SUPPLIES
9272 | 4224170626000 | DIABETIC SHOES, FEMALE, WIDE/EXTRA-WIDE TOE BOX, SOFT COW/CALF LEATHER, NEOPRENE VAMP PADDED COLLARS THROUGH WEDGE SOLE, LACE CLOSING, PROTECTIVE INTERIOR THAT IS MADE FROM SOFT MATERIAL, AND STITCHING THAT DOESN#T PROTRUDE SO AS NOT TO CAUSE IRRITATION ; NON-BINDING UPPERS THAT ENSURE THAT THERE IS NO PRESSURE ON THE FOOT ; EXTRA DEPTH DESIGN, CAN ACCOMMODATE THICK ORTHOTIC INSERTS ; A DEEP TOE BOX THAT PROVIDES EXTRA ROOM FOR TOE MOVEMENT, LIGHTWEIGHT, CUSHIONING SOLES THAT FACILITATE MOBILITY AND STABILITY; STRETCHABLE SHOES CONFORM TO THE CONTOURS OF THE FOOT, BLACK, SIZE 41. | PROSTHETICS & ORTHOSIS SUPPLIES
9273 | 4224170626100 | DIABETIC SHOES, FEMALE, WIDE/EXTRA-WIDE TOE BOX, SOFT COW/CALF LEATHER, NEOPRENE VAMP PADDED COLLARS THROUGH WEDGE SOLE, LACE CLOSING, PROTECTIVE INTERIOR THAT IS MADE FROM SOFT MATERIAL, AND STITCHING THAT DOESN#T PROTRUDE SO AS NOT TO CAUSE IRRITATION ; NON-BINDING UPPERS THAT ENSURE THAT THERE IS NO PRESSURE ON THE FOOT ; EXTRA DEPTH DESIGN, CAN ACCOMMODATE THICK ORTHOTIC INSERTS ; A DEEP TOE BOX THAT PROVIDES EXTRA ROOM FOR TOE MOVEMENT, LIGHTWEIGHT, CUSHIONING SOLES THAT FACILITATE MOBILITY AND STABILITY; STRETCHABLE SHOES CONFORM TO THE CONTOURS OF THE FOOT, BLACK, SIZE 41.5. | PROSTHETICS & ORTHOSIS SUPPLIES
9274 | 4224170626200 | DIABETIC SHOES, FEMALE, WIDE/EXTRA-WIDE TOE BOX, SOFT COW/CALF LEATHER, NEOPRENE VAMP PADDED COLLARS THROUGH WEDGE SOLE, LACE CLOSING, PROTECTIVE INTERIOR THAT IS MADE FROM SOFT MATERIAL, AND STITCHING THAT DOESN#T PROTRUDE SO AS NOT TO CAUSE IRRITATION ; NON-BINDING UPPERS THAT ENSURE THAT THERE IS NO PRESSURE ON THE FOOT ; EXTRA DEPTH DESIGN, CAN ACCOMMODATE THICK ORTHOTIC INSERTS ; A DEEP TOE BOX THAT PROVIDES EXTRA ROOM FOR TOE MOVEMENT, LIGHTWEIGHT, CUSHIONING SOLES THAT FACILITATE MOBILITY AND STABILITY; STRETCHABLE SHOES CONFORM TO THE CONTOURS OF THE FOOT, BLACK, SIZE 42. | PROSTHETICS & ORTHOSIS SUPPLIES
9275 | 4224170626300 | DIABETIC SHOES, FEMALE, WIDE/EXTRA-WIDE TOE BOX, SOFT COW/CALF LEATHER, NEOPRENE VAMP PADDED COLLARS THROUGH WEDGE SOLE, LACE CLOSING, PROTECTIVE INTERIOR THAT IS MADE FROM SOFT MATERIAL, AND STITCHING THAT DOESN#T PROTRUDE SO AS NOT TO CAUSE IRRITATION ; NON-BINDING UPPERS THAT ENSURE THAT THERE IS NO PRESSURE ON THE FOOT ; EXTRA DEPTH DESIGN, CAN ACCOMMODATE THICK ORTHOTIC INSERTS ; A DEEP TOE BOX THAT PROVIDES EXTRA ROOM FOR TOE MOVEMENT, LIGHTWEIGHT, CUSHIONING SOLES THAT FACILITATE MOBILITY AND STABILITY; STRETCHABLE SHOES CONFORM TO THE CONTOURS OF THE FOOT, BLACK, SIZE 42.5. | PROSTHETICS & ORTHOSIS SUPPLIES
9276 | 4224170626600 | DIABETIC SHOES, MALE, WIDE/EXTRA-WIDE TOE BOX, SOFT COW/CALF LEATHER, NEOPRENE VAMP PADDED COLLARS THROUGH WEDGE SOLE, LACE CLOSING, PROTECTIVE INTERIOR THAT IS MADE FROM SOFT MATERIAL, AND STITCHING THAT DOESN#T PROTRUDE SO AS NOT TO CAUSE IRRITATION ; NON-BINDING UPPERS THAT ENSURE THAT THERE IS NO PRESSURE ON THE FOOT ; EXTRA DEPTH DESIGN, CAN ACCOMMODATE THICK ORTHOTIC INSERTS ; A DEEP TOE BOX THAT PROVIDES EXTRA ROOM FOR TOE MOVEMENT, LIGHTWEIGHT, CUSHIONING SOLES THAT FACILITATE MOBILITY AND STABILITY; STRETCHABLE SHOES CONFORM TO THE CONTOURS OF THE FOOT, BLACK, SIZE 43. | PROSTHETICS & ORTHOSIS SUPPLIES
9277 | 4224170626700 | DIABETIC SHOES, MALE, WIDE/EXTRA-WIDE TOE BOX, SOFT COW/CALF LEATHER, NEOPRENE VAMP PADDED COLLARS THROUGH WEDGE SOLE, LACE CLOSING, PROTECTIVE INTERIOR THAT IS MADE FROM SOFT MATERIAL, AND STITCHING THAT DOESN#T PROTRUDE SO AS NOT TO CAUSE IRRITATION ; NON-BINDING UPPERS THAT ENSURE THAT THERE IS NO PRESSURE ON THE FOOT ; EXTRA DEPTH DESIGN, CAN ACCOMMODATE THICK ORTHOTIC INSERTS ; A DEEP TOE BOX THAT PROVIDES EXTRA ROOM FOR TOE MOVEMENT, LIGHTWEIGHT, CUSHIONING SOLES THAT FACILITATE MOBILITY AND STABILITY; STRETCHABLE SHOES CONFORM TO THE CONTOURS OF THE FOOT, BLACK, SIZE 44. | PROSTHETICS & ORTHOSIS SUPPLIES
9278 | 4224170626800 | DIABETIC SHOES, MALE, WIDE/EXTRA-WIDE TOE BOX, SOFT COW/CALF LEATHER, NEOPRENE VAMP PADDED COLLARS THROUGH WEDGE SOLE, LACE CLOSING, PROTECTIVE INTERIOR THAT IS MADE FROM SOFT MATERIAL, AND STITCHING THAT DOESN#T PROTRUDE SO AS NOT TO CAUSE IRRITATION ; NON-BINDING UPPERS THAT ENSURE THAT THERE IS NO PRESSURE ON THE FOOT ; EXTRA DEPTH DESIGN, CAN ACCOMMODATE THICK ORTHOTIC INSERTS ; A DEEP TOE BOX THAT PROVIDES EXTRA ROOM FOR TOE MOVEMENT, LIGHTWEIGHT, CUSHIONING SOLES THAT FACILITATE MOBILITY AND STABILITY; STRETCHABLE SHOES CONFORM TO THE CONTOURS OF THE FOOT, BLACK, SIZE 45. | PROSTHETICS & ORTHOSIS SUPPLIES
9279 | 4224170626900 | DIABETIC SHOES, MALE, WIDE/EXTRA-WIDE TOE BOX, SOFT COW/CALF LEATHER, NEOPRENE VAMP PADDED COLLARS THROUGH WEDGE SOLE, LACE CLOSING, PROTECTIVE INTERIOR THAT IS MADE FROM SOFT MATERIAL, AND STITCHING THAT DOESN#T PROTRUDE SO AS NOT TO CAUSE IRRITATION ; NON-BINDING UPPERS THAT ENSURE THAT THERE IS NO PRESSURE ON THE FOOT ; EXTRA DEPTH DESIGN, CAN ACCOMMODATE THICK ORTHOTIC INSERTS ; A DEEP TOE BOX THAT PROVIDES EXTRA ROOM FOR TOE MOVEMENT, LIGHTWEIGHT, CUSHIONING SOLES THAT FACILITATE MOBILITY AND STABILITY; STRETCHABLE SHOES CONFORM TO THE CONTOURS OF THE FOOT, BLACK, SIZE 46. | PROSTHETICS & ORTHOSIS SUPPLIES
9280 | 4224170627000 | DIABETIC SHOES, MALE, WIDE/EXTRA-WIDE TOE BOX, SOFT COW/CALF LEATHER, NEOPRENE VAMP PADDED COLLARS THROUGH WEDGE SOLE, LACE CLOSING, PROTECTIVE INTERIOR THAT IS MADE FROM SOFT MATERIAL, AND STITCHING THAT DOESN#T PROTRUDE SO AS NOT TO CAUSE IRRITATION ; NON-BINDING UPPERS THAT ENSURE THAT THERE IS NO PRESSURE ON THE FOOT ; EXTRA DEPTH DESIGN, CAN ACCOMMODATE THICK ORTHOTIC INSERTS ; A DEEP TOE BOX THAT PROVIDES EXTRA ROOM FOR TOE MOVEMENT, LIGHTWEIGHT, CUSHIONING SOLES THAT FACILITATE MOBILITY AND STABILITY; STRETCHABLE SHOES CONFORM TO THE CONTOURS OF THE FOOT, BLACK, SIZE 47. | PROSTHETICS & ORTHOSIS SUPPLIES
9281 | 4224170628900 | DIABETIC SHOES, FEMALE, WIDE/EXTRA-WIDE TOE BOX, SOFT COW/CALF LEATHER, VELCRO CLOSURE, FLEXIBLE LINING, PROTECTIVE INTERIOR THAT IS MADE FROM SOFT MATERIAL, AND STITCHING THAT DOESN#T PROTRUDE, NON-BINDING UPPERS, EXTRA DEPTH DESIGN, CAN ACCOMMODATE THICK ORTHOTIC INSERTS ; A DEEP TOE BOX THAT PROVIDES EXTRA ROOM FOR TOE MOVEMENT, LIGHTWEIGHT, CUSHIONING SOLES THAT FACILITATE MOBILITY AND STABILITY; STRETCHABLE SHOES CONFORM TO THE CONTOURS OF THE FOOT, BEIGE, SIZE 42. | PROSTHETICS & ORTHOSIS SUPPLIES
9282 | 4224170629000 | DIABETIC SHOES, FEMALE, WIDE/EXTRA-WIDE TOE BOX, SOFT COW/CALF LEATHER, VELCRO CLOSURE, FLEXIBLE LINING, PROTECTIVE INTERIOR THAT IS MADE FROM SOFT MATERIAL, AND STITCHING THAT DOESN#T PROTRUDE, NON-BINDING UPPERS, EXTRA DEPTH DESIGN, CAN ACCOMMODATE THICK ORTHOTIC INSERTS ; A DEEP TOE BOX THAT PROVIDES EXTRA ROOM FOR TOE MOVEMENT, LIGHTWEIGHT, CUSHIONING SOLES THAT FACILITATE MOBILITY AND STABILITY; STRETCHABLE SHOES CONFORM TO THE CONTOURS OF THE FOOT, BEIGE, SIZE 39. | PROSTHETICS & ORTHOSIS SUPPLIES
9283 | 4224170629100 | DIABETIC SHOES, FEMALE, WIDE/EXTRA-WIDE TOE BOX, SOFT COW/CALF LEATHER, VELCRO CLOSURE, FLEXIBLE LINING, PROTECTIVE INTERIOR THAT IS MADE FROM SOFT MATERIAL, AND STITCHING THAT DOESN#T PROTRUDE, NON-BINDING UPPERS, EXTRA DEPTH DESIGN, CAN ACCOMMODATE THICK ORTHOTIC INSERTS ; A DEEP TOE BOX THAT PROVIDES EXTRA ROOM FOR TOE MOVEMENT, LIGHTWEIGHT, CUSHIONING SOLES THAT FACILITATE MOBILITY AND STABILITY; STRETCHABLE SHOES CONFORM TO THE CONTOURS OF THE FOOT, BEIGE, SIZE 40. | PROSTHETICS & ORTHOSIS SUPPLIES
9284 | 4224170629200 | DIABETIC SHOES, FEMALE, WIDE/EXTRA-WIDE TOE BOX, SOFT COW/CALF LEATHER, VELCRO CLOSURE, FLEXIBLE LINING, PROTECTIVE INTERIOR THAT IS MADE FROM SOFT MATERIAL, AND STITCHING THAT DOESN#T PROTRUDE, NON-BINDING UPPERS, EXTRA DEPTH DESIGN, CAN ACCOMMODATE THICK ORTHOTIC INSERTS ; A DEEP TOE BOX THAT PROVIDES EXTRA ROOM FOR TOE MOVEMENT, LIGHTWEIGHT, CUSHIONING SOLES THAT FACILITATE MOBILITY AND STABILITY; STRETCHABLE SHOES CONFORM TO THE CONTOURS OF THE FOOT, BEIGE, SIZE 38. | PROSTHETICS & ORTHOSIS SUPPLIES
9285 | 4224170629300 | DIABETIC SHOES, FEMALE, WIDE/EXTRA-WIDE TOE BOX, SOFT COW/CALF LEATHER, VELCRO CLOSURE, FLEXIBLE LINING, PROTECTIVE INTERIOR THAT IS MADE FROM SOFT MATERIAL, AND STITCHING THAT DOESN#T PROTRUDE, NON-BINDING UPPERS, EXTRA DEPTH DESIGN, CAN ACCOMMODATE THICK ORTHOTIC INSERTS ; A DEEP TOE BOX THAT PROVIDES EXTRA ROOM FOR TOE MOVEMENT, LIGHTWEIGHT, CUSHIONING SOLES THAT FACILITATE MOBILITY AND STABILITY; STRETCHABLE SHOES CONFORM TO THE CONTOURS OF THE FOOT, BEIGE, SIZE 41. | PROSTHETICS & ORTHOSIS SUPPLIES
9286 | 4224170629400 | DENIS BROWNE BOOTS, OPEN TOE, FOR FOOT ABDUCTION SPLINT, STRAIGHT LAST; SOFT PADDING AROUND THE COLLAR FOR A BETTER FIT; MADE FROM COW/CALF LEATHER; SPECIAL EXTENDED STIFFENER WITH CURVED WALL TO CORRECT THE FOOT SHAPE; FULL GRAIN LEATHER INSOLE; REMOVABLE PROFILED CORK INLAY; EXTRA PADDING AROUND THE ANKLE FOR MORE COMFORT; SOFT TONGUE PADDING TO MOULD THE SHOE ROUND THE FOOT; NAVICULAR STRAP, FOOT LENGTH 6.0 – 7.0 CM APPROXIMATELY (SIZE 0) | PROSTHETICS & ORTHOSIS SUPPLIES
9287 | 4224170629500 | DENIS BROWNE BOOTS, OPEN TOE, FOR FOOT ABDUCTION SPLINT, STRAIGHT LAST; SOFT PADDING AROUND THE COLLAR FOR A BETTER FIT; MADE FROM COW/CALF LEATHER; SPECIAL EXTENDED STIFFENER WITH CURVED WALL TO CORRECT THE FOOT SHAPE; FULL GRAIN LEATHER INSOLE; REMOVABLE PROFILED CORK INLAY; EXTRA PADDING AROUND THE ANKLE FOR MORE COMFORT; SOFT TONGUE PADDING TO MOULD THE SHOE ROUND THE FOOT; NAVICULAR STRAP, FOOT LENGTH 8.0 – 9.0 CM APPROXIMATELY (SIZE 00) | PROSTHETICS & ORTHOSIS SUPPLIES
9288 | 4224170629600 | DENIS BROWNE BOOTS, OPEN TOE, FOR FOOT ABDUCTION SPLINT, STRAIGHT LAST; SOFT PADDING AROUND THE COLLAR FOR A BETTER FIT; MADE FROM COW/CALF LEATHER; SPECIAL EXTENDED STIFFENER WITH CURVED WALL TO CORRECT THE FOOT SHAPE; FULL GRAIN LEATHER INSOLE; REMOVABLE PROFILED CORK INLAY; EXTRA PADDING AROUND THE ANKLE FOR MORE COMFORT; SOFT TONGUE PADDING TO MOULD THE SHOE ROUND THE FOOT; NAVICULAR STRAP, FOOT LENGTH 7.0 – 8.0 CM APPROXIMATELY (SIZE 000) | PROSTHETICS & ORTHOSIS SUPPLIES
9289 | 4224170629700 | DENIS BROWNE BOOTS, OPEN TOE, FOR FOOT ABDUCTION SPLINT, STRAIGHT LAST; SOFT PADDING AROUND THE COLLAR FOR A BETTER FIT; MADE FROM COW/CALF LEATHER; SPECIAL EXTENDED STIFFENER WITH CURVED WALL TO CORRECT THE FOOT SHAPE; FULL GRAIN LEATHER INSOLE; REMOVABLE PROFILED CORK INLAY; EXTRA PADDING AROUND THE ANKLE FOR MORE COMFORT; SOFT TONGUE PADDING TO MOULD THE SHOE ROUND THE FOOT; NAVICULAR STRAP, FOOT LENGTH 6.0 – 7.0 CM APPROXIMATELY (SIZE 0000) | PROSTHETICS & ORTHOSIS SUPPLIES
9290 | 4224170629800 | DENIS BROWNE BOOTS, OPEN TOE, FOR FOOT ABDUCTION SPLINT, STRAIGHT LAST; SOFT PADDING AROUND THE COLLAR FOR A BETTER FIT; MADE FROM COW/CALF LEATHER; SPECIAL EXTENDED STIFFENER WITH CURVED WALL TO CORRECT THE FOOT SHAPE; FULL GRAIN LEATHER INSOLE; REMOVABLE PROFILED CORK INLAY; EXTRA PADDING AROUND THE ANKLE FOR MORE COMFORT; SOFT TONGUE PADDING TO MOULD THE SHOE ROUND THE FOOT; NAVICULAR STRAP, FOOT LENGTH 10.0 – 10.4 CM APPROXIMATELY (SIZE 1) | PROSTHETICS & ORTHOSIS SUPPLIES
9291 | 4224170629900 | DENIS BROWNE BOOTS, OPEN TOE, FOR FOOT ABDUCTION SPLINT, STRAIGHT LAST; SOFT PADDING AROUND THE COLLAR FOR A BETTER FIT; MADE FROM COW/CALF LEATHER; SPECIAL EXTENDED STIFFENER WITH CURVED WALL TO CORRECT THE FOOT SHAPE; FULL GRAIN LEATHER INSOLE; REMOVABLE PROFILED CORK INLAY; EXTRA PADDING AROUND THE ANKLE FOR MORE COMFORT; SOFT TONGUE PADDING TO MOULD THE SHOE ROUND THE FOOT; NAVICULAR STRAP, FOOT LENGTH 10.5- 11.0 APPROXIMATELY (SIZE 1.5) | PROSTHETICS & ORTHOSIS SUPPLIES
9292 | 4224170630000 | DENIS BROWNE BOOTS, OPEN TOE, FOR FOOT ABDUCTION SPLINT, STRAIGHT LAST; SOFT PADDING AROUND THE COLLAR FOR A BETTER FIT; MADE FROM COW/CALF LEATHER; SPECIAL EXTENDED STIFFENER WITH CURVED WALL TO CORRECT THE FOOT SHAPE; FULL GRAIN LEATHER INSOLE; REMOVABLE PROFILED CORK INLAY; EXTRA PADDING AROUND THE ANKLE FOR MORE COMFORT; SOFT TONGUE PADDING TO MOULD THE SHOE ROUND THE FOOT; NAVICULAR STRAP, FOOT LENGTH 11.0 – 12.0 CM APPROXIMATELY (SIZE 2) | PROSTHETICS & ORTHOSIS SUPPLIES
9293 | 4224170630100 | DENIS BROWNE BOOTS, OPEN TOE, FOR FOOT ABDUCTION SPLINT, STRAIGHT LAST; SOFT PADDING AROUND THE COLLAR FOR A BETTER FIT; MADE FROM COW/CALF LEATHER; SPECIAL EXTENDED STIFFENER WITH CURVED WALL TO CORRECT THE FOOT SHAPE; FULL GRAIN LEATHER INSOLE; REMOVABLE PROFILED CORK INLAY; EXTRA PADDING AROUND THE ANKLE FOR MORE COMFORT; SOFT TONGUE PADDING TO MOULD THE SHOE ROUND THE FOOT; NAVICULAR STRAP, FOOT LENGTH 12.0 – 12.4 CM, (SIZE 2.5) | PROSTHETICS & ORTHOSIS SUPPLIES
9294 | 4224170630200 | DENIS BROWNE BOOTS, OPEN TOE, FOR FOOT ABDUCTION SPLINT, STRAIGHT LAST; SOFT PADDING AROUND THE COLLAR FOR A BETTER FIT; MADE FROM COW/CALF LEATHER; SPECIAL EXTENDED STIFFENER WITH CURVED WALL TO CORRECT THE FOOT SHAPE; FULL GRAIN LEATHER INSOLE; REMOVABLE PROFILED CORK INLAY; EXTRA PADDING AROUND THE ANKLE FOR MORE COMFORT; SOFT TONGUE PADDING TO MOULD THE SHOE ROUND THE FOOT; NAVICULAR STRAP, FOOT LENGTH 12.5 – 13 CM, (SIZE 3) | PROSTHETICS & ORTHOSIS SUPPLIES
9295 | 4224170630300 | DENIS BROWNE BOOTS, OPEN TOE, FOR FOOT ABDUCTION SPLINT, STRAIGHT LAST; SOFT PADDING AROUND THE COLLAR FOR A BETTER FIT; MADE FROM COW/CALF LEATHER; SPECIAL EXTENDED STIFFENER WITH CURVED WALL TO CORRECT THE FOOT SHAPE; FULL GRAIN LEATHER INSOLE; REMOVABLE PROFILED CORK INLAY; EXTRA PADDING AROUND THE ANKLE FOR MORE COMFORT; SOFT TONGUE PADDING TO MOULD THE SHOE ROUND THE FOOT; NAVICULAR STRAP, FOOT LENGTH 13 – 13.5 CM, (SIZE 3.5) | PROSTHETICS & ORTHOSIS SUPPLIES
9296 | 4224170630400 | DENIS BROWNE BOOTS, OPEN TOE, FOR FOOT ABDUCTION SPLINT, STRAIGHT LAST; SOFT PADDING AROUND THE COLLAR FOR A BETTER FIT; MADE FROM COW/CALF LEATHER; SPECIAL EXTENDED STIFFENER WITH CURVED WALL TO CORRECT THE FOOT SHAPE; FULL GRAIN LEATHER INSOLE; REMOVABLE PROFILED CORK INLAY; EXTRA PADDING AROUND THE ANKLE FOR MORE COMFORT; SOFT TONGUE PADDING TO MOULD THE SHOE ROUND THE FOOT; NAVICULAR STRAP, FOOT LENGTH 13.5 – 14 CM, (SIZE 4) | PROSTHETICS & ORTHOSIS SUPPLIES
9297 | 4224170630500 | DENIS BROWNE BOOTS, OPEN TOE, FOR FOOT ABDUCTION SPLINT, STRAIGHT LAST; SOFT PADDING AROUND THE COLLAR FOR A BETTER FIT; MADE FROM COW/CALF LEATHER; SPECIAL EXTENDED STIFFENER WITH CURVED WALL TO CORRECT THE FOOT SHAPE; FULL GRAIN LEATHER INSOLE; REMOVABLE PROFILED CORK INLAY; EXTRA PADDING AROUND THE ANKLE FOR MORE COMFORT; SOFT TONGUE PADDING TO MOULD THE SHOE ROUND THE FOOT; NAVICULAR STRAP, FOOT LENGTH 14.0 – 14.5CM, (SIZE 4.5) | PROSTHETICS & ORTHOSIS SUPPLIES
9298 | 4224170630600 | DENIS BROWNE BOOTS, OPEN TOE, FOR FOOT ABDUCTION SPLINT, STRAIGHT LAST; SOFT PADDING AROUND THE COLLAR FOR A BETTER FIT; MADE FROM COW/CALF LEATHER; SPECIAL EXTENDED STIFFENER WITH CURVED WALL TO CORRECT THE FOOT SHAPE; FULL GRAIN LEATHER INSOLE; REMOVABLE PROFILED CORK INLAY; EXTRA PADDING AROUND THE ANKLE FOR MORE COMFORT; SOFT TONGUE PADDING TO MOULD THE SHOE ROUND THE FOOT; NAVICULAR STRAP, FOOT LENGTH 14.5 – 15 CM, (SIZE 5) | PROSTHETICS & ORTHOSIS SUPPLIES
9299 | 4224170630700 | DENIS BROWNE BOOTS, OPEN TOE, FOR FOOT ABDUCTION SPLINT, STRAIGHT LAST; SOFT PADDING AROUND THE COLLAR FOR A BETTER FIT; MADE FROM COW/CALF LEATHER; SPECIAL EXTENDED STIFFENER WITH CURVED WALL TO CORRECT THE FOOT SHAPE; FULL GRAIN LEATHER INSOLE; REMOVABLE PROFILED CORK INLAY; EXTRA PADDING AROUND THE ANKLE FOR MORE COMFORT; SOFT TONGUE PADDING TO MOULD THE SHOE ROUND THE FOOT; NAVICULAR STRAP, FOOT LENGTH 15.0 – 15.9 CM, (SIZE 5.5) | PROSTHETICS & ORTHOSIS SUPPLIES
9300 | 4224170630800 | DENIS BROWNE BOOTS, OPEN TOE, FOR FOOT ABDUCTION SPLINT, STRAIGHT LAST; SOFT PADDING AROUND THE COLLAR FOR A BETTER FIT; MADE FROM COW/CALF LEATHER; SPECIAL EXTENDED STIFFENER WITH CURVED WALL TO CORRECT THE FOOT SHAPE; FULL GRAIN LEATHER INSOLE; REMOVABLE PROFILED CORK INLAY; EXTRA PADDING AROUND THE ANKLE FOR MORE COMFORT; SOFT TONGUE PADDING TO MOULD THE SHOE ROUND THE FOOT; NAVICULAR STRAP, FOOT LENGTH 16.0 – 16.9 CM, (SIZE 6) | PROSTHETICS & ORTHOSIS SUPPLIES
9301 | 4224170630900 | DENIS BROWNE BOOTS, OPEN TOE, FOR FOOT ABDUCTION SPLINT, STRAIGHT LAST; SOFT PADDING AROUND THE COLLAR FOR A BETTER FIT; MADE FROM COW/CALF LEATHER; SPECIAL EXTENDED STIFFENER WITH CURVED WALL TO CORRECT THE FOOT SHAPE; FULL GRAIN LEATHER INSOLE; REMOVABLE PROFILED CORK INLAY; EXTRA PADDING AROUND THE ANKLE FOR MORE COMFORT; SOFT TONGUE PADDING TO MOULD THE SHOE ROUND THE FOOT; NAVICULAR STRAP, FOOT LENGTH 17.0 – 17.9 CM, (SIZE 7) | PROSTHETICS & ORTHOSIS SUPPLIES
9302 | 4224170631000 | DENIS BROWNE BOOTS, OPEN TOE, FOR FOOT ABDUCTION SPLINT, STRAIGHT LAST; SOFT PADDING AROUND THE COLLAR FOR A BETTER FIT; MADE FROM COW/CALF LEATHER; SPECIAL EXTENDED STIFFENER WITH CURVED WALL TO CORRECT THE FOOT SHAPE; FULL GRAIN LEATHER INSOLE; REMOVABLE PROFILED CORK INLAY; EXTRA PADDING AROUND THE ANKLE FOR MORE COMFORT; SOFT TONGUE PADDING TO MOULD THE SHOE ROUND THE FOOT; NAVICULAR STRAP, FOOT LENGTH 18.0 - 18.9, (SIZE 8) | PROSTHETICS & ORTHOSIS SUPPLIES
9303 | 4224170631100 | DENIS BROWNE KIT, BILATERAL FOOT ORTHOSIS, WITH ADJUSTABLE CONNECTING BAR AND MOBILE FOOT PLATES TO CONTROL FOOT ROTATION, WITH STRAIGHT LAST BOOT, FULL GRAIN COW/CALF SOFT LEATHER UPPER, SOFT PADDING AROUND HEEL CUFFS, FULL GRAIN COW LEATHER INSOLE, REMOVABLE AND ADAPTABLE SOLE-UNIT, REMOVABLE CORK INLAY, SOFT TONGUE, FOOT LENGTH 20.0 – 20.9 CM, (SIZE 9) | PROSTHETICS & ORTHOSIS SUPPLIES
9304 | 4224170631200 | BOOT, ORTHOPEDIC, PEDIATRIC, FULL GRAIN COW/CALF LEATHER, PLAIN FRONTED WITH SEAM FREE VAMPS PADDED COLLARS, BOOT HEIGHT APPROXIMATELY 125 MM, LACING; SOFT PADDING AROUND THE COLLAR FOR A BETTER FIT ; A HIGH AND EXTRA LONG STIFFENER TO SUPPORT THE ANKLE ; FULL GRAIN LEATHER INSOLE; EASILY REMOVABLE AND ADAPTABLE (HARD-WEARING) SOLE. SUFFICIENT TOE-SPRING FOR EASY ROLL-OFF ; REMOVABLE PROFILED CORK INLAY ; HIGH TOE-BOX AND STRONG TOE-CAP FOR PROTECTION OF THE TOES ; EXTENDED FACINGS FOR MAXIMUM ACCESSIBILITY; SOFT TONGUE PADDING; FIRM HEEL COUNTER, PURPLE, SIZE 30. | PROSTHETICS & ORTHOSIS SUPPLIES
9305 | 4224170631300 | BOOT, ORTHOPEDIC, PEDIATRIC, FULL GRAIN COW/CALF LEATHER, PLAIN FRONTED WITH SEAM FREE VAMPS PADDED COLLARS, BOOT HEIGHT APPROXIMATELY 125 MM, LACING; SOFT PADDING AROUND THE COLLAR FOR A BETTER FIT ; A HIGH AND EXTRA LONG STIFFENER TO SUPPORT THE ANKLE ; FULL GRAIN LEATHER INSOLE; EASILY REMOVABLE AND ADAPTABLE (HARD-WEARING) SOLE. SUFFICIENT TOE-SPRING FOR EASY ROLL-OFF ; REMOVABLE PROFILED CORK INLAY ; HIGH TOE-BOX AND STRONG TOE-CAP FOR PROTECTION OF THE TOES ; EXTENDED FACINGS FOR MAXIMUM ACCESSIBILITY; SOFT TONGUE PADDING; FIRM HEEL COUNTER, PURPLE, SIZE 31. | PROSTHETICS & ORTHOSIS SUPPLIES
9306 | 4224170631400 | BOOT, ORTHOPEDIC, PEDIATRIC, FULL GRAIN COW/CALF LEATHER, PLAIN FRONTED WITH SEAM FREE VAMPS PADDED COLLARS, BOOT HEIGHT APPROXIMATELY 125 MM, LACING; SOFT PADDING AROUND THE COLLAR FOR A BETTER FIT ; A HIGH AND EXTRA LONG STIFFENER TO SUPPORT THE ANKLE ; FULL GRAIN LEATHER INSOLE; EASILY REMOVABLE AND ADAPTABLE (HARD-WEARING) SOLE. SUFFICIENT TOE-SPRING FOR EASY ROLL-OFF ; REMOVABLE PROFILED CORK INLAY ; HIGH TOE-BOX AND STRONG TOE-CAP FOR PROTECTION OF THE TOES ; EXTENDED FACINGS FOR MAXIMUM ACCESSIBILITY; SOFT TONGUE PADDING; FIRM HEEL COUNTER, PURPLE, SIZE 32. | PROSTHETICS & ORTHOSIS SUPPLIES
9307 | 4224170631500 | BOOT, ORTHOPEDIC, PEDIATRIC, FULL GRAIN COW/CALF LEATHER, PLAIN FRONTED WITH SEAM FREE VAMPS PADDED COLLARS, BOOT HEIGHT APPROXIMATELY 125 MM, LACING; SOFT PADDING AROUND THE COLLAR FOR A BETTER FIT ; A HIGH AND EXTRA LONG STIFFENER TO SUPPORT THE ANKLE ; FULL GRAIN LEATHER INSOLE; EASILY REMOVABLE AND ADAPTABLE (HARD-WEARING) SOLE. SUFFICIENT TOE-SPRING FOR EASY ROLL-OFF ; REMOVABLE PROFILED CORK INLAY ; HIGH TOE-BOX AND STRONG TOE-CAP FOR PROTECTION OF THE TOES ; EXTENDED FACINGS FOR MAXIMUM ACCESSIBILITY; SOFT TONGUE PADDING; FIRM HEEL COUNTER, BLUE, SIZE 18. | PROSTHETICS & ORTHOSIS SUPPLIES
9308 | 4224170631600 | BOOT, ORTHOPEDIC, PEDIATRIC, FULL GRAIN COW/CALF LEATHER, PLAIN FRONTED WITH SEAM FREE VAMPS PADDED COLLARS, BOOT HEIGHT APPROXIMATELY 125 MM, LACING; SOFT PADDING AROUND THE COLLAR FOR A BETTER FIT ; A HIGH AND EXTRA LONG STIFFENER TO SUPPORT THE ANKLE ; FULL GRAIN LEATHER INSOLE; EASILY REMOVABLE AND ADAPTABLE (HARD-WEARING) SOLE. SUFFICIENT TOE-SPRING FOR EASY ROLL-OFF ; REMOVABLE PROFILED CORK INLAY ; HIGH TOE-BOX AND STRONG TOE-CAP FOR PROTECTION OF THE TOES ; EXTENDED FACINGS FOR MAXIMUM ACCESSIBILITY; SOFT TONGUE PADDING; FIRM HEEL COUNTER, PURPLE, SIZE 18. | PROSTHETICS & ORTHOSIS SUPPLIES
9309 | 4224170631700 | BOOT, ORTHOPEDIC, PEDIATRIC, FULL GRAIN COW/CALF LEATHER, PLAIN FRONTED WITH SEAM FREE VAMPS PADDED COLLARS, BOOT HEIGHT APPROXIMATELY 125 MM, LACING; SOFT PADDING AROUND THE COLLAR FOR A BETTER FIT ; A HIGH AND EXTRA LONG STIFFENER TO SUPPORT THE ANKLE ; FULL GRAIN LEATHER INSOLE; EASILY REMOVABLE AND ADAPTABLE (HARD-WEARING) SOLE. SUFFICIENT TOE-SPRING FOR EASY ROLL-OFF ; REMOVABLE PROFILED CORK INLAY ; HIGH TOE-BOX AND STRONG TOE-CAP FOR PROTECTION OF THE TOES ; EXTENDED FACINGS FOR MAXIMUM ACCESSIBILITY; SOFT TONGUE PADDING; FIRM HEEL COUNTER, BLUE, SIZE 19. | PROSTHETICS & ORTHOSIS SUPPLIES
9310 | 4224170631800 | BOOT, ORTHOPEDIC, PEDIATRIC, FULL GRAIN COW/CALF LEATHER, PLAIN FRONTED WITH SEAM FREE VAMPS PADDED COLLARS, BOOT HEIGHT APPROXIMATELY 125 MM, LACING; SOFT PADDING AROUND THE COLLAR FOR A BETTER FIT ; A HIGH AND EXTRA LONG STIFFENER TO SUPPORT THE ANKLE ; FULL GRAIN LEATHER INSOLE; EASILY REMOVABLE AND ADAPTABLE (HARD-WEARING) SOLE. SUFFICIENT TOE-SPRING FOR EASY ROLL-OFF ; REMOVABLE PROFILED CORK INLAY ; HIGH TOE-BOX AND STRONG TOE-CAP FOR PROTECTION OF THE TOES ; EXTENDED FACINGS FOR MAXIMUM ACCESSIBILITY; SOFT TONGUE PADDING; FIRM HEEL COUNTER, PURPLE, SIZE 19. | PROSTHETICS & ORTHOSIS SUPPLIES
9311 | 4224170631900 | BOOT, ORTHOPEDIC, PEDIATRIC, FULL GRAIN COW/CALF LEATHER, PLAIN FRONTED WITH SEAM FREE VAMPS PADDED COLLARS, BOOT HEIGHT APPROXIMATELY 125 MM, LACING; SOFT PADDING AROUND THE COLLAR FOR A BETTER FIT ; A HIGH AND EXTRA LONG STIFFENER TO SUPPORT THE ANKLE ; FULL GRAIN LEATHER INSOLE; EASILY REMOVABLE AND ADAPTABLE (HARD-WEARING) SOLE. SUFFICIENT TOE-SPRING FOR EASY ROLL-OFF ; REMOVABLE PROFILED CORK INLAY ; HIGH TOE-BOX AND STRONG TOE-CAP FOR PROTECTION OF THE TOES ; EXTENDED FACINGS FOR MAXIMUM ACCESSIBILITY; SOFT TONGUE PADDING; FIRM HEEL COUNTER, BLUE, SIZE 20. | PROSTHETICS & ORTHOSIS SUPPLIES
9312 | 4224170632000 | BOOT, ORTHOPEDIC, PEDIATRIC, FULL GRAIN COW/CALF LEATHER, PLAIN FRONTED WITH SEAM FREE VAMPS PADDED COLLARS, BOOT HEIGHT APPROXIMATELY 125 MM, LACING; SOFT PADDING AROUND THE COLLAR FOR A BETTER FIT ; A HIGH AND EXTRA LONG STIFFENER TO SUPPORT THE ANKLE ; FULL GRAIN LEATHER INSOLE; EASILY REMOVABLE AND ADAPTABLE (HARD-WEARING) SOLE. SUFFICIENT TOE-SPRING FOR EASY ROLL-OFF ; REMOVABLE PROFILED CORK INLAY ; HIGH TOE-BOX AND STRONG TOE-CAP FOR PROTECTION OF THE TOES ; EXTENDED FACINGS FOR MAXIMUM ACCESSIBILITY; SOFT TONGUE PADDING; FIRM HEEL COUNTER, PURPLE, SIZE 20. | PROSTHETICS & ORTHOSIS SUPPLIES
9313 | 4224170632100 | BOOT, ORTHOPEDIC, PEDIATRIC, FULL GRAIN COW/CALF LEATHER, PLAIN FRONTED WITH SEAM FREE VAMPS PADDED COLLARS, BOOT HEIGHT APPROXIMATELY 125 MM, LACING; SOFT PADDING AROUND THE COLLAR FOR A BETTER FIT ; A HIGH AND EXTRA LONG STIFFENER TO SUPPORT THE ANKLE ; FULL GRAIN LEATHER INSOLE; EASILY REMOVABLE AND ADAPTABLE (HARD-WEARING) SOLE. SUFFICIENT TOE-SPRING FOR EASY ROLL-OFF ; REMOVABLE PROFILED CORK INLAY ; HIGH TOE-BOX AND STRONG TOE-CAP FOR PROTECTION OF THE TOES ; EXTENDED FACINGS FOR MAXIMUM ACCESSIBILITY; SOFT TONGUE PADDING; FIRM HEEL COUNTER, BLUE, SIZE 21. | PROSTHETICS & ORTHOSIS SUPPLIES
9314 | 4224170632200 | BOOT, ORTHOPEDIC, PEDIATRIC, FULL GRAIN COW/CALF LEATHER, PLAIN FRONTED WITH SEAM FREE VAMPS PADDED COLLARS, BOOT HEIGHT APPROXIMATELY 125 MM, LACING; SOFT PADDING AROUND THE COLLAR FOR A BETTER FIT ; A HIGH AND EXTRA LONG STIFFENER TO SUPPORT THE ANKLE ; FULL GRAIN LEATHER INSOLE; EASILY REMOVABLE AND ADAPTABLE (HARD-WEARING) SOLE. SUFFICIENT TOE-SPRING FOR EASY ROLL-OFF ; REMOVABLE PROFILED CORK INLAY ; HIGH TOE-BOX AND STRONG TOE-CAP FOR PROTECTION OF THE TOES ; EXTENDED FACINGS FOR MAXIMUM ACCESSIBILITY; SOFT TONGUE PADDING; FIRM HEEL COUNTER, PURPLE, SIZE 21. | PROSTHETICS & ORTHOSIS SUPPLIES
9315 | 4224170632400 | BOOT, ORTHOPEDIC, PEDIATRIC, FULL GRAIN COW/CALF LEATHER, PLAIN FRONTED WITH SEAM FREE VAMPS PADDED COLLARS, BOOT HEIGHT APPROXIMATELY 125 MM, LACING; SOFT PADDING AROUND THE COLLAR FOR A BETTER FIT ; A HIGH AND EXTRA LONG STIFFENER TO SUPPORT THE ANKLE ; FULL GRAIN LEATHER INSOLE; EASILY REMOVABLE AND ADAPTABLE (HARD-WEARING) SOLE. SUFFICIENT TOE-SPRING FOR EASY ROLL-OFF ; REMOVABLE PROFILED CORK INLAY ; HIGH TOE-BOX AND STRONG TOE-CAP FOR PROTECTION OF THE TOES ; EXTENDED FACINGS FOR MAXIMUM ACCESSIBILITY; SOFT TONGUE PADDING; FIRM HEEL COUNTER, BLUE, SIZE 22. | PROSTHETICS & ORTHOSIS SUPPLIES
9316 | 4224170632500 | BOOT, ORTHOPEDIC, PEDIATRIC, FULL GRAIN COW/CALF LEATHER, PLAIN FRONTED WITH SEAM FREE VAMPS PADDED COLLARS, BOOT HEIGHT APPROXIMATELY 125 MM, LACING; SOFT PADDING AROUND THE COLLAR FOR A BETTER FIT ; A HIGH AND EXTRA LONG STIFFENER TO SUPPORT THE ANKLE ; FULL GRAIN LEATHER INSOLE; EASILY REMOVABLE AND ADAPTABLE (HARD-WEARING) SOLE. SUFFICIENT TOE-SPRING FOR EASY ROLL-OFF ; REMOVABLE PROFILED CORK INLAY ; HIGH TOE-BOX AND STRONG TOE-CAP FOR PROTECTION OF THE TOES ; EXTENDED FACINGS FOR MAXIMUM ACCESSIBILITY; SOFT TONGUE PADDING; FIRM HEEL COUNTER, PURPLE, SIZE 22. | PROSTHETICS & ORTHOSIS SUPPLIES
9317 | 4224170632700 | BOOT, ORTHOPEDIC, PEDIATRIC, FULL GRAIN COW/CALF LEATHER, PLAIN FRONTED WITH SEAM FREE VAMPS PADDED COLLARS, BOOT HEIGHT APPROXIMATELY 125 MM, LACING; SOFT PADDING AROUND THE COLLAR FOR A BETTER FIT ; A HIGH AND EXTRA LONG STIFFENER TO SUPPORT THE ANKLE ; FULL GRAIN LEATHER INSOLE; EASILY REMOVABLE AND ADAPTABLE (HARD-WEARING) SOLE. SUFFICIENT TOE-SPRING FOR EASY ROLL-OFF ; REMOVABLE PROFILED CORK INLAY ; HIGH TOE-BOX AND STRONG TOE-CAP FOR PROTECTION OF THE TOES ; EXTENDED FACINGS FOR MAXIMUM ACCESSIBILITY; SOFT TONGUE PADDING; FIRM HEEL COUNTER, BLACK, SIZE 23. | PROSTHETICS & ORTHOSIS SUPPLIES
9318 | 4224170632800 | BOOT, ORTHOPEDIC, PEDIATRIC, FULL GRAIN COW/CALF LEATHER, PLAIN FRONTED WITH SEAM FREE VAMPS PADDED COLLARS, BOOT HEIGHT APPROXIMATELY 125 MM, LACING; SOFT PADDING AROUND THE COLLAR FOR A BETTER FIT ; A HIGH AND EXTRA LONG STIFFENER TO SUPPORT THE ANKLE ; FULL GRAIN LEATHER INSOLE; EASILY REMOVABLE AND ADAPTABLE (HARD-WEARING) SOLE. SUFFICIENT TOE-SPRING FOR EASY ROLL-OFF ; REMOVABLE PROFILED CORK INLAY ; HIGH TOE-BOX AND STRONG TOE-CAP FOR PROTECTION OF THE TOES ; EXTENDED FACINGS FOR MAXIMUM ACCESSIBILITY; SOFT TONGUE PADDING; FIRM HEEL COUNTER, BLUE, SIZE 23. | PROSTHETICS & ORTHOSIS SUPPLIES
9319 | 4224170632900 | BOOT, ORTHOPEDIC, PEDIATRIC, FULL GRAIN COW/CALF LEATHER, PLAIN FRONTED WITH SEAM FREE VAMPS PADDED COLLARS, BOOT HEIGHT APPROXIMATELY 125 MM, LACING; SOFT PADDING AROUND THE COLLAR FOR A BETTER FIT ; A HIGH AND EXTRA LONG STIFFENER TO SUPPORT THE ANKLE ; FULL GRAIN LEATHER INSOLE; EASILY REMOVABLE AND ADAPTABLE (HARD-WEARING) SOLE. SUFFICIENT TOE-SPRING FOR EASY ROLL-OFF ; REMOVABLE PROFILED CORK INLAY ; HIGH TOE-BOX AND STRONG TOE-CAP FOR PROTECTION OF THE TOES ; EXTENDED FACINGS FOR MAXIMUM ACCESSIBILITY; SOFT TONGUE PADDING; FIRM HEEL COUNTER, PURPLE, SIZE 23. | PROSTHETICS & ORTHOSIS SUPPLIES
9320 | 4224170633000 | BOOT, ORTHOPEDIC, PEDIATRIC, FULL GRAIN COW/CALF LEATHER, PLAIN FRONTED WITH SEAM FREE VAMPS PADDED COLLARS, BOOT HEIGHT APPROXIMATELY 125 MM, LACING; SOFT PADDING AROUND THE COLLAR FOR A BETTER FIT ; A HIGH AND EXTRA LONG STIFFENER TO SUPPORT THE ANKLE ; FULL GRAIN LEATHER INSOLE; EASILY REMOVABLE AND ADAPTABLE (HARD-WEARING) SOLE. SUFFICIENT TOE-SPRING FOR EASY ROLL-OFF ; REMOVABLE PROFILED CORK INLAY ; HIGH TOE-BOX AND STRONG TOE-CAP FOR PROTECTION OF THE TOES ; EXTENDED FACINGS FOR MAXIMUM ACCESSIBILITY; SOFT TONGUE PADDING; FIRM HEEL COUNTER, BLUE, SIZE 24. | PROSTHETICS & ORTHOSIS SUPPLIES
9321 | 4224170633100 | BOOT, ORTHOPEDIC, PEDIATRIC, FULL GRAIN COW/CALF LEATHER, PLAIN FRONTED WITH SEAM FREE VAMPS PADDED COLLARS, BOOT HEIGHT APPROXIMATELY 125 MM, LACING; SOFT PADDING AROUND THE COLLAR FOR A BETTER FIT ; A HIGH AND EXTRA LONG STIFFENER TO SUPPORT THE ANKLE ; FULL GRAIN LEATHER INSOLE; EASILY REMOVABLE AND ADAPTABLE (HARD-WEARING) SOLE. SUFFICIENT TOE-SPRING FOR EASY ROLL-OFF ; REMOVABLE PROFILED CORK INLAY ; HIGH TOE-BOX AND STRONG TOE-CAP FOR PROTECTION OF THE TOES ; EXTENDED FACINGS FOR MAXIMUM ACCESSIBILITY; SOFT TONGUE PADDING; FIRM HEEL COUNTER, PURPLE, SIZE 24. | PROSTHETICS & ORTHOSIS SUPPLIES
9322 | 4224170633200 | BOOT, ORTHOPEDIC, PEDIATRIC, FULL GRAIN COW/CALF LEATHER, PLAIN FRONTED WITH SEAM FREE VAMPS PADDED COLLARS, BOOT HEIGHT APPROXIMATELY 125 MM, LACING; SOFT PADDING AROUND THE COLLAR FOR A BETTER FIT ; A HIGH AND EXTRA LONG STIFFENER TO SUPPORT THE ANKLE ; FULL GRAIN LEATHER INSOLE; EASILY REMOVABLE AND ADAPTABLE (HARD-WEARING) SOLE. SUFFICIENT TOE-SPRING FOR EASY ROLL-OFF ; REMOVABLE PROFILED CORK INLAY ; HIGH TOE-BOX AND STRONG TOE-CAP FOR PROTECTION OF THE TOES ; EXTENDED FACINGS FOR MAXIMUM ACCESSIBILITY; SOFT TONGUE PADDING; FIRM HEEL COUNTER, BLACK, SIZE 24. | PROSTHETICS & ORTHOSIS SUPPLIES
9323 | 4224170633300 | BOOT, ORTHOPEDIC, PEDIATRIC, FULL GRAIN COW/CALF LEATHER, PLAIN FRONTED WITH SEAM FREE VAMPS PADDED COLLARS, BOOT HEIGHT APPROXIMATELY 125 MM, LACING; SOFT PADDING AROUND THE COLLAR FOR A BETTER FIT ; A HIGH AND EXTRA LONG STIFFENER TO SUPPORT THE ANKLE ; FULL GRAIN LEATHER INSOLE; EASILY REMOVABLE AND ADAPTABLE (HARD-WEARING) SOLE. SUFFICIENT TOE-SPRING FOR EASY ROLL-OFF ; REMOVABLE PROFILED CORK INLAY ; HIGH TOE-BOX AND STRONG TOE-CAP FOR PROTECTION OF THE TOES ; EXTENDED FACINGS FOR MAXIMUM ACCESSIBILITY; SOFT TONGUE PADDING; FIRM HEEL COUNTER, BLACK, SIZE 25. | PROSTHETICS & ORTHOSIS SUPPLIES
9324 | 4224170633400 | BOOT, ORTHOPEDIC, PEDIATRIC, FULL GRAIN COW/CALF LEATHER, PLAIN FRONTED WITH SEAM FREE VAMPS PADDED COLLARS, BOOT HEIGHT APPROXIMATELY 125 MM, LACING; SOFT PADDING AROUND THE COLLAR FOR A BETTER FIT ; A HIGH AND EXTRA LONG STIFFENER TO SUPPORT THE ANKLE ; FULL GRAIN LEATHER INSOLE; EASILY REMOVABLE AND ADAPTABLE (HARD-WEARING) SOLE. SUFFICIENT TOE-SPRING FOR EASY ROLL-OFF ; REMOVABLE PROFILED CORK INLAY ; HIGH TOE-BOX AND STRONG TOE-CAP FOR PROTECTION OF THE TOES ; EXTENDED FACINGS FOR MAXIMUM ACCESSIBILITY; SOFT TONGUE PADDING; FIRM HEEL COUNTER, BLUE, SIZE 25. | PROSTHETICS & ORTHOSIS SUPPLIES
9325 | 4224170633500 | BOOT, ORTHOPEDIC, PEDIATRIC, FULL GRAIN COW/CALF LEATHER, PLAIN FRONTED WITH SEAM FREE VAMPS PADDED COLLARS, BOOT HEIGHT APPROXIMATELY 125 MM, LACING; SOFT PADDING AROUND THE COLLAR FOR A BETTER FIT ; A HIGH AND EXTRA LONG STIFFENER TO SUPPORT THE ANKLE ; FULL GRAIN LEATHER INSOLE; EASILY REMOVABLE AND ADAPTABLE (HARD-WEARING) SOLE. SUFFICIENT TOE-SPRING FOR EASY ROLL-OFF ; REMOVABLE PROFILED CORK INLAY ; HIGH TOE-BOX AND STRONG TOE-CAP FOR PROTECTION OF THE TOES ; EXTENDED FACINGS FOR MAXIMUM ACCESSIBILITY; SOFT TONGUE PADDING; FIRM HEEL COUNTER, PURPLE, SIZE 25. | PROSTHETICS & ORTHOSIS SUPPLIES
9326 | 4224170633600 | BOOT, ORTHOPEDIC, PEDIATRIC, FULL GRAIN COW/CALF LEATHER, PLAIN FRONTED WITH SEAM FREE VAMPS PADDED COLLARS, BOOT HEIGHT APPROXIMATELY 125 MM, LACING; SOFT PADDING AROUND THE COLLAR FOR A BETTER FIT ; A HIGH AND EXTRA LONG STIFFENER TO SUPPORT THE ANKLE ; FULL GRAIN LEATHER INSOLE; EASILY REMOVABLE AND ADAPTABLE (HARD-WEARING) SOLE. SUFFICIENT TOE-SPRING FOR EASY ROLL-OFF ; REMOVABLE PROFILED CORK INLAY ; HIGH TOE-BOX AND STRONG TOE-CAP FOR PROTECTION OF THE TOES ; EXTENDED FACINGS FOR MAXIMUM ACCESSIBILITY; SOFT TONGUE PADDING; FIRM HEEL COUNTER, BLACK, SIZE 26. | PROSTHETICS & ORTHOSIS SUPPLIES
9327 | 4224170633700 | BOOT, ORTHOPEDIC, PEDIATRIC, FULL GRAIN COW/CALF LEATHER, PLAIN FRONTED WITH SEAM FREE VAMPS PADDED COLLARS, BOOT HEIGHT APPROXIMATELY 125 MM, LACING; SOFT PADDING AROUND THE COLLAR FOR A BETTER FIT ; A HIGH AND EXTRA LONG STIFFENER TO SUPPORT THE ANKLE ; FULL GRAIN LEATHER INSOLE; EASILY REMOVABLE AND ADAPTABLE (HARD-WEARING) SOLE. SUFFICIENT TOE-SPRING FOR EASY ROLL-OFF ; REMOVABLE PROFILED CORK INLAY ; HIGH TOE-BOX AND STRONG TOE-CAP FOR PROTECTION OF THE TOES ; EXTENDED FACINGS FOR MAXIMUM ACCESSIBILITY; SOFT TONGUE PADDING; FIRM HEEL COUNTER, BLUE, SIZE 26. | PROSTHETICS & ORTHOSIS SUPPLIES
9328 | 4224170633800 | BOOT, ORTHOPEDIC, PEDIATRIC, FULL GRAIN COW/CALF LEATHER, PLAIN FRONTED WITH SEAM FREE VAMPS PADDED COLLARS, BOOT HEIGHT APPROXIMATELY 125 MM, LACING; SOFT PADDING AROUND THE COLLAR FOR A BETTER FIT ; A HIGH AND EXTRA LONG STIFFENER TO SUPPORT THE ANKLE ; FULL GRAIN LEATHER INSOLE; EASILY REMOVABLE AND ADAPTABLE (HARD-WEARING) SOLE. SUFFICIENT TOE-SPRING FOR EASY ROLL-OFF ; REMOVABLE PROFILED CORK INLAY ; HIGH TOE-BOX AND STRONG TOE-CAP FOR PROTECTION OF THE TOES ; EXTENDED FACINGS FOR MAXIMUM ACCESSIBILITY; SOFT TONGUE PADDING; FIRM HEEL COUNTER, PURPLE, SIZE 26. | PROSTHETICS & ORTHOSIS SUPPLIES
9329 | 4224170633900 | BOOT, ORTHOPEDIC, PEDIATRIC, FULL GRAIN COW/CALF LEATHER, PLAIN FRONTED WITH SEAM FREE VAMPS PADDED COLLARS, BOOT HEIGHT APPROXIMATELY 125 MM, LACING; SOFT PADDING AROUND THE COLLAR FOR A BETTER FIT ; A HIGH AND EXTRA LONG STIFFENER TO SUPPORT THE ANKLE ; FULL GRAIN LEATHER INSOLE; EASILY REMOVABLE AND ADAPTABLE (HARD-WEARING) SOLE. SUFFICIENT TOE-SPRING FOR EASY ROLL-OFF ; REMOVABLE PROFILED CORK INLAY ; HIGH TOE-BOX AND STRONG TOE-CAP FOR PROTECTION OF THE TOES ; EXTENDED FACINGS FOR MAXIMUM ACCESSIBILITY; SOFT TONGUE PADDING; FIRM HEEL COUNTER, BLUE, SIZE 27. | PROSTHETICS & ORTHOSIS SUPPLIES
9330 | 4224170634000 | BOOT, ORTHOPEDIC, PEDIATRIC, FULL GRAIN COW/CALF LEATHER, PLAIN FRONTED WITH SEAM FREE VAMPS PADDED COLLARS, BOOT HEIGHT APPROXIMATELY 125 MM, LACING; SOFT PADDING AROUND THE COLLAR FOR A BETTER FIT ; A HIGH AND EXTRA LONG STIFFENER TO SUPPORT THE ANKLE ; FULL GRAIN LEATHER INSOLE; EASILY REMOVABLE AND ADAPTABLE (HARD-WEARING) SOLE. SUFFICIENT TOE-SPRING FOR EASY ROLL-OFF ; REMOVABLE PROFILED CORK INLAY ; HIGH TOE-BOX AND STRONG TOE-CAP FOR PROTECTION OF THE TOES ; EXTENDED FACINGS FOR MAXIMUM ACCESSIBILITY; SOFT TONGUE PADDING; FIRM HEEL COUNTER, PURPLE, SIZE 27. | PROSTHETICS & ORTHOSIS SUPPLIES
9331 | 4224170634100 | BOOT, ORTHOPEDIC, PEDIATRIC, FULL GRAIN COW/CALF LEATHER, PLAIN FRONTED WITH SEAM FREE VAMPS PADDED COLLARS, BOOT HEIGHT APPROXIMATELY 125 MM, LACING; SOFT PADDING AROUND THE COLLAR FOR A BETTER FIT ; A HIGH AND EXTRA LONG STIFFENER TO SUPPORT THE ANKLE ; FULL GRAIN LEATHER INSOLE; EASILY REMOVABLE AND ADAPTABLE (HARD-WEARING) SOLE. SUFFICIENT TOE-SPRING FOR EASY ROLL-OFF ; REMOVABLE PROFILED CORK INLAY ; HIGH TOE-BOX AND STRONG TOE-CAP FOR PROTECTION OF THE TOES ; EXTENDED FACINGS FOR MAXIMUM ACCESSIBILITY; SOFT TONGUE PADDING; FIRM HEEL COUNTER, BLACK, SIZE 28. | PROSTHETICS & ORTHOSIS SUPPLIES
9332 | 4224170634200 | BOOT, ORTHOPEDIC, PEDIATRIC, FULL GRAIN COW/CALF LEATHER, PLAIN FRONTED WITH SEAM FREE VAMPS PADDED COLLARS, BOOT HEIGHT APPROXIMATELY 125 MM, LACING; SOFT PADDING AROUND THE COLLAR FOR A BETTER FIT ; A HIGH AND EXTRA LONG STIFFENER TO SUPPORT THE ANKLE ; FULL GRAIN LEATHER INSOLE; EASILY REMOVABLE AND ADAPTABLE (HARD-WEARING) SOLE. SUFFICIENT TOE-SPRING FOR EASY ROLL-OFF ; REMOVABLE PROFILED CORK INLAY ; HIGH TOE-BOX AND STRONG TOE-CAP FOR PROTECTION OF THE TOES ; EXTENDED FACINGS FOR MAXIMUM ACCESSIBILITY; SOFT TONGUE PADDING; FIRM HEEL COUNTER, BLUE, SIZE 28. | PROSTHETICS & ORTHOSIS SUPPLIES
9333 | 4224170634300 | BOOT, ORTHOPEDIC, PEDIATRIC, FULL GRAIN COW/CALF LEATHER, PLAIN FRONTED WITH SEAM FREE VAMPS PADDED COLLARS, BOOT HEIGHT APPROXIMATELY 125 MM, LACING; SOFT PADDING AROUND THE COLLAR FOR A BETTER FIT ; A HIGH AND EXTRA LONG STIFFENER TO SUPPORT THE ANKLE ; FULL GRAIN LEATHER INSOLE; EASILY REMOVABLE AND ADAPTABLE (HARD-WEARING) SOLE. SUFFICIENT TOE-SPRING FOR EASY ROLL-OFF ; REMOVABLE PROFILED CORK INLAY ; HIGH TOE-BOX AND STRONG TOE-CAP FOR PROTECTION OF THE TOES ; EXTENDED FACINGS FOR MAXIMUM ACCESSIBILITY; SOFT TONGUE PADDING; FIRM HEEL COUNTER, PURPLE, SIZE 28. | PROSTHETICS & ORTHOSIS SUPPLIES
9334 | 4224170634400 | BOOT, ORTHOPEDIC, PEDIATRIC, FULL GRAIN COW/CALF LEATHER, PLAIN FRONTED WITH SEAM FREE VAMPS PADDED COLLARS, BOOT HEIGHT APPROXIMATELY 125 MM, LACING; SOFT PADDING AROUND THE COLLAR FOR A BETTER FIT ; A HIGH AND EXTRA LONG STIFFENER TO SUPPORT THE ANKLE ; FULL GRAIN LEATHER INSOLE; EASILY REMOVABLE AND ADAPTABLE (HARD-WEARING) SOLE. SUFFICIENT TOE-SPRING FOR EASY ROLL-OFF ; REMOVABLE PROFILED CORK INLAY ; HIGH TOE-BOX AND STRONG TOE-CAP FOR PROTECTION OF THE TOES ; EXTENDED FACINGS FOR MAXIMUM ACCESSIBILITY; SOFT TONGUE PADDING; FIRM HEEL COUNTER, BLACK, SIZE 29. | PROSTHETICS & ORTHOSIS SUPPLIES
9335 | 4224170634500 | BOOT, ORTHOPEDIC, PEDIATRIC, FULL GRAIN COW/CALF LEATHER, PLAIN FRONTED WITH SEAM FREE VAMPS PADDED COLLARS, BOOT HEIGHT APPROXIMATELY 125 MM, LACING; SOFT PADDING AROUND THE COLLAR FOR A BETTER FIT ; A HIGH AND EXTRA LONG STIFFENER TO SUPPORT THE ANKLE ; FULL GRAIN LEATHER INSOLE; EASILY REMOVABLE AND ADAPTABLE (HARD-WEARING) SOLE. SUFFICIENT TOE-SPRING FOR EASY ROLL-OFF ; REMOVABLE PROFILED CORK INLAY ; HIGH TOE-BOX AND STRONG TOE-CAP FOR PROTECTION OF THE TOES ; EXTENDED FACINGS FOR MAXIMUM ACCESSIBILITY; SOFT TONGUE PADDING; FIRM HEEL COUNTER, BLUE, SIZE 29. | PROSTHETICS & ORTHOSIS SUPPLIES
9336 | 4224170634600 | BOOT, ORTHOPEDIC, PEDIATRIC, FULL GRAIN COW/CALF LEATHER, PLAIN FRONTED WITH SEAM FREE VAMPS PADDED COLLARS, BOOT HEIGHT APPROXIMATELY 125 MM, LACING; SOFT PADDING AROUND THE COLLAR FOR A BETTER FIT ; A HIGH AND EXTRA LONG STIFFENER TO SUPPORT THE ANKLE ; FULL GRAIN LEATHER INSOLE; EASILY REMOVABLE AND ADAPTABLE (HARD-WEARING) SOLE. SUFFICIENT TOE-SPRING FOR EASY ROLL-OFF ; REMOVABLE PROFILED CORK INLAY ; HIGH TOE-BOX AND STRONG TOE-CAP FOR PROTECTION OF THE TOES ; EXTENDED FACINGS FOR MAXIMUM ACCESSIBILITY; SOFT TONGUE PADDING; FIRM HEEL COUNTER, PURPLE, SIZE 29. | PROSTHETICS & ORTHOSIS SUPPLIES
9337 | 4224170634700 | BOOT, ORTHOPEDIC, PEDIATRIC, FULL GRAIN COW/CALF LEATHER, PLAIN FRONTED WITH SEAM FREE VAMPS PADDED COLLARS, BOOT HEIGHT APPROXIMATELY 125 MM, LACING; SOFT PADDING AROUND THE COLLAR FOR A BETTER FIT ; A HIGH AND EXTRA LONG STIFFENER TO SUPPORT THE ANKLE ; FULL GRAIN LEATHER INSOLE; EASILY REMOVABLE AND ADAPTABLE (HARD-WEARING) SOLE. SUFFICIENT TOE-SPRING FOR EASY ROLL-OFF ; REMOVABLE PROFILED CORK INLAY ; HIGH TOE-BOX AND STRONG TOE-CAP FOR PROTECTION OF THE TOES ; EXTENDED FACINGS FOR MAXIMUM ACCESSIBILITY; SOFT TONGUE PADDING; FIRM HEEL COUNTER, BLACK, SIZE 30. | PROSTHETICS & ORTHOSIS SUPPLIES
9338 | 4224170634800 | BOOT, ORTHOPEDIC, PEDIATRIC, FULL GRAIN COW/CALF LEATHER, PLAIN FRONTED WITH SEAM FREE VAMPS PADDED COLLARS, BOOT HEIGHT APPROXIMATELY 125 MM, LACING; SOFT PADDING AROUND THE COLLAR FOR A BETTER FIT ; A HIGH AND EXTRA LONG STIFFENER TO SUPPORT THE ANKLE ; FULL GRAIN LEATHER INSOLE; EASILY REMOVABLE AND ADAPTABLE (HARD-WEARING) SOLE. SUFFICIENT TOE-SPRING FOR EASY ROLL-OFF ; REMOVABLE PROFILED CORK INLAY ; HIGH TOE-BOX AND STRONG TOE-CAP FOR PROTECTION OF THE TOES ; EXTENDED FACINGS FOR MAXIMUM ACCESSIBILITY; SOFT TONGUE PADDING; FIRM HEEL COUNTER, BLUE, SIZE 30. | PROSTHETICS & ORTHOSIS SUPPLIES
9339 | 4224170634900 | BOOT, ORTHOPEDIC, PEDIATRIC, FULL GRAIN COW/CALF LEATHER, PLAIN FRONTED WITH SEAM FREE VAMPS PADDED COLLARS, BOOT HEIGHT APPROXIMATELY 125 MM, LACING; SOFT PADDING AROUND THE COLLAR FOR A BETTER FIT ; A HIGH AND EXTRA LONG STIFFENER TO SUPPORT THE ANKLE ; FULL GRAIN LEATHER INSOLE; EASILY REMOVABLE AND ADAPTABLE (HARD-WEARING) SOLE. SUFFICIENT TOE-SPRING FOR EASY ROLL-OFF ; REMOVABLE PROFILED CORK INLAY ; HIGH TOE-BOX AND STRONG TOE-CAP FOR PROTECTION OF THE TOES ; EXTENDED FACINGS FOR MAXIMUM ACCESSIBILITY; SOFT TONGUE PADDING; FIRM HEEL COUNTER, BLACK, SIZE 31. | PROSTHETICS & ORTHOSIS SUPPLIES
9340 | 4224170635000 | BOOT, ORTHOPEDIC, PEDIATRIC, FULL GRAIN COW/CALF LEATHER, PLAIN FRONTED WITH SEAM FREE VAMPS PADDED COLLARS, BOOT HEIGHT APPROXIMATELY 125 MM, LACING; SOFT PADDING AROUND THE COLLAR FOR A BETTER FIT ; A HIGH AND EXTRA LONG STIFFENER TO SUPPORT THE ANKLE ; FULL GRAIN LEATHER INSOLE; EASILY REMOVABLE AND ADAPTABLE (HARD-WEARING) SOLE. SUFFICIENT TOE-SPRING FOR EASY ROLL-OFF ; REMOVABLE PROFILED CORK INLAY ; HIGH TOE-BOX AND STRONG TOE-CAP FOR PROTECTION OF THE TOES ; EXTENDED FACINGS FOR MAXIMUM ACCESSIBILITY; SOFT TONGUE PADDING; FIRM HEEL COUNTER, BLUE, SIZE 31. | PROSTHETICS & ORTHOSIS SUPPLIES
9341 | 4224170635100 | BOOT, ORTHOPEDIC, PEDIATRIC, FULL GRAIN COW/CALF LEATHER, PLAIN FRONTED WITH SEAM FREE VAMPS PADDED COLLARS, BOOT HEIGHT APPROXIMATELY 125 MM, LACING; SOFT PADDING AROUND THE COLLAR FOR A BETTER FIT ; A HIGH AND EXTRA LONG STIFFENER TO SUPPORT THE ANKLE ; FULL GRAIN LEATHER INSOLE; EASILY REMOVABLE AND ADAPTABLE (HARD-WEARING) SOLE. SUFFICIENT TOE-SPRING FOR EASY ROLL-OFF ; REMOVABLE PROFILED CORK INLAY ; HIGH TOE-BOX AND STRONG TOE-CAP FOR PROTECTION OF THE TOES ; EXTENDED FACINGS FOR MAXIMUM ACCESSIBILITY; SOFT TONGUE PADDING; FIRM HEEL COUNTER, BLACK, SIZE 32. | PROSTHETICS & ORTHOSIS SUPPLIES
9342 | 4224170635200 | BOOT, ORTHOPEDIC, PEDIATRIC, FULL GRAIN COW/CALF LEATHER, PLAIN FRONTED WITH SEAM FREE VAMPS PADDED COLLARS, BOOT HEIGHT APPROXIMATELY 125 MM, LACING; SOFT PADDING AROUND THE COLLAR FOR A BETTER FIT ; A HIGH AND EXTRA LONG STIFFENER TO SUPPORT THE ANKLE ; FULL GRAIN LEATHER INSOLE; EASILY REMOVABLE AND ADAPTABLE (HARD-WEARING) SOLE. SUFFICIENT TOE-SPRING FOR EASY ROLL-OFF ; REMOVABLE PROFILED CORK INLAY ; HIGH TOE-BOX AND STRONG TOE-CAP FOR PROTECTION OF THE TOES ; EXTENDED FACINGS FOR MAXIMUM ACCESSIBILITY; SOFT TONGUE PADDING; FIRM HEEL COUNTER, BLUE, SIZE 32. | PROSTHETICS & ORTHOSIS SUPPLIES
9343 | 4224170635300 | BOOT, ORTHOPEDIC, PEDIATRIC, FULL GRAIN COW/CALF LEATHER, PLAIN FRONTED WITH SEAM FREE VAMPS PADDED COLLARS, BOOT HEIGHT APPROXIMATELY 125 MM, LACING; SOFT PADDING AROUND THE COLLAR FOR A BETTER FIT ; A HIGH AND EXTRA LONG STIFFENER TO SUPPORT THE ANKLE ; FULL GRAIN LEATHER INSOLE; EASILY REMOVABLE AND ADAPTABLE (HARD-WEARING) SOLE. SUFFICIENT TOE-SPRING FOR EASY ROLL-OFF ; REMOVABLE PROFILED CORK INLAY ; HIGH TOE-BOX AND STRONG TOE-CAP FOR PROTECTION OF THE TOES ; EXTENDED FACINGS FOR MAXIMUM ACCESSIBILITY; SOFT TONGUE PADDING; FIRM HEEL COUNTER, BLACK, SIZE 33. | PROSTHETICS & ORTHOSIS SUPPLIES
9344 | 4224170635400 | BOOT, ORTHOPEDIC, PEDIATRIC, FULL GRAIN COW/CALF LEATHER, PLAIN FRONTED WITH SEAM FREE VAMPS PADDED COLLARS, BOOT HEIGHT APPROXIMATELY 125 MM, LACING; SOFT PADDING AROUND THE COLLAR FOR A BETTER FIT ; A HIGH AND EXTRA LONG STIFFENER TO SUPPORT THE ANKLE ; FULL GRAIN LEATHER INSOLE; EASILY REMOVABLE AND ADAPTABLE (HARD-WEARING) SOLE. SUFFICIENT TOE-SPRING FOR EASY ROLL-OFF ; REMOVABLE PROFILED CORK INLAY ; HIGH TOE-BOX AND STRONG TOE-CAP FOR PROTECTION OF THE TOES ; EXTENDED FACINGS FOR MAXIMUM ACCESSIBILITY; SOFT TONGUE PADDING; FIRM HEEL COUNTER, BLUE, SIZE 33. | PROSTHETICS & ORTHOSIS SUPPLIES
9345 | 4224170635500 | BOOT, ORTHOPEDIC, PEDIATRIC, FULL GRAIN COW/CALF LEATHER, PLAIN FRONTED WITH SEAM FREE VAMPS PADDED COLLARS, BOOT HEIGHT APPROXIMATELY 125 MM, LACING; SOFT PADDING AROUND THE COLLAR FOR A BETTER FIT ; A HIGH AND EXTRA LONG STIFFENER TO SUPPORT THE ANKLE ; FULL GRAIN LEATHER INSOLE; EASILY REMOVABLE AND ADAPTABLE (HARD-WEARING) SOLE. SUFFICIENT TOE-SPRING FOR EASY ROLL-OFF ; REMOVABLE PROFILED CORK INLAY ; HIGH TOE-BOX AND STRONG TOE-CAP FOR PROTECTION OF THE TOES ; EXTENDED FACINGS FOR MAXIMUM ACCESSIBILITY; SOFT TONGUE PADDING; FIRM HEEL COUNTER, PURPLE, SIZE 33. | PROSTHETICS & ORTHOSIS SUPPLIES
9346 | 4224170635600 | BOOT, ORTHOPEDIC, PEDIATRIC, FULL GRAIN COW/CALF LEATHER, PLAIN FRONTED WITH SEAM FREE VAMPS PADDED COLLARS, BOOT HEIGHT APPROXIMATELY 125 MM, LACING; SOFT PADDING AROUND THE COLLAR FOR A BETTER FIT ; A HIGH AND EXTRA LONG STIFFENER TO SUPPORT THE ANKLE ; FULL GRAIN LEATHER INSOLE; EASILY REMOVABLE AND ADAPTABLE (HARD-WEARING) SOLE. SUFFICIENT TOE-SPRING FOR EASY ROLL-OFF ; REMOVABLE PROFILED CORK INLAY ; HIGH TOE-BOX AND STRONG TOE-CAP FOR PROTECTION OF THE TOES ; EXTENDED FACINGS FOR MAXIMUM ACCESSIBILITY; SOFT TONGUE PADDING; FIRM HEEL COUNTER, BLACK, SIZE 34. | PROSTHETICS & ORTHOSIS SUPPLIES
9347 | 4224170635700 | BOOT, ORTHOPEDIC, PEDIATRIC, FULL GRAIN COW/CALF LEATHER, PLAIN FRONTED WITH SEAM FREE VAMPS PADDED COLLARS, BOOT HEIGHT APPROXIMATELY 125 MM, LACING; SOFT PADDING AROUND THE COLLAR FOR A BETTER FIT ; A HIGH AND EXTRA LONG STIFFENER TO SUPPORT THE ANKLE ; FULL GRAIN LEATHER INSOLE; EASILY REMOVABLE AND ADAPTABLE (HARD-WEARING) SOLE. SUFFICIENT TOE-SPRING FOR EASY ROLL-OFF ; REMOVABLE PROFILED CORK INLAY ; HIGH TOE-BOX AND STRONG TOE-CAP FOR PROTECTION OF THE TOES ; EXTENDED FACINGS FOR MAXIMUM ACCESSIBILITY; SOFT TONGUE PADDING; FIRM HEEL COUNTER, BLUE, SIZE 34. | PROSTHETICS & ORTHOSIS SUPPLIES
9348 | 4224170635800 | BOOT, ORTHOPEDIC, PEDIATRIC, FULL GRAIN COW/CALF LEATHER, PLAIN FRONTED WITH SEAM FREE VAMPS PADDED COLLARS, BOOT HEIGHT APPROXIMATELY 125 MM, LACING; SOFT PADDING AROUND THE COLLAR FOR A BETTER FIT ; A HIGH AND EXTRA LONG STIFFENER TO SUPPORT THE ANKLE ; FULL GRAIN LEATHER INSOLE; EASILY REMOVABLE AND ADAPTABLE (HARD-WEARING) SOLE. SUFFICIENT TOE-SPRING FOR EASY ROLL-OFF ; REMOVABLE PROFILED CORK INLAY ; HIGH TOE-BOX AND STRONG TOE-CAP FOR PROTECTION OF THE TOES ; EXTENDED FACINGS FOR MAXIMUM ACCESSIBILITY; SOFT TONGUE PADDING; FIRM HEEL COUNTER, PURPLE, SIZE 34. | PROSTHETICS & ORTHOSIS SUPPLIES
9349 | 4224170635900 | BOOT, ORTHOPEDIC, PEDIATRIC, FULL GRAIN COW/CALF LEATHER, PLAIN FRONTED WITH SEAM FREE VAMPS PADDED COLLARS, BOOT HEIGHT APPROXIMATELY 125 MM, LACING; SOFT PADDING AROUND THE COLLAR FOR A BETTER FIT ; A HIGH AND EXTRA LONG STIFFENER TO SUPPORT THE ANKLE ; FULL GRAIN LEATHER INSOLE; EASILY REMOVABLE AND ADAPTABLE (HARD-WEARING) SOLE. SUFFICIENT TOE-SPRING FOR EASY ROLL-OFF ; REMOVABLE PROFILED CORK INLAY ; HIGH TOE-BOX AND STRONG TOE-CAP FOR PROTECTION OF THE TOES ; EXTENDED FACINGS FOR MAXIMUM ACCESSIBILITY; SOFT TONGUE PADDING; FIRM HEEL COUNTER, BLACK, SIZE 35. | PROSTHETICS & ORTHOSIS SUPPLIES
9350 | 4224170636000 | BOOT, ORTHOPEDIC, PEDIATRIC, FULL GRAIN COW/CALF LEATHER, PLAIN FRONTED WITH SEAM FREE VAMPS PADDED COLLARS, BOOT HEIGHT APPROXIMATELY 125 MM, LACING; SOFT PADDING AROUND THE COLLAR FOR A BETTER FIT ; A HIGH AND EXTRA LONG STIFFENER TO SUPPORT THE ANKLE ; FULL GRAIN LEATHER INSOLE; EASILY REMOVABLE AND ADAPTABLE (HARD-WEARING) SOLE. SUFFICIENT TOE-SPRING FOR EASY ROLL-OFF ; REMOVABLE PROFILED CORK INLAY ; HIGH TOE-BOX AND STRONG TOE-CAP FOR PROTECTION OF THE TOES ; EXTENDED FACINGS FOR MAXIMUM ACCESSIBILITY; SOFT TONGUE PADDING; FIRM HEEL COUNTER, PURPLE, SIZE 35. | PROSTHETICS & ORTHOSIS SUPPLIES
9351 | 4224170636100 | BOOT, ORTHOPEDIC, PEDIATRIC, FULL GRAIN COW/CALF LEATHER, PLAIN FRONTED WITH SEAM FREE VAMPS PADDED COLLARS, BOOT HEIGHT APPROXIMATELY 125 MM, LACING; SOFT PADDING AROUND THE COLLAR FOR A BETTER FIT ; A HIGH AND EXTRA LONG STIFFENER TO SUPPORT THE ANKLE ; FULL GRAIN LEATHER INSOLE; EASILY REMOVABLE AND ADAPTABLE (HARD-WEARING) SOLE. SUFFICIENT TOE-SPRING FOR EASY ROLL-OFF ; REMOVABLE PROFILED CORK INLAY ; HIGH TOE-BOX AND STRONG TOE-CAP FOR PROTECTION OF THE TOES ; EXTENDED FACINGS FOR MAXIMUM ACCESSIBILITY; SOFT TONGUE PADDING; FIRM HEEL COUNTER, BLUE, SIZE 35. | PROSTHETICS & ORTHOSIS SUPPLIES
9352 | 4224170636200 | BOOT, ORTHOPEDIC, PEDIATRIC, FULL GRAIN COW/CALF LEATHER, PLAIN FRONTED WITH SEAM FREE VAMPS PADDED COLLARS, BOOT HEIGHT APPROXIMATELY 125 MM, LACING; SOFT PADDING AROUND THE COLLAR FOR A BETTER FIT ; A HIGH AND EXTRA LONG STIFFENER TO SUPPORT THE ANKLE ; FULL GRAIN LEATHER INSOLE; EASILY REMOVABLE AND ADAPTABLE (HARD-WEARING) SOLE. SUFFICIENT TOE-SPRING FOR EASY ROLL-OFF ; REMOVABLE PROFILED CORK INLAY ; HIGH TOE-BOX AND STRONG TOE-CAP FOR PROTECTION OF THE TOES ; EXTENDED FACINGS FOR MAXIMUM ACCESSIBILITY; SOFT TONGUE PADDING; FIRM HEEL COUNTER, BLACK, SIZE 18. | PROSTHETICS & ORTHOSIS SUPPLIES
9353 | 4224170636300 | BOOT, ORTHOPEDIC, PEDIATRIC, FULL GRAIN COW/CALF LEATHER, PLAIN FRONTED WITH SEAM FREE VAMPS PADDED COLLARS, BOOT HEIGHT APPROXIMATELY 125 MM, LACING; SOFT PADDING AROUND THE COLLAR FOR A BETTER FIT ; A HIGH AND EXTRA LONG STIFFENER TO SUPPORT THE ANKLE ; FULL GRAIN LEATHER INSOLE; EASILY REMOVABLE AND ADAPTABLE (HARD-WEARING) SOLE. SUFFICIENT TOE-SPRING FOR EASY ROLL-OFF ; REMOVABLE PROFILED CORK INLAY ; HIGH TOE-BOX AND STRONG TOE-CAP FOR PROTECTION OF THE TOES ; EXTENDED FACINGS FOR MAXIMUM ACCESSIBILITY; SOFT TONGUE PADDING; FIRM HEEL COUNTER, BLACK, SIZE 20. | PROSTHETICS & ORTHOSIS SUPPLIES
9354 | 4224170636400 | TARSO MEDIUS BOOT, OR EQUIVALENT, STRAIGHT LAST; SOFT PADDING AROUND HEEL CUFFS ; MADE FROM COW/CALF LEATHER ; A HIGH AND EXTRA-LONG STIFFENER TO SUPPORT ANKLE ; FULL LEATHER INSOLE ; EASILY REMOVABLE AND ADAPTABLE SOLE; GOOD TOE SPRING ; REMOVABLE CORK INLAY ; HIGH TOE BOX ; STRONG TOE CAP ; SOFT TONGUE TO ASSIST SHOE FIT ; HIGH AND EXTENDED CORSET STIFFENERS, PAIR, BLACK, SIZE 41. | PROSTHETICS & ORTHOSIS SUPPLIES
9355 | 4224170636500 | TARSO MEDIUS BOOT, OR EQUIVALENT, STRAIGHT LAST; SOFT PADDING AROUND HEEL CUFFS ; MADE FROM COW/CALF LEATHER ; A HIGH AND EXTRA-LONG STIFFENER TO SUPPORT ANKLE ; FULL LEATHER INSOLE ; EASILY REMOVABLE AND ADAPTABLE SOLE; GOOD TOE SPRING ; REMOVABLE CORK INLAY ; HIGH TOE BOX ; STRONG TOE CAP ; SOFT TONGUE TO ASSIST SHOE FIT ; HIGH AND EXTENDED CORSET STIFFENERS, PAIR, BLACK, SIZE 46. | PROSTHETICS & ORTHOSIS SUPPLIES
9356 | 4224170636600 | TARSO MEDIUS BOOT, OR EQUIVALENT, STRAIGHT LAST; SOFT PADDING AROUND HEEL CUFFS ; MADE FROM COW/CALF LEATHER ; A HIGH AND EXTRA-LONG STIFFENER TO SUPPORT ANKLE ; FULL LEATHER INSOLE ; EASILY REMOVABLE AND ADAPTABLE SOLE; GOOD TOE SPRING ; REMOVABLE CORK INLAY ; HIGH TOE BOX ; STRONG TOE CAP ; SOFT TONGUE TO ASSIST SHOE FIT ; HIGH AND EXTENDED CORSET STIFFENERS, PAIR, BLACK, SIZE 47. | PROSTHETICS & ORTHOSIS SUPPLIES
9357 | 4224170636700 | TARSO MEDIUS BOOT, OR EQUIVALENT, STRAIGHT LAST; SOFT PADDING AROUND HEEL CUFFS ; MADE FROM COW/CALF LEATHER ; A HIGH AND EXTRA-LONG STIFFENER TO SUPPORT ANKLE ; FULL LEATHER INSOLE ; EASILY REMOVABLE AND ADAPTABLE SOLE; GOOD TOE SPRING ; REMOVABLE CORK INLAY ; HIGH TOE BOX ; STRONG TOE CAP ; SOFT TONGUE TO ASSIST SHOE FIT ; HIGH AND EXTENDED CORSET STIFFENERS, PAIR, BLACK, SIZE 39. | PROSTHETICS & ORTHOSIS SUPPLIES
9358 | 4224170636800 | TARSO MEDIUS BOOT, OR EQUIVALENT, STRAIGHT LAST; SOFT PADDING AROUND HEEL CUFFS ; MADE FROM COW/CALF LEATHER ; A HIGH AND EXTRA-LONG STIFFENER TO SUPPORT ANKLE ; FULL LEATHER INSOLE ; EASILY REMOVABLE AND ADAPTABLE SOLE; GOOD TOE SPRING ; REMOVABLE CORK INLAY ; HIGH TOE BOX ; STRONG TOE CAP ; SOFT TONGUE TO ASSIST SHOE FIT ; HIGH AND EXTENDED CORSET STIFFENERS, PAIR, BLACK, SIZE 38. | PROSTHETICS & ORTHOSIS SUPPLIES
9359 | 4224170636900 | TARSO MEDIUS BOOT, OR EQUIVALENT, STRAIGHT LAST; SOFT PADDING AROUND HEEL CUFFS ; MADE FROM COW/CALF LEATHER ; A HIGH AND EXTRA-LONG STIFFENER TO SUPPORT ANKLE ; FULL LEATHER INSOLE ; EASILY REMOVABLE AND ADAPTABLE SOLE; GOOD TOE SPRING ; REMOVABLE CORK INLAY ; HIGH TOE BOX ; STRONG TOE CAP ; SOFT TONGUE TO ASSIST SHOE FIT ; HIGH AND EXTENDED CORSET STIFFENERS, PAIR, BLACK, SIZE 40. | PROSTHETICS & ORTHOSIS SUPPLIES
9360 | 4224170637000 | TARSO MEDIUS BOOT, OR EQUIVALENT, ADULT, SURGICAL, STRAIGHT LAST; SOFT PADDING AROUND HEEL CUFFS ; MADE FROM COW/CALF LEATHER ; A HIGH AND EXTRA-LONG STIFFENER TO SUPPORT ANKLE ; FULL LEATHER INSOLE ; EASILY REMOVABLE AND ADAPTABLE SOLE; GOOD TOE SPRING ; REMOVABLE CORK INLAY ; HIGH TOE BOX ; STRONG TOE CAP ; SOFT TONGUE TO ASSIST SHOE FIT ; HIGH AND EXTENDED CORSET STIFFENERS, PAIR, BLACK, SIZE 42. | PROSTHETICS & ORTHOSIS SUPPLIES
9361 | 4224170637100 | TARSO MEDIUS BOOT, OR EQUIVALENT, ADULT, SURGICAL, STRAIGHT LAST; SOFT PADDING AROUND HEEL CUFFS ; MADE FROM COW/CALF LEATHER ; A HIGH AND EXTRA-LONG STIFFENER TO SUPPORT ANKLE ; FULL LEATHER INSOLE ; EASILY REMOVABLE AND ADAPTABLE SOLE; GOOD TOE SPRING ; REMOVABLE CORK INLAY ; HIGH TOE BOX ; STRONG TOE CAP ; SOFT TONGUE TO ASSIST SHOE FIT ; HIGH AND EXTENDED CORSET STIFFENERS, PAIR, BLACK, SIZE 43. | PROSTHETICS & ORTHOSIS SUPPLIES
9362 | 4224170637200 | TARSO MEDIUS BOOT, OR EQUIVALENT, ADULT, SURGICAL, STRAIGHT LAST; SOFT PADDING AROUND HEEL CUFFS ; MADE FROM COW/CALF LEATHER ; A HIGH AND EXTRA-LONG STIFFENER TO SUPPORT ANKLE ; FULL LEATHER INSOLE ; EASILY REMOVABLE AND ADAPTABLE SOLE; GOOD TOE SPRING ; REMOVABLE CORK INLAY ; HIGH TOE BOX ; STRONG TOE CAP ; SOFT TONGUE TO ASSIST SHOE FIT ; HIGH AND EXTENDED CORSET STIFFENERS, PAIR, BLACK, SIZE 44. | PROSTHETICS & ORTHOSIS SUPPLIES
9363 | 4224170637300 | TARSO-MEDIUS BOOT, OR EQUIVALENT, PEDIATRIC, SURGICAL, STRAIGHT LAST; SOFT PADDING AROUND HEEL CUFFS ; MADE FROM COW/CALF LEATHER ; A HIGH AND EXTRA-LONG STIFFENER TO SUPPORT ANKLE ; FULL LEATHER INSOLE ; EASILY REMOVABLE AND ADAPTABLE SOLE; GOOD TOE SPRING ; REMOVABLE CORK INLAY ; HIGH TOE BOX ; STRONG TOE CAP ; SOFT TONGUE TO ASSIST SHOE FIT ; HIGH AND EXTENDED CORSET STIFFENERS, PAIR, BLACK, SIZE 23. | PROSTHETICS & ORTHOSIS SUPPLIES
9364 | 4224170637400 | TARSO MEDIUS BOOT, OR EQUIVALENT, ADULT, SURGICAL, STRAIGHT LAST; SOFT PADDING AROUND HEEL CUFFS ; MADE FROM COW/CALF LEATHER ; A HIGH AND EXTRA-LONG STIFFENER TO SUPPORT ANKLE ; FULL LEATHER INSOLE ; EASILY REMOVABLE AND ADAPTABLE SOLE; GOOD TOE SPRING ; REMOVABLE CORK INLAY ; HIGH TOE BOX ; STRONG TOE CAP ; SOFT TONGUE TO ASSIST SHOE FIT ; HIGH AND EXTENDED CORSET STIFFENERS, PAIR, BROWN, SIZE 42. | PROSTHETICS & ORTHOSIS SUPPLIES
9365 | 4224170637500 | TARSO MEDIUS BOOT, OR EQUIVALENT, ADULT, SURGICAL, STRAIGHT LAST; SOFT PADDING AROUND HEEL CUFFS ; MADE FROM COW/CALF LEATHER ; A HIGH AND EXTRA-LONG STIFFENER TO SUPPORT ANKLE ; FULL LEATHER INSOLE ; EASILY REMOVABLE AND ADAPTABLE SOLE; GOOD TOE SPRING ; REMOVABLE CORK INLAY ; HIGH TOE BOX ; STRONG TOE CAP ; SOFT TONGUE TO ASSIST SHOE FIT ; HIGH AND EXTENDED CORSET STIFFENERS, PAIR, BROWN, SIZE 43. | PROSTHETICS & ORTHOSIS SUPPLIES
9366 | 4224170637600 | TARSO MEDIUS BOOT, OR EQUIVALENT, ADULT, SURGICAL, STRAIGHT LAST; SOFT PADDING AROUND HEEL CUFFS ; MADE FROM COW/CALF LEATHER ; A HIGH AND EXTRA-LONG STIFFENER TO SUPPORT ANKLE ; FULL LEATHER INSOLE ; EASILY REMOVABLE AND ADAPTABLE SOLE; GOOD TOE SPRING ; REMOVABLE CORK INLAY ; HIGH TOE BOX ; STRONG TOE CAP ; SOFT TONGUE TO ASSIST SHOE FIT ; HIGH AND EXTENDED CORSET STIFFENERS, PAIR, BROWN, SIZE 44. | PROSTHETICS & ORTHOSIS SUPPLIES
9367 | 4224170637700 | TARSO MEDIUS BOOT, OR EQUIVALENT, ADULT, SURGICAL, STRAIGHT LAST; SOFT PADDING AROUND HEEL CUFFS ; MADE FROM COW/CALF LEATHER ; A HIGH AND EXTRA-LONG STIFFENER TO SUPPORT ANKLE ; FULL LEATHER INSOLE ; EASILY REMOVABLE AND ADAPTABLE SOLE; GOOD TOE SPRING ; REMOVABLE CORK INLAY ; HIGH TOE BOX ; STRONG TOE CAP ; SOFT TONGUE TO ASSIST SHOE FIT ; HIGH AND EXTENDED CORSET STIFFENERS, PAIR, BROWN, SIZE 45. | PROSTHETICS & ORTHOSIS SUPPLIES
9368 | 4224170637800 | TARSO-MEDIUS BOOT, OR EQUIVALENT, PEDIATRIC, SURGICAL, STRAIGHT LAST; SOFT PADDING AROUND HEEL CUFFS ; MADE FROM COW/CALF LEATHER ; A HIGH AND EXTRA-LONG STIFFENER TO SUPPORT ANKLE ; FULL LEATHER INSOLE ; EASILY REMOVABLE AND ADAPTABLE SOLE; GOOD TOE SPRING ; REMOVABLE CORK INLAY ; HIGH TOE BOX ; STRONG TOE CAP ; SOFT TONGUE TO ASSIST SHOE FIT ; HIGH AND EXTENDED CORSET STIFFENERS, PAIR, BROWN, SIZE 22. | PROSTHETICS & ORTHOSIS SUPPLIES
9369 | 4224170637900 | TARSO-MEDIUS BOOT, OR EQUIVALENT, PEDIATRIC, SURGICAL, STRAIGHT LAST; SOFT PADDING AROUND HEEL CUFFS ; MADE FROM COW/CALF LEATHER ; A HIGH AND EXTRA-LONG STIFFENER TO SUPPORT ANKLE ; FULL LEATHER INSOLE ; EASILY REMOVABLE AND ADAPTABLE SOLE; GOOD TOE SPRING ; REMOVABLE CORK INLAY ; HIGH TOE BOX ; STRONG TOE CAP ; SOFT TONGUE TO ASSIST SHOE FIT ; HIGH AND EXTENDED CORSET STIFFENERS, PAIR, BROWN, SIZE 24. | PROSTHETICS & ORTHOSIS SUPPLIES
9370 | 4224170638000 | TARSO-MEDIUS BOOT, OR EQUIVALENT, PEDIATRIC, SURGICAL, STRAIGHT LAST; SOFT PADDING AROUND HEEL CUFFS ; MADE FROM COW/CALF LEATHER ; A HIGH AND EXTRA-LONG STIFFENER TO SUPPORT ANKLE ; FULL LEATHER INSOLE ; EASILY REMOVABLE AND ADAPTABLE SOLE; GOOD TOE SPRING ; REMOVABLE CORK INLAY ; HIGH TOE BOX ; STRONG TOE CAP ; SOFT TONGUE TO ASSIST SHOE FIT ; HIGH AND EXTENDED CORSET STIFFENERS, PAIR, BROWN, SIZE 19. | PROSTHETICS & ORTHOSIS SUPPLIES
9371 | 4224170638100 | TARSO-MEDIUS BOOT, OR EQUIVALENT, PEDIATRIC, SURGICAL, STRAIGHT LAST; SOFT PADDING AROUND HEEL CUFFS ; MADE FROM COW/CALF LEATHER ; A HIGH AND EXTRA-LONG STIFFENER TO SUPPORT ANKLE ; FULL LEATHER INSOLE ; EASILY REMOVABLE AND ADAPTABLE SOLE; GOOD TOE SPRING ; REMOVABLE CORK INLAY ; HIGH TOE BOX ; STRONG TOE CAP ; SOFT TONGUE TO ASSIST SHOE FIT ; HIGH AND EXTENDED CORSET STIFFENERS, PAIR, BROWN, SIZE 21. | PROSTHETICS & ORTHOSIS SUPPLIES
9372 | 4224170638200 | TARSO-MEDIUS BOOT, OR EQUIVALENT, PEDIATRIC, SURGICAL, STRAIGHT LAST; SOFT PADDING AROUND HEEL CUFFS ; MADE FROM COW/CALF LEATHER ; A HIGH AND EXTRA-LONG STIFFENER TO SUPPORT ANKLE ; FULL LEATHER INSOLE ; EASILY REMOVABLE AND ADAPTABLE SOLE; GOOD TOE SPRING ; REMOVABLE CORK INLAY ; HIGH TOE BOX ; STRONG TOE CAP ; SOFT TONGUE TO ASSIST SHOE FIT ; HIGH AND EXTENDED CORSET STIFFENERS, PAIR, BLACK, SIZE 24. | PROSTHETICS & ORTHOSIS SUPPLIES
9373 | 4224170638300 | TARSO-MEDIUS BOOT, OR EQUIVALENT, PEDIATRIC, SURGICAL, STRAIGHT LAST; SOFT PADDING AROUND HEEL CUFFS ; MADE FROM COW/CALF LEATHER ; A HIGH AND EXTRA-LONG STIFFENER TO SUPPORT ANKLE ; FULL LEATHER INSOLE ; EASILY REMOVABLE AND ADAPTABLE SOLE; GOOD TOE SPRING ; REMOVABLE CORK INLAY ; HIGH TOE BOX ; STRONG TOE CAP ; SOFT TONGUE TO ASSIST SHOE FIT ; HIGH AND EXTENDED CORSET STIFFENERS, PAIR, BLACK, SIZE 22. | PROSTHETICS & ORTHOSIS SUPPLIES
9374 | 4224170638400 | TARSO-MEDIUS BOOT, OR EQUIVALENT, PEDIATRIC, SURGICAL, STRAIGHT LAST; SOFT PADDING AROUND HEEL CUFFS ; MADE FROM COW/CALF LEATHER ; A HIGH AND EXTRA-LONG STIFFENER TO SUPPORT ANKLE ; FULL LEATHER INSOLE ; EASILY REMOVABLE AND ADAPTABLE SOLE; GOOD TOE SPRING ; REMOVABLE CORK INLAY ; HIGH TOE BOX ; STRONG TOE CAP ; SOFT TONGUE TO ASSIST SHOE FIT ; HIGH AND EXTENDED CORSET STIFFENERS, PAIR, BLACK, SIZE 25. | PROSTHETICS & ORTHOSIS SUPPLIES
9375 | 4224170638500 | TARSO-MEDIUS BOOT, OR EQUIVALENT, PEDIATRIC, SURGICAL, STRAIGHT LAST; SOFT PADDING AROUND HEEL CUFFS ; MADE FROM COW/CALF LEATHER ; A HIGH AND EXTRA-LONG STIFFENER TO SUPPORT ANKLE ; FULL LEATHER INSOLE ; EASILY REMOVABLE AND ADAPTABLE SOLE; GOOD TOE SPRING ; REMOVABLE CORK INLAY ; HIGH TOE BOX ; STRONG TOE CAP ; SOFT TONGUE TO ASSIST SHOE FIT ; HIGH AND EXTENDED CORSET STIFFENERS, PAIR, BROWN, SIZE 23. | PROSTHETICS & ORTHOSIS SUPPLIES
9376 | 4224170638600 | TARSO-MEDIUS BOOT, OR EQUIVALENT, PEDIATRIC, SURGICAL, STRAIGHT LAST; SOFT PADDING AROUND HEEL CUFFS ; MADE FROM COW/CALF LEATHER ; A HIGH AND EXTRA-LONG STIFFENER TO SUPPORT ANKLE ; FULL LEATHER INSOLE ; EASILY REMOVABLE AND ADAPTABLE SOLE; GOOD TOE SPRING ; REMOVABLE CORK INLAY ; HIGH TOE BOX ; STRONG TOE CAP ; SOFT TONGUE TO ASSIST SHOE FIT ; HIGH AND EXTENDED CORSET STIFFENERS, PAIR, BLACK, SIZE 19. | PROSTHETICS & ORTHOSIS SUPPLIES
9377 | 4224170638700 | TARSO-MEDIUS BOOT, OR EQUIVALENT, PEDIATRIC, SURGICAL, STRAIGHT LAST; SOFT PADDING AROUND HEEL CUFFS ; MADE FROM COW/CALF LEATHER ; A HIGH AND EXTRA-LONG STIFFENER TO SUPPORT ANKLE ; FULL LEATHER INSOLE ; EASILY REMOVABLE AND ADAPTABLE SOLE; GOOD TOE SPRING ; REMOVABLE CORK INLAY ; HIGH TOE BOX ; STRONG TOE CAP ; SOFT TONGUE TO ASSIST SHOE FIT ; HIGH AND EXTENDED CORSET STIFFENERS, PAIR, BLACK, SIZE 20. | PROSTHETICS & ORTHOSIS SUPPLIES
9378 | 4224170638800 | TARSO MEDIUS BOOT, OR EQUIVALENT, ADULT, SURGICAL, STRAIGHT LAST; SOFT PADDING AROUND HEEL CUFFS ; MADE FROM COW/CALF LEATHER ; A HIGH AND EXTRA-LONG STIFFENER TO SUPPORT ANKLE ; FULL LEATHER INSOLE ; EASILY REMOVABLE AND ADAPTABLE SOLE; GOOD TOE SPRING ; REMOVABLE CORK INLAY ; HIGH TOE BOX ; STRONG TOE CAP ; SOFT TONGUE TO ASSIST SHOE FIT ; HIGH AND EXTENDED CORSET STIFFENERS, PAIR, BLACK, SIZE 45. | PROSTHETICS & ORTHOSIS SUPPLIES
9379 | 4224170638900 | TARSO-MEDIUS BOOT, OR EQUIVALENT, PEDIATRIC, SURGICAL, STRAIGHT LAST; SOFT PADDING AROUND HEEL CUFFS ; MADE FROM COW/CALF LEATHER ; A HIGH AND EXTRA-LONG STIFFENER TO SUPPORT ANKLE ; FULL LEATHER INSOLE ; EASILY REMOVABLE AND ADAPTABLE SOLE; GOOD TOE SPRING ; REMOVABLE CORK INLAY ; HIGH TOE BOX ; STRONG TOE CAP ; SOFT TONGUE TO ASSIST SHOE FIT ; HIGH AND EXTENDED CORSET STIFFENERS, PAIR, BLACK, SIZE 21. | PROSTHETICS & ORTHOSIS SUPPLIES
9380 | 4224170639000 | TARSO-MEDIUS BOOT, OR EQUIVALENT, PEDIATRIC, SURGICAL, STRAIGHT LAST; SOFT PADDING AROUND HEEL CUFFS ; MADE FROM COW/CALF LEATHER ; A HIGH AND EXTRA-LONG STIFFENER TO SUPPORT ANKLE ; FULL LEATHER INSOLE ; EASILY REMOVABLE AND ADAPTABLE SOLE; GOOD TOE SPRING ; REMOVABLE CORK INLAY ; HIGH TOE BOX ; STRONG TOE CAP ; SOFT TONGUE TO ASSIST SHOE FIT ; HIGH AND EXTENDED CORSET STIFFENERS, PAIR, BLACK, SIZE 26. | PROSTHETICS & ORTHOSIS SUPPLIES
9381 | 4224170639100 | TARSO-MEDIUS BOOT, OR EQUIVALENT, PEDIATRIC, SURGICAL, STRAIGHT LAST; SOFT PADDING AROUND HEEL CUFFS ; MADE FROM COW/CALF LEATHER ; A HIGH AND EXTRA-LONG STIFFENER TO SUPPORT ANKLE ; FULL LEATHER INSOLE ; EASILY REMOVABLE AND ADAPTABLE SOLE; GOOD TOE SPRING ; REMOVABLE CORK INLAY ; HIGH TOE BOX ; STRONG TOE CAP ; SOFT TONGUE TO ASSIST SHOE FIT ; HIGH AND EXTENDED CORSET STIFFENERS, PAIR, BLACK, SIZE 28. | PROSTHETICS & ORTHOSIS SUPPLIES
9382 | 4224170639200 | TARSO-MEDIUS BOOT, OR EQUIVALENT, PEDIATRIC, SURGICAL, STRAIGHT LAST; SOFT PADDING AROUND HEEL CUFFS ; MADE FROM COW/CALF LEATHER ; A HIGH AND EXTRA-LONG STIFFENER TO SUPPORT ANKLE ; FULL LEATHER INSOLE ; EASILY REMOVABLE AND ADAPTABLE SOLE; GOOD TOE SPRING ; REMOVABLE CORK INLAY ; HIGH TOE BOX ; STRONG TOE CAP ; SOFT TONGUE TO ASSIST SHOE FIT ; HIGH AND EXTENDED CORSET STIFFENERS, PAIR, BLACK, SIZE 27. | PROSTHETICS & ORTHOSIS SUPPLIES
9383 | 4224170639300 | TARSO-MEDIUS BOOT, OR EQUIVALENT, PEDIATRIC, SURGICAL, STRAIGHT LAST; SOFT PADDING AROUND HEEL CUFFS ; MADE FROM COW/CALF LEATHER ; A HIGH AND EXTRA-LONG STIFFENER TO SUPPORT ANKLE ; FULL LEATHER INSOLE ; EASILY REMOVABLE AND ADAPTABLE SOLE; GOOD TOE SPRING ; REMOVABLE CORK INLAY ; HIGH TOE BOX ; STRONG TOE CAP ; SOFT TONGUE TO ASSIST SHOE FIT ; HIGH AND EXTENDED CORSET STIFFENERS, PAIR, BROWN, SIZE 20. | PROSTHETICS & ORTHOSIS SUPPLIES
9384 | 4224170639400 | TARSO-MEDIUS BOOT, OR EQUIVALENT, PEDIATRIC, SURGICAL, STRAIGHT LAST; SOFT PADDING AROUND HEEL CUFFS ; MADE FROM COW/CALF LEATHER ; A HIGH AND EXTRA-LONG STIFFENER TO SUPPORT ANKLE ; FULL LEATHER INSOLE ; EASILY REMOVABLE AND ADAPTABLE SOLE; GOOD TOE SPRING ; REMOVABLE CORK INLAY ; HIGH TOE BOX ; STRONG TOE CAP ; SOFT TONGUE TO ASSIST SHOE FIT ; HIGH AND EXTENDED CORSET STIFFENERS, PAIR, BROWN, SIZE 25. | PROSTHETICS & ORTHOSIS SUPPLIES
9385 | 4224170639500 | TARSO-MEDIUS BOOT, OR EQUIVALENT, PEDIATRIC, SURGICAL, STRAIGHT LAST; SOFT PADDING AROUND HEEL CUFFS ; MADE FROM COW/CALF LEATHER ; A HIGH AND EXTRA-LONG STIFFENER TO SUPPORT ANKLE ; FULL LEATHER INSOLE ; EASILY REMOVABLE AND ADAPTABLE SOLE; GOOD TOE SPRING ; REMOVABLE CORK INLAY ; HIGH TOE BOX ; STRONG TOE CAP ; SOFT TONGUE TO ASSIST SHOE FIT ; HIGH AND EXTENDED CORSET STIFFENERS, PAIR, BROWN, SIZE 26. | PROSTHETICS & ORTHOSIS SUPPLIES
9386 | 4224170639600 | TARSO-MEDIUS BOOT, OR EQUIVALENT, PEDIATRIC, SURGICAL, STRAIGHT LAST; SOFT PADDING AROUND HEEL CUFFS ; MADE FROM COW/CALF LEATHER ; A HIGH AND EXTRA-LONG STIFFENER TO SUPPORT ANKLE ; FULL LEATHER INSOLE ; EASILY REMOVABLE AND ADAPTABLE SOLE; GOOD TOE SPRING ; REMOVABLE CORK INLAY ; HIGH TOE BOX ; STRONG TOE CAP ; SOFT TONGUE TO ASSIST SHOE FIT ; HIGH AND EXTENDED CORSET STIFFENERS, PAIR, BROWN, SIZE 27. | PROSTHETICS & ORTHOSIS SUPPLIES
9387 | 4224170639700 | TARSO-MEDIUS BOOT, OR EQUIVALENT, PEDIATRIC, SURGICAL, STRAIGHT LAST; SOFT PADDING AROUND HEEL CUFFS ; MADE FROM COW/CALF LEATHER ; A HIGH AND EXTRA-LONG STIFFENER TO SUPPORT ANKLE ; FULL LEATHER INSOLE ; EASILY REMOVABLE AND ADAPTABLE SOLE; GOOD TOE SPRING ; REMOVABLE CORK INLAY ; HIGH TOE BOX ; STRONG TOE CAP ; SOFT TONGUE TO ASSIST SHOE FIT ; HIGH AND EXTENDED CORSET STIFFENERS, PAIR, BROWN, SIZE 28. | PROSTHETICS & ORTHOSIS SUPPLIES
9388 | 4224170639800 | DYNAMIC WALK LIGHTWEIGHT MOLDABLE CARBON FIBER COMPOSITE OPEN HEEL WITH PADDING KIT LARGE LEFT. | SUPPLEMENTARY PROSTHET,ORTHOSIS SUPPLIES
9389 | 4224170639900 | DYNAMIC WALK LIGHTWEIGHT MOLDABLE CARBON FIBER COMPOSITE OPEN HEEL WITH PADDING KIT LARGE RIGHT. | SUPPLEMENTARY PROSTHET,ORTHOSIS SUPPLIES
9390 | 4224170640000 | DYNAMIC WALK LIGHTWEIGHT MOLDABLE CARBON FIBER COMPOSITE OPEN HEEL WITH PADDING KIT MEDIUM LEFT. | SUPPLEMENTARY PROSTHET,ORTHOSIS SUPPLIES
9391 | 4224170640100 | DYNAMIC WALK LIGHTWEIGHT MOLDABLE CARBON FIBER COMPOSITE OPEN HEEL WITH PADDING KIT MEDIUM RIGHT. | SUPPLEMENTARY PROSTHET,ORTHOSIS SUPPLIES
9392 | 4224170640200 | DYNAMIC WALK LIGHTWEIGHT MOLDABLE CARBON FIBER COMPOSITE OPEN HEEL WITH PADDING KIT SMALL LEFT. | SUPPLEMENTARY PROSTHET,ORTHOSIS SUPPLIES
9393 | 4224170640300 | DYNAMIC WALK LIGHTWEIGHT MOLDABLE CARBON FIBER COMPOSITE OPEN HEEL WITH PADDING KIT SMALL RIGHT. | SUPPLEMENTARY PROSTHET,ORTHOSIS SUPPLIES
9394 | 4224170641200 | HALLUX VALGUS CORRECTOR ORTHOSIS, ANATOMICAL DESIGN, WITH BIG TOE JOINT, CUSHION PADS, ADJUSTABLE METATARSAL STRAPS, THERMOPLASTIC MATERIAL, SOFT VELCRO CLOSURE, THREE-POINT PRESSURE SYSTEM FOR BIG TOE VALGUS CORRECTION AND METATARSOPHALANGEAL ALIGNMENT, ASSORTED SIZE | PROSTHETICS & ORTHOSIS SUPPLIES
9395 | 4224170641300 | POSTURAL LEG SPLINT ORTHOSIS FOR LOWER LIMB POSITIONING EASY FITTING DESIGN ANTI-DECUBITUS HEEL WITH PRESSURE-RELIEVING PADS FORMED FOAM CALF SUPPORT HEEL OPENING TO PREVENT PRESSURE SORES PLANTAR TRIANGLE WITH ROTATIONAL ADJUSTMENT (-15° 0° +15°) PROVIDES IMMOBILIZATION AND POSITIONAL CONTROL PREVENTS LOWER LIMB DEFORMITIES IN POST-OPERATIVE HIP KNEE AND FOOT PATIENTS DESIGNED TO REDUCE HEEL PRESSURE AND PREVENT SHEET CONTACT. | SUPPLEMENTARY PROSTHET,ORTHOSIS SUPPLIES
9396 | 4224170641500 | HALLUX VALGUS, SILICONE BUNION, COVERS LATERALLY THE BUNION AREA, HOLDING ITSELF WITH THE HOOP IN A TOE, WASHABLE, ASSORTED SIZE | PROSTHETICS & ORTHOSIS SUPPLIES
9397 | 4224170641600 | FIFTH TOE SILICONE SHIELD, VARUS QUINTUS LATERAL DISCHARGE OF THE BUNION AREA, HOLDING ITSELF WITH THE HOOP IN THE FIFTH TOE, MADE OF EXTRA - SOFT MEDICAL SILICONE, IT FITS TO BODY TEMPERATURE, WASHABLE, LATERAL DISCHARGE OF THE BUNION AREA, PROTECTION OF FRICTION AND PRESSURES OF BUNION QUINTUS VALGUS SIDE SHIELD, QUINTUS VALGUS BURSITIS | PROSTHETICS & ORTHOSIS SUPPLIES
9398 | 4224170641700 | HALLUX VALGUS, SILICONE TOE SEPARATOR, ASSORTED SIZE | PROSTHETICS & ORTHOSIS SUPPLIES
9399 | 4224170642700 | SOFT PADDING KIT, FOR AFO, INTERFACE, BETWEEN ORTHOSIS AND TIBIAL CREST COMFORT AND RELIEF OF POTENTIAL DISCOMFORT FROM BONY PROMINENCES, AN EXTRA PAD IS INCLUDED TO ALLOW REPLACEMENT WHILE WASHING, ASSORTED SIZE AND SIDE | PROSTHETICS & ORTHOSIS SUPPLIES
9400 | 4224170643200 | EXTERNAL FOOT DROP BRACE, CAN BE FIT EXTERNALLY ON HIGH HIKING FOOTWEAR, WINTER OR SAFETY BOOTS CAN BE ADJUSTED, MADE FROM HIGHLY DURABL, ATTACHES TO THE OUTSIDE OF FOOTWEAR AND IS QUICKLY AND EASILY INTERCHANGEABLE FROM SHOE TO SHOE, ASSORTED SIZE AND SIDE. | PROSTHETICS & ORTHOSIS SUPPLIES
9401 | 4224170644100 | INSOLES, FOR DIABETIC, WITH 2 TYPES OF MEMORY FOAM AND PORNO MEDICAL TOP COVER, GEL HEEL CUSHION TO PREVENT CALLUSES & BLISTERS AND FOOT ULCERS, SHOCK ABSORPTION, ASSORTED SIZE | PROSTHETICS & ORTHOSIS SUPPLIES
9402 | 4224170644200 | ORTHOSIS, FOOT METATARSAL PAD, GEL, BALL OF FOOT, REGULAR, SIZE LARGE | PROSTHETICS & ORTHOSIS SUPPLIES
9403 | 4224170644300 | ORTHOSIS, FOOT METATARSAL PAD, GEL, BALL OF FOOT, REGULAR, SIZE MEDIUM | PROSTHETICS & ORTHOSIS SUPPLIES
9404 | 4224170644400 | ORTHOSIS FOOT METATARSAL PAD GEL BALL OF FOOT REGULAR SIZE SMALL. | SUPPLEMENTARY PROSTHET,ORTHOSIS SUPPLIES
9405 | 4224170644500 | CUSTOM MADE DYNAMIC ANKLE FOOT ORTHOSIS (ARTICULATED AFO) PEDIATRIC THERMOLYN POLYETHYLENE THICKNESS 2MM - 4MM WITH VELCRO STRAPS FULL PADDING PERFORATED MATERIAL WITH OUTSOLES 2MM - 1CM MULTIPLE COLOR OR PATTERN (SERVICES). | SUPPLEMENTARY PROSTHET,ORTHOSIS SUPPLIES
9406 | 4224170644600 | CUSTOM MADE DYNAMIC ANKLE FOOT ORTHOSIS (ARTICULATED AFO) PEDIATRIC THERMOLYN POLYPROPYLENE THICKNESS 4MM -6MM WITH VELCRO STRAPS FULL PADDING PERFORATED MATERIAL WITH OUTSOLES 2MM - 1CM MULTIPLE COLOR OR PATTERN (SERVICES). | SUPPLEMENTARY PROSTHET,ORTHOSIS SUPPLIES
9407 | 4224170644700 | ANKLE FOOT ORTHOSIS (AFO), RIGID, POLYPROPYLENE, 4 MM, FULL FOOT ANATOMICAL DESIGN, PADDING IN CALF AREA, ASSISTS DORSIFLEXION IN THE FOOT, SIZE 41 - 44, RIGHT | PROSTHETICS & ORTHOSIS SUPPLIES
9408 | 4224170644800 | ANKLE FOOT ORTHOSIS (AFO), RIGID, POLYPROPYLENE, 4 MM, FULL FOOT ANATOMICAL DESIGN, PADDING IN CALF AREA, ASSISTS DORSIFLEXION IN THE FOOT, SIZE 39 - 41, LEFT | PROSTHETICS & ORTHOSIS SUPPLIES
9409 | 4224170644900 | ANKLE FOOT ORTHOSIS (AFO), RIGID, POLYPROPYLENE, 4 MM, FULL FOOT ANATOMICAL DESIGN, PADDING IN CALF AREA, ASSISTS DORSIFLEXION IN THE FOOT, SIZE 39 - 41, RIGHT | PROSTHETICS & ORTHOSIS SUPPLIES
9410 | 4224170645000 | ANKLE FOOT ORTHOSIS (AFO), RIGID, POLYPROPYLENE, 4 MM, FULL FOOT ANATOMICAL DESIGN, PADDING IN CALF AREA, ASSISTS DORSIFLEXION IN THE FOOT, SIZE 41 - 44, LEFT | PROSTHETICS & ORTHOSIS SUPPLIES
9411 | 4224170655900 | CUSTOM MADE, SUPRA MALLEOLAR ORTHOSIS, PEDIATRIC, THICKNESS 1-3MM POLYETHYLENE, MULTIPLE COLOR OR PATTERN, (SERVICES) | PROSTHETICS & ORTHOSIS SUPPLIES
9412 | 4224170656000 | CUSTOM MADE, ANKLE FOOT ORTHOSIS THICKNESS 2- 4MM POLYPROPYLENE WITH SUPRA MALLEOLAR INNER THICKNESS 1-3MM POLYETHYLENE, MULTIPLE COLOR OR PATTERN, (SERVICES) | PROSTHETICS & ORTHOSIS SUPPLIES
9413 | 4224170656100 | CUSTOM MADE, CROW BOOT, CHARCOT RESTRAINT ORTHOTIC WALKERS/TOTAL CONTACT BRACE, INNER DIABETIC PADDING, ROCKER BOTTOM SOLE, ORTHOSIS, (SERVICES) | PROSTHETICS & ORTHOSIS SUPPLIES
9414 | 4224170701400 | DYNAMIC ANKLE FOOT ORTHOSIS (DAFO), PREFABRICATED DYNAMIC ANKLE FOOT ORTHOSIS FOR PEDIATRIC (TOE WALKING, PLANTER FLEXION STABILITY, CORRECT PRONATION/SUPINATION) EACH ONE IS 2 EACH AND THREE COLORS BLUE, PINK, WHITE, SIZE 4 INCHES LEFT. | PROSTHETICS & ORTHOSIS SUPPLIES
9415 | 4224170701500 | DYNAMIC ANKLE FOOT ORTHOSIS (DAFO), PREFABRICATED DYNAMIC ANKLE FOOT ORTHOSIS FOR PEDIATRIC (TOE WALKING, PLANTER FLEXION STABILITY, CORRECT PRONATION/SUPINATION), EACH ONE IS 2 PIECE AND THREE COLORS BLUE, PINK, WHITE, SIZE 4 INCHES, RIGHT. | PROSTHETICS & ORTHOSIS SUPPLIES
9416 | 4224170701600 | DYNAMIC ANKLE FOOT ORTHOSIS (DAFO), PREFABRICATED DYNAMIC ANKLE FOOT ORTHOSIS FOR PEDIATRIC (TOE WALKING, PLANTER FLEXION STABILITY, CORRECT PRONATION/SUPINATION), EACH ONE IS 2 PIECE AND THREE COLORS BLUE, PINK, WHITE, SIZE 4.25 INCHES, LEFT. | PROSTHETICS & ORTHOSIS SUPPLIES
9417 | 4224170701700 | DYNAMIC ANKLE FOOT ORTHOSIS (DAFO), PREFABRICATED DYNAMIC ANKLE FOOT ORTHOSIS FOR PEDIATRIC (TOE WALKING, PLANTER FLEXION STABILITY, CORRECT PRONATION/SUPINATION), EACH ONE IS 2 PIECE AND THREE COLORS BLUE, PINK, WHITE, SIZE 4.25 INCHES, RIGHT. | PROSTHETICS & ORTHOSIS SUPPLIES
9418 | 4224170701800 | DYNAMIC ANKLE FOOT ORTHOSIS (DAFO), PREFABRICATED DYNAMIC ANKLE FOOT ORTHOSIS FOR PEDIATRIC (TOE WALKING, PLANTER FLEXION STABILITY, CORRECT PRONATION/SUPINATION), EACH ONE IS 2 PIECE AND THREE COLORS BLUE, PINK, WHITE, SIZE 4.5 INCHES, LEFT. | PROSTHETICS & ORTHOSIS SUPPLIES
9419 | 4224170701900 | DYNAMIC ANKLE FOOT ORTHOSIS (DAFO), PREFABRICATED DYNAMIC ANKLE FOOT ORTHOSIS FOR PEDIATRIC (TOE WALKING, PLANTER FLEXION STABILITY, CORRECT PRONATION/SUPINATION), EACH ONE IS 2 PIECE AND THREE COLORS BLUE, PINK, WHITE, SIZE 4.5 INCHES, RIGHT. | PROSTHETICS & ORTHOSIS SUPPLIES
9420 | 4224170702000 | DYNAMIC ANKLE FOOT ORTHOSIS (DAFO), PREFABRICATED DYNAMIC ANKLE FOOT ORTHOSIS FOR PEDIATRIC (TOE WALKING, PLANTER FLEXION STABILITY, CORRECT PRONATION/SUPINATION), EACH ONE IS 2 PIECE AND THREE COLORS BLUE, PINK, WHITE, SIZE 4.75 INCHES, LEFT. | PROSTHETICS & ORTHOSIS SUPPLIES
9421 | 4224170702100 | DYNAMIC ANKLE FOOT ORTHOSIS (DAFO), PREFABRICATED DYNAMIC ANKLE FOOT ORTHOSIS FOR PEDIATRIC (TOE WALKING, PLANTER FLEXION STABILITY, CORRECT PRONATION/SUPINATION), EACH ONE IS 2 PIECE AND THREE COLORS BLUE, PINK, WHITE, SIZE 4.75 INCHES, RIGHT. | PROSTHETICS & ORTHOSIS SUPPLIES
9422 | 4224170702200 | DYNAMIC ANKLE FOOT ORTHOSIS (DAFO), PREFABRICATED DYNAMIC ANKLE FOOT ORTHOSIS FOR PEDIATRIC (TOE WALKING, PLANTER FLEXION STABILITY, CORRECT PRONATION/SUPINATION), EACH ONE IS 2 PIECE AND THREE COLORS BLUE, PINK, WHITE, SIZE 5 INCHES, LEFT. | PROSTHETICS & ORTHOSIS SUPPLIES
9423 | 4224170702300 | DYNAMIC ANKLE FOOT ORTHOSIS (DAFO), PREFABRICATED DYNAMIC ANKLE FOOT ORTHOSIS FOR PEDIATRIC (TOE WALKING, PLANTER FLEXION STABILITY, CORRECT PRONATION/SUPINATION), EACH ONE IS 2 PIECE AND THREE COLORS BLUE, PINK, WHITE, SIZE 5 INCHES, RIGHT. | PROSTHETICS & ORTHOSIS SUPPLIES
9424 | 4224170702400 | DYNAMIC ANKLE FOOT ORTHOSIS (DAFO), PREFABRICATED DYNAMIC ANKLE FOOT ORTHOSIS FOR PEDIATRIC (TOE WALKING, PLANTER FLEXION STABILITY, CORRECT PRONATION/SUPINATION), EACH ONE IS 2 PIECE AND THREE COLORS BLUE, PINK, WHITE, SIZE 5.25 INCHES, LEFT. | PROSTHETICS & ORTHOSIS SUPPLIES
9425 | 4224170702500 | DYNAMIC ANKLE FOOT ORTHOSIS (DAFO), PREFABRICATED DYNAMIC ANKLE FOOT ORTHOSIS FOR PEDIATRIC (TOE WALKING, PLANTER FLEXION STABILITY, CORRECT PRONATION/SUPINATION), EACH ONE IS 2 PIECE AND THREE COLORS BLUE, PINK, WHITE, SIZE 5.25 INCHES, RIGHT. | PROSTHETICS & ORTHOSIS SUPPLIES
9426 | 4224170702600 | DYNAMIC ANKLE FOOT ORTHOSIS (DAFO), PREFABRICATED DYNAMIC ANKLE FOOT ORTHOSIS FOR PEDIATRIC (TOE WALKING, PLANTER FLEXION STABILITY, CORRECT PRONATION/SUPINATION), EACH ONE IS 2 PIECE AND THREE COLORS BLUE, PINK, WHITE, SIZE 5.5 INCHES, LEFT. | PROSTHETICS & ORTHOSIS SUPPLIES
9427 | 4224170702700 | DYNAMIC ANKLE FOOT ORTHOSIS (DAFO), PREFABRICATED DYNAMIC ANKLE FOOT ORTHOSIS FOR PEDIATRIC (TOE WALKING, PLANTER FLEXION STABILITY, CORRECT PRONATION/SUPINATION), EACH ONE IS 2 PIECE AND THREE COLORS BLUE, PINK, WHITE, SIZE 5.5 INCHES, RIGHT. | PROSTHETICS & ORTHOSIS SUPPLIES
9428 | 4224170702800 | DYNAMIC ANKLE FOOT ORTHOSIS (DAFO), PREFABRICATED DYNAMIC ANKLE FOOT ORTHOSIS FOR PEDIATRIC (TOE WALKING, PLANTER FLEXION STABILITY, CORRECT PRONATION/SUPINATION), EACH ONE IS 2 PIECE AND THREE COLORS BLUE, PINK, WHITE, SIZE 5.75 INCHES, LEFT. | PROSTHETICS & ORTHOSIS SUPPLIES
9429 | 4224170702900 | DYNAMIC ANKLE FOOT ORTHOSIS (DAFO), PREFABRICATED DYNAMIC ANKLE FOOT ORTHOSIS FOR PEDIATRIC (TOE WALKING, PLANTER FLEXION STABILITY, CORRECT PRONATION/SUPINATION), EACH ONE IS 2 PIECE AND THREE COLORS BLUE, PINK, WHITE, SIZE 5.75 INCHES, RIGHT. | PROSTHETICS & ORTHOSIS SUPPLIES
9430 | 4224170703000 | DYNAMIC ANKLE FOOT ORTHOSIS (DAFO), PREFABRICATED DYNAMIC ANKLE FOOT ORTHOSIS FOR PEDIATRIC (TOE WALKING, PLANTER FLEXION STABILITY, CORRECT PRONATION/SUPINATION), EACH ONE IS 2 PIECE AND THREE COLORS BLUE, PINK, WHITE, SIZE 6 INCHES, RIGHT. | PROSTHETICS & ORTHOSIS SUPPLIES
9431 | 4224170703100 | DYNAMIC ANKLE FOOT ORTHOSIS (DAFO), PREFABRICATED DYNAMIC ANKLE FOOT ORTHOSIS FOR PEDIATRIC (TOE WALKING, PLANTER FLEXION STABILITY, CORRECT PRONATION/SUPINATION), EACH ONE IS 2 PIECE AND THREE COLORS BLUE, PINK, WHITE, SIZE 6 INCHES, LEFT. | PROSTHETICS & ORTHOSIS SUPPLIES
9432 | 4224170703200 | DYNAMIC ANKLE FOOT ORTHOSIS (DAFO), PREFABRICATED DYNAMIC ANKLE FOOT ORTHOSIS FOR PEDIATRIC (TOE WALKING, PLANTER FLEXION STABILITY, CORRECT PRONATION/SUPINATION), EACH ONE IS 2 PIECE AND THREE COLORS BLUE, PINK, WHITE, SIZE 6.25 INCHES, LEFT. | PROSTHETICS & ORTHOSIS SUPPLIES
9433 | 4224170703300 | DYNAMIC ANKLE FOOT ORTHOSIS (DAFO), PREFABRICATED DYNAMIC ANKLE FOOT ORTHOSIS FOR PEDIATRIC (TOE WALKING, PLANTER FLEXION STABILITY, CORRECT PRONATION/SUPINATION), EACH ONE IS 2 PIECE AND THREE COLORS BLUE, PINK, WHITE, SIZE 6.25 INCHES, RIGHT. | PROSTHETICS & ORTHOSIS SUPPLIES
9434 | 4224170703400 | DYNAMIC ANKLE FOOT ORTHOSIS (DAFO), PREFABRICATED DYNAMIC ANKLE FOOT ORTHOSIS FOR PEDIATRIC (TOE WALKING, PLANTER FLEXION STABILITY, CORRECT PRONATION/SUPINATION), EACH ONE IS 2 PIECE AND THREE COLORS BLUE, PINK, WHITE, SIZE 6.5 INCHES, RIGHT. | PROSTHETICS & ORTHOSIS SUPPLIES
9435 | 4224170703500 | DYNAMIC ANKLE FOOT ORTHOSIS (DAFO), PREFABRICATED DYNAMIC ANKLE FOOT ORTHOSIS FOR PEDIATRIC (TOE WALKING, PLANTER FLEXION STABILITY, CORRECT PRONATION/SUPINATION), EACH ONE IS 2 PIECE AND THREE COLORS BLUE, PINK, WHITE, SIZE 6.5 INCHES, LEFT. | PROSTHETICS & ORTHOSIS SUPPLIES
9436 | 4224170703600 | DYNAMIC ANKLE FOOT ORTHOSIS (DAFO), PREFABRICATED DYNAMIC ANKLE FOOT ORTHOSIS FOR PEDIATRIC (TOE WALKING, PLANTER FLEXION STABILITY, CORRECT PRONATION/SUPINATION), EACH ONE IS 2 PIECE AND THREE COLORS BLUE, PINK, WHITE, SIZE 6.75 INCHES, LEFT. | PROSTHETICS & ORTHOSIS SUPPLIES
9437 | 4224170703700 | DYNAMIC ANKLE FOOT ORTHOSIS (DAFO), PREFABRICATED DYNAMIC ANKLE FOOT ORTHOSIS FOR PEDIATRIC (TOE WALKING, PLANTER FLEXION STABILITY, CORRECT PRONATION/SUPINATION), EACH ONE IS 2 PIECE AND THREE COLORS BLUE, PINK, WHITE, SIZE 6.75 INCHES, RIGHT. | PROSTHETICS & ORTHOSIS SUPPLIES
9438 | 4224170703800 | DYNAMIC ANKLE FOOT ORTHOSIS (DAFO), PREFABRICATED DYNAMIC ANKLE FOOT ORTHOSIS FOR PEDIATRIC (TOE WALKING, PLANTER FLEXION STABILITY, CORRECT PRONATION/SUPINATION), EACH ONE IS 2 PIECE AND THREE COLORS BLUE, PINK, WHITE, SIZE 7 INCHES, RIGHT. | PROSTHETICS & ORTHOSIS SUPPLIES
9439 | 4224170703900 | DYNAMIC ANKLE FOOT ORTHOSIS (DAFO), PREFABRICATED DYNAMIC ANKLE FOOT ORTHOSIS FOR PEDIATRIC (TOE WALKING, PLANTER FLEXION STABILITY, CORRECT PRONATION/SUPINATION), EACH ONE IS 2 PIECE AND THREE COLORS BLUE, PINK, WHITE, SIZE 7 INCHES, LEFT. | PROSTHETICS & ORTHOSIS SUPPLIES
9440 | 4224170704000 | DYNAMIC ANKLE FOOT ORTHOSIS (DAFO), PREFABRICATED DYNAMIC ANKLE FOOT ORTHOSIS FOR PEDIATRIC (TOE WALKING, PLANTER FLEXION STABILITY, CORRECT PRONATION/SUPINATION), EACH ONE IS 2 PIECE AND THREE COLORS BLUE, PINK, WHITE, SIZE 7.25 INCHES, LEFT. | PROSTHETICS & ORTHOSIS SUPPLIES
9441 | 4224170704100 | DYNAMIC ANKLE FOOT ORTHOSIS (DAFO), PREFABRICATED DYNAMIC ANKLE FOOT ORTHOSIS FOR PEDIATRIC (TOE WALKING, PLANTER FLEXION STABILITY, CORRECT PRONATION/SUPINATION), EACH ONE IS 2 PIECE AND THREE COLORS BLUE, PINK, WHITE, SIZE 7.25 INCHES, RIGHT. | PROSTHETICS & ORTHOSIS SUPPLIES
9442 | 4224170704200 | DYNAMIC ANKLE FOOT ORTHOSIS (DAFO), PREFABRICATED DYNAMIC ANKLE FOOT ORTHOSIS FOR PEDIATRIC (TOE WALKING, PLANTER FLEXION STABILITY, CORRECT PRONATION/SUPINATION), EACH ONE IS 2 PIECE AND THREE COLORS BLUE, PINK, WHITE, SIZE 7.5 INCHES, RIGHT. | PROSTHETICS & ORTHOSIS SUPPLIES
9443 | 4224170704300 | DYNAMIC ANKLE FOOT ORTHOSIS (DAFO), PREFABRICATED DYNAMIC ANKLE FOOT ORTHOSIS FOR PEDIATRIC (TOE WALKING, PLANTER FLEXION STABILITY, CORRECT PRONATION/SUPINATION), EACH ONE IS 2 PIECE AND THREE COLORS BLUE, PINK, WHITE, SIZE 7.5 INCHES, LEFT. | PROSTHETICS & ORTHOSIS SUPPLIES
9444 | 4224170704400 | DYNAMIC ANKLE FOOT ORTHOSIS (DAFO), PREFABRICATED DYNAMIC ANKLE FOOT ORTHOSIS FOR PEDIATRIC (TOE WALKING, PLANTER FLEXION STABILITY, CORRECT PRONATION/SUPINATION), EACH ONE IS 2 PIECE AND THREE COLORS BLUE, PINK, WHITE, SIZE 7.75 INCHES, LEFT. | PROSTHETICS & ORTHOSIS SUPPLIES
9445 | 4224170704500 | DYNAMIC ANKLE FOOT ORTHOSIS (DAFO), PREFABRICATED DYNAMIC ANKLE FOOT ORTHOSIS FOR PEDIATRIC (TOE WALKING, PLANTER FLEXION STABILITY, CORRECT PRONATION/SUPINATION), EACH ONE IS 2 PIECE AND THREE COLORS BLUE, PINK, WHITE, SIZE 7.75 INCHES, RIGHT. | PROSTHETICS & ORTHOSIS SUPPLIES
9446 | 4224170704600 | DYNAMIC ANKLE FOOT ORTHOSIS (DAFO), PREFABRICATED DYNAMIC ANKLE FOOT ORTHOSIS FOR PEDIATRIC (TOE WALKING, PLANTER FLEXION STABILITY, CORRECT PRONATION/SUPINATION), EACH ONE IS 2 PIECE AND THREE COLORS BLUE, PINK, WHITE, SIZE 8 INCHES, RIGHT. | PROSTHETICS & ORTHOSIS SUPPLIES
9447 | 4224170704700 | DYNAMIC ANKLE FOOT ORTHOSIS (DAFO), PREFABRICATED DYNAMIC ANKLE FOOT ORTHOSIS FOR PEDIATRIC (TOE WALKING, PLANTER FLEXION STABILITY, CORRECT PRONATION/SUPINATION), EACH ONE IS 2 PIECE AND THREE COLORS BLUE, PINK, WHITE, SIZE 8 INCHES, LEFT. | PROSTHETICS & ORTHOSIS SUPPLIES
9448 | 4224170704800 | DYNAMIC ANKLE FOOT ORTHOSIS (DAFO), PREFABRICATED DYNAMIC ANKLE FOOT ORTHOSIS FOR PEDIATRIC (TOE WALKING, PLANTER FLEXION STABILITY, CORRECT PRONATION/SUPINATION), EACH ONE IS 2 PIECE AND THREE COLORS BLUE, PINK, WHITE, SIZE 8.25 INCHES, LEFT. | PROSTHETICS & ORTHOSIS SUPPLIES
9449 | 4224170704900 | DYNAMIC ANKLE FOOT ORTHOSIS (DAFO), PREFABRICATED DYNAMIC ANKLE FOOT ORTHOSIS FOR PEDIATRIC (TOE WALKING, PLANTER FLEXION STABILITY, CORRECT PRONATION/SUPINATION), EACH ONE IS 2 PIECE AND THREE COLORS BLUE, PINK, WHITE, SIZE 8.25 INCHES, RIGHT. | PROSTHETICS & ORTHOSIS SUPPLIES
9450 | 4224170705000 | DYNAMIC ANKLE FOOT ORTHOSIS (DAFO), PREFABRICATED DYNAMIC ANKLE FOOT ORTHOSIS FOR PEDIATRIC (TOE WALKING, PLANTER FLEXION STABILITY, CORRECT PRONATION/SUPINATION), EACH ONE IS 2 PIECE AND THREE COLORS BLUE, PINK, WHITE, SIZE 8.5 INCHES, LEFT. | PROSTHETICS & ORTHOSIS SUPPLIES
9451 | 4224170705100 | DYNAMIC ANKLE FOOT ORTHOSIS (DAFO), PREFABRICATED DYNAMIC ANKLE FOOT ORTHOSIS FOR PEDIATRIC (TOE WALKING, PLANTER FLEXION STABILITY, CORRECT PRONATION/SUPINATION), EACH ONE IS 2 PIECE AND THREE COLORS BLUE, PINK, WHITE, SIZE 8.5 INCHES, RIGHT. | PROSTHETICS & ORTHOSIS SUPPLIES
9452 | 4224170705200 | CARBON ANKLE STRUT, FOR AFO, GENERATE ENERGY DURING HEEL STRIKE UP TO 10 KG BODY WEIGHT, NORMAL ACTIVITY LEVEL, WIDTH 22 MM APPROXIMATELY | PROSTHETICS & ORTHOSIS SUPPLIES
9453 | 4224170705300 | CARBON ANKLE STRUT, FOR AFO, GENERATE ENERGY DURING HEEL STRIKE UP TO 100 KG BODY WEIGHT, NORMAL ACTIVITY LEVEL, WIDTH 30 MM APPROXIMATELY | PROSTHETICS & ORTHOSIS SUPPLIES
9454 | 4224170705400 | CARBON ANKLE STRUT, FOR AFO, GENERATE ENERGY DURING HEEL STRIKE UP TO 80 KG BODY WEIGHT, NORMAL ACTIVITY LEVEL, WIDTH 30 MM APPROXIMATELY | PROSTHETICS & ORTHOSIS SUPPLIES
9455 | 4224170705500 | CARBON ANKLE STRUT, FOR AFO, GENERATE ENERGY DURING HEEL STRIKE UP TO 20 KG BODY WEIGHT, NORMAL ACTIVITY LEVEL, WIDTH 22 MM APPROXIMATELY | PROSTHETICS & ORTHOSIS SUPPLIES
9456 | 4224170705600 | CARBON ANKLE STRUT, FOR AFO, GENERATE ENERGY DURING HEEL STRIKE UP TO 60 KG BODY WEIGHT, NORMAL ACTIVITY LEVEL, WIDTH 30 MM APPROXIMATELY | PROSTHETICS & ORTHOSIS SUPPLIES
9457 | 4224170705700 | CARBON ANKLE STRUT, FOR AFO, GENERATE ENERGY DURING HEEL STRIKE UP TO 40 KG BODY WEIGHT, NORMAL ACTIVITY LEVEL, WIDTH 25 MM APPROXIMATELY | PROSTHETICS & ORTHOSIS SUPPLIES
9458 | 4224170705800 | CARBON ANKLE STRUT, FOR AFO, GENERATE ENERGY DURING HEEL STRIKE UP TO 30 KG BODY WEIGHT, NORMAL ACTIVITY LEVEL, WIDTH 25 MM APPROXIMATELY | PROSTHETICS & ORTHOSIS SUPPLIES
9459 | 4224170705900 | AIR WALKER BOOT WITH PATENTED PNEUMATIC SYSTEM, PADDED WITH SOFT LINERS AND EASY TO FIT, EXTRA SMALL, STANDARD | PROSTHETICS & ORTHOSIS SUPPLIES
9460 | 4224170706000 | AIR WALKER BOOT WITH PATENTED PNEUMATIC SYSTEM, PADDED WITH SOFT LINERS AND EASY TO FIT MEDIUM LOW PROFILE | PROSTHETICS & ORTHOSIS SUPPLIES
9461 | 4224170706100 | AIR WALKER BOOT WITH PATENTED PNEUMATIC SYSTEM, PADDED WITH SOFT LINERS AND EASY TO FIT, SMALL, LOW PROFILE | PROSTHETICS & ORTHOSIS SUPPLIES
9462 | 4224170706200 | AIR WALKER BOOT WITH PATENTED PNEUMATIC SYSTEM, PADDED WITH SOFT LINERS AND EASY TO FIT, LARGE, LOW PROFILE | PROSTHETICS & ORTHOSIS SUPPLIES
9463 | 4224170706300 | AIR WALKER BOOT WITH PATENTED PNEUMATIC SYSTEM, PADDED WITH SOFT LINERS AND EASY TO FIT, MEDIUM, STANDARD | PROSTHETICS & ORTHOSIS SUPPLIES
9464 | 4224170706400 | AIR WALKER BOOT WITH PATENTED PNEUMATIC SYSTEM, PADDED WITH SOFT LINERS AND EASY TO FIT SMALL, STANDARD | PROSTHETICS & ORTHOSIS SUPPLIES
9465 | 4224170706500 | AIR WALKER BOOT WITH PATENTED PNEUMATIC SYSTEM, PADDED WITH SOFT LINERS AND EASY TO FIT, EXTRA SMALL, LOW PROFILE | PROSTHETICS & ORTHOSIS SUPPLIES
9466 | 4224170706600 | AIR WALKER BOOT WITH PATENTED PNEUMATIC SYSTEM, PADDED WITH SOFT LINERS AND EASY TO FIT, LARGE, STANDARD | PROSTHETICS & ORTHOSIS SUPPLIES
9467 | 4224170706700 | AIR WALKER BOOT WITH PATENTED PNEUMATIC SYSTEM PADDED WITH SOFT LINERS AND EASY TO FIT EXTRA-LARGE LOW PROFILE | PROSTHETICS & ORTHOSIS SUPPLIES
9468 | 4224170706800 | AIR WALKER BOOT WITH PATENTED PNEUMATIC SYSTEM PADDED WITH SOFT LINERS AND EASY TO FIT EXTRA-LARGE STANDARD | PROSTHETICS & ORTHOSIS SUPPLIES
9469 | 4224170711100 | OFF LOADING WALKING BOOT, STANDARD PROFILE, PEDIATRIC, SIZE LARGE | PROSTHETICS & ORTHOSIS SUPPLIES
9470 | 4224170711200 | OFF LOADING WALKING BOOT, STANDARD PROFILE, PEDIATRIC, SIZE MEDIUM | PROSTHETICS & ORTHOSIS SUPPLIES
9471 | 4224170711300 | OFF LOADING WALKING BOOT, STANDARD PROFILE, PEDIATRIC, SIZE SMALL | PROSTHETICS & ORTHOSIS SUPPLIES
9472 | 4224170800000 | HIP ABDUCTION PILLOW DELUXE PEDIATRIC 9 INCHES ANKLE APPROXIMATELY 3 INCHES KNEE APPROXIMATELY 10 INCHES LENGTH APPROXIMATELY POLYFOAM WITH VINYL COVERING APPROXIMATELY | PROSTHETICS & ORTHOSIS SUPPLIES
9473 | 4224170800100 | HIP ABDUCTION PILLOW POLYFOAM WITH VINYL COVERING 13-14 INCHES ANKLE 8-9 INCHES KNEE 16-18 INCHES LENGTH SMALL | PROSTHETICS & ORTHOSIS SUPPLIES
9474 | 4224170903200 | BOOT, ORTHOPEDIC, PEDIATRIC, FULL GRAIN COW/CALF LEATHER, PLAIN FRONTED WITH SEAM FREE VAMPS PADDED COLLARS, BOOT HEIGHT APPROXIMATELY 125 MM, LACING; SOFT PADDING AROUND THE COLLAR FOR A BETTER FIT ; A HIGH AND EXTRA LONG STIFFENER TO SUPPORT THE ANKLE ; FULL GRAIN LEATHER INSOLE; EASILY REMOVABLE AND ADAPTABLE (HARD-WEARING) SOLE. SUFFICIENT TOE-SPRING FOR EASY ROLL-OFF ; REMOVABLE PROFILED CORK INLAY ; HIGH TOE-BOX AND STRONG TOE-CAP FOR PROTECTION OF THE TOES ; EXTENDED FACINGS FOR MAXIMUM ACCESSIBILITY; SOFT TONGUE PADDING; FIRM HEEL COUNTER, BLACK, SIZE 21. | PROSTHETICS & ORTHOSIS SUPPLIES
9475 | 4224170903300 | BOOT, ORTHOPEDIC, PEDIATRIC, FULL GRAIN COW/CALF LEATHER, PLAIN FRONTED WITH SEAM FREE VAMPS PADDED COLLARS, BOOT HEIGHT APPROXIMATELY 125 MM, LACING; SOFT PADDING AROUND THE COLLAR FOR A BETTER FIT ; A HIGH AND EXTRA LONG STIFFENER TO SUPPORT THE ANKLE ; FULL GRAIN LEATHER INSOLE; EASILY REMOVABLE AND ADAPTABLE (HARD-WEARING) SOLE. SUFFICIENT TOE-SPRING FOR EASY ROLL-OFF ; REMOVABLE PROFILED CORK INLAY ; HIGH TOE-BOX AND STRONG TOE-CAP FOR PROTECTION OF THE TOES ; EXTENDED FACINGS FOR MAXIMUM ACCESSIBILITY; SOFT TONGUE PADDING; FIRM HEEL COUNTER, BLACK, SIZE 22. | PROSTHETICS & ORTHOSIS SUPPLIES
9476 | 4224170904200 | SANDAL, HIGH COUNTERS, FULL COW/CALF LEATHER UPPERBLACK, SOFT PADDING AROUND HEEL CUFFS, A HIGH AND EXTRA LONG STIFFENER TO SUPPORT ANKLE, FULL LEATHER INSOLE, ADAPTABLE SOLE-UNIT, GOOD TOE SPRING, HIGH TOE BOX ; STRONG TOE CAP, HEEL AND RIGID SHANK, BLACK, SIZE 18. | PROSTHETICS & ORTHOSIS SUPPLIES
9477 | 4224170904300 | SANDAL, HIGH COUNTERS, FULL COW/CALF LEATHER UPPERBLACK, SOFT PADDING AROUND HEEL CUFFS, A HIGH AND EXTRA LONG STIFFENER TO SUPPORT ANKLE, FULL LEATHER INSOLE, ADAPTABLE SOLE-UNIT, GOOD TOE SPRING, HIGH TOE BOX ; STRONG TOE CAP, HEEL AND RIGID SHANK, BLACK, SIZE 19. | PROSTHETICS & ORTHOSIS SUPPLIES
9478 | 4224170904400 | SANDAL, HIGH COUNTERS, FULL COW/CALF LEATHER UPPERBLACK, SOFT PADDING AROUND HEEL CUFFS, A HIGH AND EXTRA LONG STIFFENER TO SUPPORT ANKLE, FULL LEATHER INSOLE, ADAPTABLE SOLE-UNIT, GOOD TOE SPRING, HIGH TOE BOX ; STRONG TOE CAP, HEEL AND RIGID SHANK, BLACK, SIZE 20. | PROSTHETICS & ORTHOSIS SUPPLIES
9479 | 4224170904500 | SANDAL, HIGH COUNTERS, FULL COW/CALF LEATHER UPPERBLACK, SOFT PADDING AROUND HEEL CUFFS, A HIGH AND EXTRA LONG STIFFENER TO SUPPORT ANKLE, FULL LEATHER INSOLE, ADAPTABLE SOLE-UNIT, GOOD TOE SPRING, HIGH TOE BOX ; STRONG TOE CAP, HEEL AND RIGID SHANK, BLACK, SIZE 21. | PROSTHETICS & ORTHOSIS SUPPLIES
9480 | 4224170904600 | SANDAL, HIGH COUNTERS, FULL COW/CALF LEATHER UPPERBLACK, SOFT PADDING AROUND HEEL CUFFS, A HIGH AND EXTRA LONG STIFFENER TO SUPPORT ANKLE, FULL LEATHER INSOLE, ADAPTABLE SOLE-UNIT, GOOD TOE SPRING, HIGH TOE BOX ; STRONG TOE CAP, HEEL AND RIGID SHANK, BLACK, SIZE 22. | PROSTHETICS & ORTHOSIS SUPPLIES
9481 | 4224170904700 | SANDAL, HIGH COUNTERS, FULL COW/CALF LEATHER UPPERBLACK, SOFT PADDING AROUND HEEL CUFFS, A HIGH AND EXTRA LONG STIFFENER TO SUPPORT ANKLE, FULL LEATHER INSOLE, ADAPTABLE SOLE-UNIT, GOOD TOE SPRING, HIGH TOE BOX ; STRONG TOE CAP, HEEL AND RIGID SHANK, BLACK, SIZE 23. | PROSTHETICS & ORTHOSIS SUPPLIES
9482 | 4224170904800 | SANDAL, HIGH COUNTERS, FULL COW/CALF LEATHER UPPERBLACK, SOFT PADDING AROUND HEEL CUFFS, A HIGH AND EXTRA LONG STIFFENER TO SUPPORT ANKLE, FULL LEATHER INSOLE, ADAPTABLE SOLE-UNIT, GOOD TOE SPRING, HIGH TOE BOX ; STRONG TOE CAP, HEEL AND RIGID SHANK, BLACK, SIZE 24. | PROSTHETICS & ORTHOSIS SUPPLIES
9483 | 4224170904900 | SANDAL, HIGH COUNTERS, FULL COW/CALF LEATHER UPPERBLACK, SOFT PADDING AROUND HEEL CUFFS, A HIGH AND EXTRA LONG STIFFENER TO SUPPORT ANKLE, FULL LEATHER INSOLE, ADAPTABLE SOLE-UNIT, GOOD TOE SPRING, HIGH TOE BOX ; STRONG TOE CAP, HEEL AND RIGID SHANK, BLACK, SIZE 25. | PROSTHETICS & ORTHOSIS SUPPLIES
9484 | 4224170905000 | SANDAL, HIGH COUNTERS, FULL COW/CALF LEATHER UPPERBLACK, SOFT PADDING AROUND HEEL CUFFS, A HIGH AND EXTRA LONG STIFFENER TO SUPPORT ANKLE, FULL LEATHER INSOLE, ADAPTABLE SOLE-UNIT, GOOD TOE SPRING, HIGH TOE BOX ; STRONG TOE CAP, HEEL AND RIGID SHANK, BLACK, SIZE 26. | PROSTHETICS & ORTHOSIS SUPPLIES
9485 | 4224170905100 | SANDAL, HIGH COUNTERS, FULL COW/CALF LEATHER UPPERBLACK, SOFT PADDING AROUND HEEL CUFFS, A HIGH AND EXTRA LONG STIFFENER TO SUPPORT ANKLE, FULL LEATHER INSOLE, ADAPTABLE SOLE-UNIT, GOOD TOE SPRING, HIGH TOE BOX ; STRONG TOE CAP, HEEL AND RIGID SHANK, BLACK, SIZE 27. | PROSTHETICS & ORTHOSIS SUPPLIES
9486 | 4224170905200 | SANDAL, HIGH COUNTERS, FULL COW/CALF LEATHER UPPERBLACK, SOFT PADDING AROUND HEEL CUFFS, A HIGH AND EXTRA LONG STIFFENER TO SUPPORT ANKLE, FULL LEATHER INSOLE, ADAPTABLE SOLE-UNIT, GOOD TOE SPRING, HIGH TOE BOX ; STRONG TOE CAP, HEEL AND RIGID SHANK, BLUE, SIZE 27. | PROSTHETICS & ORTHOSIS SUPPLIES
9487 | 4224170905300 | SANDAL, HIGH COUNTERS, FULL COW/CALF LEATHER UPPERBLACK, SOFT PADDING AROUND HEEL CUFFS, A HIGH AND EXTRA LONG STIFFENER TO SUPPORT ANKLE, FULL LEATHER INSOLE, ADAPTABLE SOLE-UNIT, GOOD TOE SPRING, HIGH TOE BOX ; STRONG TOE CAP, HEEL AND RIGID SHANK, PINK, SIZE 27. | PROSTHETICS & ORTHOSIS SUPPLIES
9488 | 4224170905400 | SANDAL, HIGH COUNTERS, FULL COW/CALF LEATHER UPPERBLACK, SOFT PADDING AROUND HEEL CUFFS, A HIGH AND EXTRA LONG STIFFENER TO SUPPORT ANKLE, FULL LEATHER INSOLE, ADAPTABLE SOLE-UNIT, GOOD TOE SPRING, HIGH TOE BOX ; STRONG TOE CAP, HEEL AND RIGID SHANK, BLACK, SIZE 28. | PROSTHETICS & ORTHOSIS SUPPLIES
9489 | 4224170905500 | SANDAL, HIGH COUNTERS, FULL COW/CALF LEATHER UPPERBLACK, SOFT PADDING AROUND HEEL CUFFS, A HIGH AND EXTRA LONG STIFFENER TO SUPPORT ANKLE, FULL LEATHER INSOLE, ADAPTABLE SOLE-UNIT, GOOD TOE SPRING, HIGH TOE BOX ; STRONG TOE CAP, HEEL AND RIGID SHANK, BLUE, SIZE 28. | PROSTHETICS & ORTHOSIS SUPPLIES
9490 | 4224170905600 | SANDAL, HIGH COUNTERS, FULL COW/CALF LEATHER UPPERBLACK, SOFT PADDING AROUND HEEL CUFFS, A HIGH AND EXTRA LONG STIFFENER TO SUPPORT ANKLE, FULL LEATHER INSOLE, ADAPTABLE SOLE-UNIT, GOOD TOE SPRING, HIGH TOE BOX ; STRONG TOE CAP, HEEL AND RIGID SHANK, PINK, SIZE 28. | PROSTHETICS & ORTHOSIS SUPPLIES
9491 | 4224170905700 | SANDAL, HIGH COUNTERS, FULL COW/CALF LEATHER UPPERBLACK, SOFT PADDING AROUND HEEL CUFFS, A HIGH AND EXTRA LONG STIFFENER TO SUPPORT ANKLE, FULL LEATHER INSOLE, ADAPTABLE SOLE-UNIT, GOOD TOE SPRING, HIGH TOE BOX ; STRONG TOE CAP, HEEL AND RIGID SHANK, BLACK, SIZE 29. | PROSTHETICS & ORTHOSIS SUPPLIES
9492 | 4224170905800 | SANDAL, HIGH COUNTERS, FULL COW/CALF LEATHER UPPER, SOFT PADDING AROUND HEEL CUFFS, A HIGH AND EXTRA LONG STIFFENER TO SUPPORT ANKLE, FULL LEATHER INSOLE, ADAPTABLE SOLE-UNIT, GOOD TOE SPRING, HIGH TOE BOX ; STRONG TOE CAP, HEEL AND RIGID SHANK, BLUE, SIZE 29. | PROSTHETICS & ORTHOSIS SUPPLIES
9493 | 4224170905900 | SANDAL, HIGH COUNTERS, FULL COW/CALF LEATHER UPPERBLACK, SOFT PADDING AROUND HEEL CUFFS, A HIGH AND EXTRA LONG STIFFENER TO SUPPORT ANKLE, FULL LEATHER INSOLE, ADAPTABLE SOLE-UNIT, GOOD TOE SPRING, HIGH TOE BOX ; STRONG TOE CAP, HEEL AND RIGID SHANK, PINK, SIZE 29. | PROSTHETICS & ORTHOSIS SUPPLIES
9494 | 4224170906000 | SANDAL, HIGH COUNTERS, FULL COW/CALF LEATHER UPPERBLACK, SOFT PADDING AROUND HEEL CUFFS, A HIGH AND EXTRA LONG STIFFENER TO SUPPORT ANKLE, FULL LEATHER INSOLE, ADAPTABLE SOLE-UNIT, GOOD TOE SPRING, HIGH TOE BOX ; STRONG TOE CAP, HEEL AND RIGID SHANK, BLACK, SIZE 30. | PROSTHETICS & ORTHOSIS SUPPLIES
9495 | 4224170906100 | SANDAL, HIGH COUNTERS, FULL COW/CALF LEATHER UPPERBLACK, SOFT PADDING AROUND HEEL CUFFS, A HIGH AND EXTRA LONG STIFFENER TO SUPPORT ANKLE, FULL LEATHER INSOLE, ADAPTABLE SOLE-UNIT, GOOD TOE SPRING, HIGH TOE BOX ; STRONG TOE CAP, HEEL AND RIGID SHANK, BLUE, SIZE 30. | PROSTHETICS & ORTHOSIS SUPPLIES
9496 | 4224170906200 | SANDAL, HIGH COUNTERS, FULL COW/CALF LEATHER UPPER, SOFT PADDING AROUND HEEL CUFFS, A HIGH AND EXTRA LONG STIFFENER TO SUPPORT ANKLE, FULL LEATHER INSOLE, ADAPTABLE SOLE-UNIT, GOOD TOE SPRING, HIGH TOE BOX ; STRONG TOE CAP, HEEL AND RIGID SHANK, PINK, SIZE 30. | PROSTHETICS & ORTHOSIS SUPPLIES
9497 | 4224170906300 | SANDAL, HIGH COUNTERS, FULL COW/CALF LEATHER UPPERBLACK, SOFT PADDING AROUND HEEL CUFFS, A HIGH AND EXTRA LONG STIFFENER TO SUPPORT ANKLE, FULL LEATHER INSOLE, ADAPTABLE SOLE-UNIT, GOOD TOE SPRING, HIGH TOE BOX ; STRONG TOE CAP, HEEL AND RIGID SHANK, BLACK, SIZE 31. | PROSTHETICS & ORTHOSIS SUPPLIES
9498 | 4224170906400 | SANDAL, HIGH COUNTERS, FULL COW/CALF LEATHER UPPERBLACK, SOFT PADDING AROUND HEEL CUFFS, A HIGH AND EXTRA LONG STIFFENER TO SUPPORT ANKLE, FULL LEATHER INSOLE, ADAPTABLE SOLE-UNIT, GOOD TOE SPRING, HIGH TOE BOX ; STRONG TOE CAP, HEEL AND RIGID SHANK, BLUE, SIZE 31. | PROSTHETICS & ORTHOSIS SUPPLIES
9499 | 4224170906500 | SANDAL, HIGH COUNTERS, FULL COW/CALF LEATHER UPPERBLACK, SOFT PADDING AROUND HEEL CUFFS, A HIGH AND EXTRA LONG STIFFENER TO SUPPORT ANKLE, FULL LEATHER INSOLE, ADAPTABLE SOLE-UNIT, GOOD TOE SPRING, HIGH TOE BOX ; STRONG TOE CAP, HEEL AND RIGID SHANK, PINK, SIZE 31. | PROSTHETICS & ORTHOSIS SUPPLIES
9500 | 4224170906600 | SANDAL, HIGH COUNTERS, FULL COW/CALF LEATHER UPPERBLACK, SOFT PADDING AROUND HEEL CUFFS, A HIGH AND EXTRA LONG STIFFENER TO SUPPORT ANKLE, FULL LEATHER INSOLE, ADAPTABLE SOLE-UNIT, GOOD TOE SPRING, HIGH TOE BOX ; STRONG TOE CAP, HEEL AND RIGID SHANK, BLACK, SIZE 32. | PROSTHETICS & ORTHOSIS SUPPLIES
9501 | 4224170906700 | SANDAL, HIGH COUNTERS, FULL COW/CALF LEATHER UPPERBLACK, SOFT PADDING AROUND HEEL CUFFS, A HIGH AND EXTRA LONG STIFFENER TO SUPPORT ANKLE, FULL LEATHER INSOLE, ADAPTABLE SOLE-UNIT, GOOD TOE SPRING, HIGH TOE BOX ; STRONG TOE CAP, HEEL AND RIGID SHANK, BLUE, SIZE 32. | PROSTHETICS & ORTHOSIS SUPPLIES
9502 | 4224170906800 | SANDAL, HIGH COUNTERS, FULL COW/CALF LEATHER UPPERBLACK, SOFT PADDING AROUND HEEL CUFFS, A HIGH AND EXTRA LONG STIFFENER TO SUPPORT ANKLE, FULL LEATHER INSOLE, ADAPTABLE SOLE-UNIT, GOOD TOE SPRING, HIGH TOE BOX ; STRONG TOE CAP, HEEL AND RIGID SHANK, PINK, SIZE 32. | PROSTHETICS & ORTHOSIS SUPPLIES
9503 | 4224170906900 | SANDAL, HIGH COUNTERS, FULL COW/CALF LEATHER UPPERBLACK, SOFT PADDING AROUND HEEL CUFFS, A HIGH AND EXTRA LONG STIFFENER TO SUPPORT ANKLE, FULL LEATHER INSOLE, ADAPTABLE SOLE-UNIT, GOOD TOE SPRING, HIGH TOE BOX ; STRONG TOE CAP, HEEL AND RIGID SHANK, BLACK, SIZE 33. | PROSTHETICS & ORTHOSIS SUPPLIES
9504 | 4224170907000 | SANDAL, HIGH COUNTERS, FULL COW/CALF LEATHER UPPERBLACK, SOFT PADDING AROUND HEEL CUFFS, A HIGH AND EXTRA LONG STIFFENER TO SUPPORT ANKLE, FULL LEATHER INSOLE, ADAPTABLE SOLE-UNIT, GOOD TOE SPRING, HIGH TOE BOX ; STRONG TOE CAP, HEEL AND RIGID SHANK, BLUE, SIZE 33. | PROSTHETICS & ORTHOSIS SUPPLIES
9505 | 4224170907100 | SANDAL, HIGH COUNTERS, FULL COW/CALF LEATHER UPPERBLACK, SOFT PADDING AROUND HEEL CUFFS, A HIGH AND EXTRA LONG STIFFENER TO SUPPORT ANKLE, FULL LEATHER INSOLE, ADAPTABLE SOLE-UNIT, GOOD TOE SPRING, HIGH TOE BOX ; STRONG TOE CAP, HEEL AND RIGID SHANK, PINK, SIZE 33. | PROSTHETICS & ORTHOSIS SUPPLIES
9506 | 4224170907200 | SANDAL, HIGH COUNTERS, FULL COW/CALF LEATHER UPPERBLACK, SOFT PADDING AROUND HEEL CUFFS, A HIGH AND EXTRA LONG STIFFENER TO SUPPORT ANKLE, FULL LEATHER INSOLE, ADAPTABLE SOLE-UNIT, GOOD TOE SPRING, HIGH TOE BOX ; STRONG TOE CAP, HEEL AND RIGID SHANK, BLACK, SIZE 34. | PROSTHETICS & ORTHOSIS SUPPLIES
9507 | 4224170907300 | SANDAL, HIGH COUNTERS, FULL COW/CALF LEATHER UPPERBLACK, SOFT PADDING AROUND HEEL CUFFS, A HIGH AND EXTRA LONG STIFFENER TO SUPPORT ANKLE, FULL LEATHER INSOLE, ADAPTABLE SOLE-UNIT, GOOD TOE SPRING, HIGH TOE BOX ; STRONG TOE CAP, HEEL AND RIGID SHANK, BLUE, SIZE 34. | PROSTHETICS & ORTHOSIS SUPPLIES
9508 | 4224170907400 | SANDAL, HIGH COUNTERS, FULL COW/CALF LEATHER UPPERBLACK, SOFT PADDING AROUND HEEL CUFFS, A HIGH AND EXTRA LONG STIFFENER TO SUPPORT ANKLE, FULL LEATHER INSOLE, ADAPTABLE SOLE-UNIT, GOOD TOE SPRING, HIGH TOE BOX ; STRONG TOE CAP, HEEL AND RIGID SHANK, PINK, SIZE 34. | PROSTHETICS & ORTHOSIS SUPPLIES
9509 | 4224170907500 | SANDAL, HIGH COUNTERS, FULL COW/CALF LEATHER UPPERBLACK, SOFT PADDING AROUND HEEL CUFFS, A HIGH AND EXTRA LONG STIFFENER TO SUPPORT ANKLE, FULL LEATHER INSOLE, ADAPTABLE SOLE-UNIT, GOOD TOE SPRING, HIGH TOE BOX ; STRONG TOE CAP, HEEL AND RIGID SHANK, BLACK, SIZE 35. | PROSTHETICS & ORTHOSIS SUPPLIES
9510 | 4224170907600 | SANDAL, HIGH COUNTERS, FULL COW/CALF LEATHER UPPERBLACK, SOFT PADDING AROUND HEEL CUFFS, A HIGH AND EXTRA LONG STIFFENER TO SUPPORT ANKLE, FULL LEATHER INSOLE, ADAPTABLE SOLE-UNIT, GOOD TOE SPRING, HIGH TOE BOX ; STRONG TOE CAP, HEEL AND RIGID SHANK, BLUE, SIZE 35. | PROSTHETICS & ORTHOSIS SUPPLIES
9511 | 4224170907700 | SANDAL, HIGH COUNTERS, FULL COW/CALF LEATHER UPPERBLACK, SOFT PADDING AROUND HEEL CUFFS, A HIGH AND EXTRA LONG STIFFENER TO SUPPORT ANKLE, FULL LEATHER INSOLE, ADAPTABLE SOLE-UNIT, GOOD TOE SPRING, HIGH TOE BOX ; STRONG TOE CAP, HEEL AND RIGID SHANK, PINK, SIZE 35. | PROSTHETICS & ORTHOSIS SUPPLIES
9512 | 4224170907800 | SANDAL, HIGH COUNTERS, FULL COW/CALF LEATHER UPPERBLACK, SOFT PADDING AROUND HEEL CUFFS, A HIGH AND EXTRA LONG STIFFENER TO SUPPORT ANKLE, FULL LEATHER INSOLE, ADAPTABLE SOLE-UNIT, GOOD TOE SPRING, HIGH TOE BOX ; STRONG TOE CAP, HEEL AND RIGID SHANK, BLACK, SIZE 36. | PROSTHETICS & ORTHOSIS SUPPLIES
9513 | 4224170907900 | SANDAL, HIGH COUNTERS, FULL COW/CALF LEATHER UPPERBLACK, SOFT PADDING AROUND HEEL CUFFS, A HIGH AND EXTRA LONG STIFFENER TO SUPPORT ANKLE, FULL LEATHER INSOLE, ADAPTABLE SOLE-UNIT, GOOD TOE SPRING, HIGH TOE BOX ; STRONG TOE CAP, HEEL AND RIGID SHANK, PINK, SIZE 36. | PROSTHETICS & ORTHOSIS SUPPLIES
9514 | 4224170908100 | BOOT, ORTHOPEDIC, PEDIATRIC, FULL GRAIN COW/CALF LEATHER, PLAIN FRONTED WITH SEAM FREE VAMPS PADDED COLLARS, BOOT HEIGHT APPROXIMATELY 125 MM, LACING; SOFT PADDING AROUND THE COLLAR FOR A BETTER FIT ; A HIGH AND EXTRA LONG STIFFENER TO SUPPORT THE ANKLE ; FULL GRAIN LEATHER INSOLE; EASILY REMOVABLE AND ADAPTABLE (HARD-WEARING) SOLE. SUFFICIENT TOE-SPRING FOR EASY ROLL-OFF ; REMOVABLE PROFILED CORK INLAY ; HIGH TOE-BOX AND STRONG TOE-CAP FOR PROTECTION OF THE TOES ; EXTENDED FACINGS FOR MAXIMUM ACCESSIBILITY; SOFT TONGUE PADDING; FIRM HEEL COUNTER, BLACK, SIZE 19. | PROSTHETICS & ORTHOSIS SUPPLIES
9515 | 4224170908400 | FOREFOOT RELIEF SHOE TO OFFLOAD WEIGHT AND PRESSURE FROM THE FOREFOOT NON-SLIPPING SOLE LONG VELCRO CLOSURE SIZE MEDIUM 37-39 (-+1). | SUPPLEMENTARY PROSTHET,ORTHOSIS SUPPLIES
9516 | 4224170908500 | FOREFOOT RELIEF SHOE TO OFFLOAD WEIGHT AND PRESSURE FROM THE FOREFOOT NON-SLIPPING SOLE LONG VELCRO CLOSURE SIZE SMALL 33-36 (-+1). | SUPPLEMENTARY PROSTHET,ORTHOSIS SUPPLIES
9517 | 4224170908600 | FOREFOOT RELIEF SHOE TO OFFLOAD WEIGHT AND PRESSURE FROM THE FOREFOOT NON-SLIPPING SOLE LONG VELCRO CLOSURE SIZE LARGE 40-42 (-+1). | SUPPLEMENTARY PROSTHET,ORTHOSIS SUPPLIES
9518 | 4224170908700 | HEEL OFFLOAD SHOE, TO OFFLOAD WEIGHT AND PRESSURE FROM THE REARFOOT, SIZE 3 - 5 | PROSTHETICS & ORTHOSIS SUPPLIES
9519 | 4224170908800 | HEEL OFFLOAD SHOE, TO OFFLOAD WEIGHT AND PRESSURE FROM THE REARFOOT, SIZE 6 - 7 | PROSTHETICS & ORTHOSIS SUPPLIES
9520 | 4224170908900 | HEEL OFFLOAD SHOE, TO OFFLOAD WEIGHT AND PRESSURE FROM THE REARFOOT, SIZE 8 - 10 + | PROSTHETICS & ORTHOSIS SUPPLIES
9521 | 4224170909000 | CUSTOM MADE MEDICAL BOOTS LEATHER LONG DURABILITY LIGHTWEIGHT SOFT COW/CALF LEATHER VELCRO CLOSURE FLEXIBLE LINING BREATHABLE PROTECTIVE INTERIOR THAT IS MADE FROM SOFT MATERIAL AND STITCHING THAT DOESN'T PROTRUDE NON-BINDING UPPERS EXTRA DEPTH DESIGN CAN ACCOMMODATE THICK ORTHOTIC INSERTS ; A DEEP AND WIDE TOE BOX THAT PROVIDES EXTRA ROOM FOR TOE MOVEMENT LIGHTWEIGHT CUSTOM MADE INSOLES = COMMANDO TYPE SOLES AND HEELS ADDITIONAL PADDING ROCKER SOLE SOLE WEDGE CUSHIONING SOLES THAT FACILITATE MOBILITY AND S = TABILITY; STRETCHABLE SHOES CONFORM TO THE CONTOURS OF THE FOOT (PAIR) MULTIPLE COLOR OR PATTERN ORTHOSIS (SERVICES). | SUPPLEMENTARY PROSTHET,ORTHOSIS SUPPLIES
9522 | 4224170910300 | SANDAL HIGH COUNTERS FULL COW/CALF LEATHER UPPER BLACK SOFT PADDING AROUND HEEL CUFFS A HIGH AND EXTRA LONG STIFFENER TO SUPPORT ANKLE FULL LEATHER INSOLE ADAPTABLE SOLE-UNIT GOOD TOE SPRING HIGH TOE BOX; STRONG TOE CAP HEEL AND RIGID SHANK SIZE 37 ASSORTED COLORS (AT LEAST 3 DIFFERENT COLORS IN CATALOGUE). | SUPPLEMENTARY PROSTHET,ORTHOSIS SUPPLIES
9523 | 4224170910600 | SANDAL HIGH COUNTERS FULL COW/CALF LEATHER UPPER BLACK SOFT PADDING AROUND HEEL CUFFS A HIGH AND EXTRA LONG STIFFENER TO SUPPORT ANKLE FULL LEATHER INSOLE ADAPTABLE SOLE-UNIT GOOD TOE SPRING HIGH TOE BOX; STRONG TOE CAP HEEL AND RIGID SHANK SIZE 38 ASSORTED COLORS (AT LEAST 3 DIFFERENT COLORS IN CATALOGUE). | SUPPLEMENTARY PROSTHET,ORTHOSIS SUPPLIES
9524 | 4224170910900 | SANDAL HIGH COUNTERS FULL COW/CALF LEATHER UPPER BLACK SOFT PADDING AROUND HEEL CUFFS A HIGH AND EXTRA LONG STIFFENER TO SUPPORT ANKLE FULL LEATHER INSOLE ADAPTABLE SOLE-UNIT GOOD TOE SPRING HIGH TOE BOX; STRONG TOE CAP HEEL AND RIGID SHANK SIZE 39 ASSORTED COLORS (AT LEAST 3 DIFFERENT COLORS IN CATALOGUE). | SUPPLEMENTARY PROSTHET,ORTHOSIS SUPPLIES
9525 | 4224170911200 | SANDAL HIGH COUNTERS FULL COW/CALF LEATHER UPPER BLACK SOFT PADDING AROUND HEEL CUFFS A HIGH AND EXTRA LONG STIFFENER TO SUPPORT ANKLE FULL LEATHER INSOLE ADAPTABLE SOLE-UNIT GOOD TOE SPRING HIGH TOE BOX; STRONG TOE CAP HEEL AND RIGID SHANK SIZE 40 ASSORTED COLORS (AT LEAST 3 DIFFERENT COLORS IN CATALOGUE). | SUPPLEMENTARY PROSTHET,ORTHOSIS SUPPLIES
9526 | 4224171200700 | ENDOSCOPE TIP PROTECTOR SINGLE USE. ASSORTED SIZE.. | ENDOSCOPY CONSUMABLES SUPPLIES
9527 | 4224171200800 | FOAM COVER COSMETIC PURE FLEXIBLE FOAM SLIGHTLY PREFORMED TAN COLOR 30 DEGREES KNEE FLEXION WITH CENTER HOLE PROXIMALLY TO FLAME RESISTANCE FOR MODULAR TRANS - FEMORAL AND HIP DISARTICULATION PROSTHESIS, ASSORTED SIZE AND SIDE | PROSTHETICS & ORTHOSIS SUPPLIES
9528 | 4224171201300 | ASSISTIVE TOOLS, CLOSED CELL FOAM TUBING: USED FOR BUILDING UP TOOL AND UTENSIL HANDLES, TUBING HAS A SLIP RESISTANT OUTER LAYER, CAN BE CUT TO THE REQUIRED LENGTH. SIZE: 15MM X 5MM X 30CM PACK OF 6 | SUPPLEMENTARY REHAB,PHYSIOTHERAPY SUPPL.
9529 | 4224171201400 | ASSISTIVE TOOLS, CLOSED CELL FOAM TUBING: USED FOR BUILDING UP TOOL AND UTENSIL HANDLES, TUBING HAS A SLIP RESISTANT OUTER LAYER, CAN BE CUT TO THE REQUIRED LENGTH. SIZE: 22MM X 6MM X 30 CM PACK OF 6 | REHABILITATION,PHYSIOTHERAPY SUPPLIES
9530 | 4224171201500 | ASSISTIVE TOOLS, CLOSED CELL FOAM TUBING: USED FOR BUILDING UP TOOL AND UTENSIL HANDLES, TUBING HAS A SLIP RESISTANT OUTER LAYER, CAN BE CUT TO THE REQUIRED LENGTH. SIZE: 22MM X 9MM X 30 CM PACK OF 6 | REHABILITATION,PHYSIOTHERAPY SUPPLIES
9531 | 4224171201600 | ASSISTIVE TOOLS, CLOSED CELL FOAM TUBING: USED FOR BUILDING UP TOOL AND UTENSIL HANDLES, TUBING HAS A SLIP RESISTANT OUTER LAYER, CAN BE CUT TO THE REQUIRED LENGTH. SIZE: 28MM X 10MM X 30 CM PACK OF 6 | REHABILITATION,PHYSIOTHERAPY SUPPLIES
9532 | 4224171201700 | ASSISTIVE TOOLS, CLOSED CELL FOAM TUBING: USED FOR BUILDING UP TOOL AND UTENSIL HANDLES, TUBING HAS A SLIP RESISTANT OUTER LAYER, CAN BE CUT TO THE REQUIRED LENGTH. SIZE: 28MM X 16MM X 30 CM PACK OF 6 | REHABILITATION,PHYSIOTHERAPY SUPPLIES
9533 | 4224171201800 | UNDER-WRAP (PRE-WRAP) PROVIDES A PROTECTIVE BARRIER BETWEEN SKIN AND TAPE LATEX FREE 2.75 INCH X 30 YARDS.. | SUPPLEMENTARY REHAB,PHYSIOTHERAPY SUPPL.
9534 | 4224171202400 | COVER, FOAM, PEDIATRIC, BELOW KNEE, TRANSTIBIAL | PROSTHETICS & ORTHOSIS SUPPLIES
9535 | 4224171202500 | COVER, FOAM, PEDIATRIC, ABOVE KNEE, TRANSFEMORAL | PROSTHETICS & ORTHOSIS SUPPLIES
9536 | 4224171300600 | ISCHIAL BAND STEEL, 320 MM LENGTH APPROXIMATELY, 35 MM WIDTH APPROXIMATELY, 2 MM THICK APPROXIMATELY | PROSTHETICS & ORTHOSIS SUPPLIES
9537 | 4224171306000 | MEASURING CUPS, CALIBRATED, 200 ML APPROXIMATELY | PROSTHETICS & ORTHOSIS SUPPLIES
9538 | 4224171306300 | CUSTOM MADE SHOULDER DISARTICULATION SOCKET FABRICATION WITH PASSIVE ELBOW JOINT AND MULTI ARTICULATING MYOELECTRIC HAND WITH ELEC / TRIC QUICK DISCONNECT WRIST INDIVIDUAL FINGER MOVEMENT MOTORIZED THUMB ROTATION 14 OR MORE GRIP OPTIONS INCLUDING THE MOUSE AND / SMART THUMB AND TRIGGER GRIPS THE MICROPROCESSORS CONSTANTLY MONITOR THE POSITION OF THE DIGITS TO ENSURE THAT GRIP SEQUENCES ARE A / CCURATE EVERY TIME INDIVIDUAL DRIVES IN THE FINGERS WITH PADDED FINGERTIPS AND A WIDE THUMB ADJUSTMENT SOFTWARE VIA BLUETOOTH COM / PATIBLE WITH ELBOW JOINT INCLUDE ELECTRODE CABLE BATTERY BATTERY CHARGER AND ANY OTHER PARTS FOR INSTALLING THIS ITEM HAND CARR / Y LOAD (STATIC) 40 KG APPROX (SERVICES). | REHABILITATION,PHYSIOTHERAPY SUPPLIES
9539 | 4224171306400 | CUSTOM MADE SHOULDER DISARTICULATION SOCKET FABRICATION WITH MICROPROCESSOR-CONTROLLED ELBOWS JOINT AND MULTI ARTICULATING MYOELEC / TRIC HAND WITH ELECTRIC QUICK DISCONNECT WRIST INDIVIDUAL FINGER MOVEMENT MOTORIZED THUMB ROTATION 14 OR MORE GRIP OPTIONS INCLU / DING THE MOUSE AND SMART THUMB AND TRIGGER GRIPS THE MICROPROCESSORS CONSTANTLY MONITOR THE POSITION OF THE DIGITS TO ENSURE THAT G / RIP SEQUENCES ARE ACCURATE EVERY TIME INDIVIDUAL DRIVES IN THE FINGERS WITH PADDED FINGERTIPS AND A WIDE THUMB ADJUSTMENT SOFTWARE / VIA BLUETOOTH COMPATIBLE WITH ELBOW JOINT INCLUDE ELECTRODE CABLE BATTERY BATTERY CHARGER AND ANY OTHER PARTS FOR INSTALLING T / HIS ITEM HAND CARRY LOAD (STATIC) 40 KG APPROX (SERVICES). | REHABILITATION,PHYSIOTHERAPY SUPPLIES
9540 | 4224171306500 | CUSTOM MADE SHOULDER DISARTICULATION SOCKET FABRICATION WITH MYOELECTRIC ELBOW JOINT AND MULTI ARTICULATING MYOELECTRIC HAND WITH E / LECTRIC QUICK DISCONNECT WRIST INDIVIDUAL FINGER MOVEMENT MOTORIZED THUMB ROTATION 14 OR MORE GRIP OPTIONS INCLUDING THE MOUSE A / ND SMART THUMB AND TRIGGER GRIPS THE MICROPROCESSORS CONSTANTLY MONITOR THE POSITION OF THE DIGITS TO ENSURE THAT GRIP SEQUENCES AR / E ACCURATE EVERY TIME INDIVIDUAL DRIVES IN THE FINGERS WITH PADDED FINGERTIPS AND A WIDE THUMB ADJUSTMENT SOFTWARE VIA BLUETOOTH / COMPATIBLE WITH ELBOW JOINT INCLUDE ELECTRODE CABLE BATTERY BATTERY CHARGER AND ANY OTHER PARTS FOR INSTALLING THIS ITEM HAND C / ARRY LOAD (STATIC) 40 KG APPROX (SERVICES). | REHABILITATION,PHYSIOTHERAPY SUPPLIES
9541 | 4224171306600 | CUSTOM MADE TRANSHUMERAL SOCKET FABRICATION WITH PASSIVE ELBOW JOINT AND MULTI ARTICULATING MYOELECTRIC HAND WITH ELECTRIC QUICK DI / SCONNECT WRIST INDIVIDUAL FINGER MOVEMENT MOTORIZED THUMB ROTATION 14 OR MORE GRIP OPTIONS INCLUDING THE MOUSE AND SMART THUMB A / ND TRIGGER GRIPS THE MICROPROCESSORS CONSTANTLY MONITOR THE POSITION OF THE DIGITS TO ENSURE THAT GRIP SEQUENCES ARE ACCURATE EVERY / TIME INDIVIDUAL DRIVES IN THE FINGERS WITH PADDED FINGERTIPS AND A WIDE THUMB ADJUSTMENT SOFTWARE VIA BLUETOOTH COMPATIBLE WITH / ELBOW JOINT INCLUDE ELECTRODE CABLE BATTERY BATTERY CHARGER AND ANY OTHER PARTS FOR INSTALLING THIS ITEM HAND CARRY LOAD (STATI / C) 40 KG APPROX (SERVICES). | REHABILITATION,PHYSIOTHERAPY SUPPLIES
9542 | 4224171306700 | CUSTOM MADE TRANSHUMERAL SOCKET FABRICATION WITH MICROPROCESSOR-CONTROLLED ELBOWS JOINT AND MULTI ARTICULATING MYOELECTRIC HAND WIT / H ELECTRIC QUICK DISCONNECT WRIST INDIVIDUAL FINGER MOVEMENT MOTORIZED THUMB ROTATION 14 OR MORE GRIP OPTIONS INCLUDING THE MOUS / E AND SMART THUMB AND TRIGGER GRIPS THE MICROPROCESSORS CONSTANTLY MONITOR THE POSITION OF THE DIGITS TO ENSURE THAT GRIP SEQUENCES / ARE ACCURATE EVERY TIME INDIVIDUAL DRIVES IN THE FINGERS WITH PADDED FINGERTIPS AND A WIDE THUMB ADJUSTMENT SOFTWARE VIA BLUETOOT / H COMPATIBLE WITH ELBOW JOINT INCLUDE ELECTRODE CABLE BATTERY BATTERY CHARGER AND ANY OTHER PARTS FOR INSTALLING THIS ITEM HAN / D CARRY LOAD (STATIC) 40 KG APPROX (SERVICES). | REHABILITATION,PHYSIOTHERAPY SUPPLIES
9543 | 4224171306800 | CUSTOM MADE ANKLE FOOT ORTHOSIS CARBON COMPOSITE AFO WITH CUSTOM LOAD-RESPONSE CHARACTERISTICS ENERGY STORING LOAD RESPONSE AFO DESIGNED TO ABSORB LOAD DURING STANCE AND PROVIDE FUNCTIONAL GAIT ASSISTANCE RATHER THAN PASSIVE JOINT RESTRAINT. THE ORTHOTIC SYSTEM SHALL UTILIZE ENGINEERED COMPOSITE BEHAVIOR WITH CONTROLLED ENERGY RELEASE ACHIEVED THROUGH PROGRESSIVE LOAD RESPONSE AND PHASE-SPECIFIC ENERGY RETURN TO ASSIST PUSH-OFF DURING LATE STANCE PERFORMANCE SHALL CARBON LAYUP FIBER ORIENTATION AND GEOMETRY (SERVICES). | REHABILITATION,PHYSIOTHERAPY SUPPLIES
9544 | 4224171306900 | CUSTOM MADE TRANSRADIAL ADULT POWERED MYOELECTRIC HAND MULTI-ARTICULATING IP67 WATERPROOF WITH SHOCK-ABSORBING KNUCKLES AND LA / TERALLY COMPLIANT FINGERS. MULTIPLE FUNCTIONAL GRIP PATTERNS WITH PROPORTIONAL EMG-BASED CONTROL (SERVICES). | REHABILITATION,PHYSIOTHERAPY SUPPLIES
9545 | 4224171307000 | CUSTOM MADE TRANSHUMERAL POWERED MYOELECTRIC WITH A MICROPROCESSOR-CONTROLLED ELBOW USING CONTINUOUS FORCE-SENSING DUAL-SIGNAL CO / NTROL ENABLING SIMULTANEOUS AND COORDINATED OPERATION OF THE ELBOW AND TERMINAL DEVICE AND A MULTI-ARTICULATING MYOELECTRIC HAND / SUPPORTING FLEXIBLE MULTI-INPUT CONTROL INCLUDING FORCE-SENSING EMG AND OPTIONAL SWITCHES MYOELECTRIC HAND MULTI-ARTICULATING I / P67 WATERPROOF WITH SHOCK-ABSORBING KNUCKLES AND LATERALLY COMPLIANT FINGERS. MULTIPLE FUNCTIONAL GRIP PATTERNS WITH PROPORTIONAL E / MG-BASED CONTROL (SERVICES). | REHABILITATION,PHYSIOTHERAPY SUPPLIES
9546 | 4224171307400 | PROSTHETIC SUSPENSION BELT, TRANSFEMORAL, NEOPRENE ADHESIVE STRIP, SIZE HIP CIRCUMFERENCE 60-74 CM APPROXIMATELY LEFT | PROSTHETICS & ORTHOSIS SUPPLIES
9547 | 4224171307500 | PROSTHETIC SUSPENSION BELT, TRANSFEMORAL, NEOPRENE ADHESIVE STRIP, SIZE HIP CIRCUMFERENCE 60 - 74 CM APPROXIMATELY RIGHT | PROSTHETICS & ORTHOSIS SUPPLIES
9548 | 4224171307600 | PROSTHETIC SUSPENSION BELT, TRANSFEMORAL, NEOPRENE ADHESIVE STRIP, SIZE HIP CIRCUMFERENCE 66-80 CM APPROXIMATELY LEFT | PROSTHETICS & ORTHOSIS SUPPLIES
9549 | 4224171307700 | PROSTHETIC SUSPENSION BELT, TRANSFEMORAL, NEOPRENE ADHESIVE STRIP, SIZE HIP CIRCUMFERENCE 66-80 CM APPROXIMATELY RIGHT | PROSTHETICS & ORTHOSIS SUPPLIES
9550 | 4224171307800 | PROSTHETIC SUSPENSION BELT, TRANSFEMORAL, NEOPRENE ADHESIVE STRIP, SIZE HIP CIRCUMFERENCE 76-90 CM APPROXIMATELY LEFT | PROSTHETICS & ORTHOSIS SUPPLIES
9551 | 4224171307900 | PROSTHETIC SUSPENSION BELT, TRANSFEMORAL, NEOPRENE ADHESIVE STRIP, SIZE HIP CIRCUMFERENCE 76-90 CM APPROXIMATELY RIGHT | PROSTHETICS & ORTHOSIS SUPPLIES
9552 | 4224171308000 | PROSTHETIC SUSPENSION BELT, TRANSFEMORAL, NEOPRENE ADHESIVE STRIP, SIZE HIP CIRCUMFERENCE 86 - 100 CM APPROXIMATELY LEFT | PROSTHETICS & ORTHOSIS SUPPLIES
9553 | 4224171308100 | PROSTHETIC SUSPENSION BELT, TRANSFEMORAL, NEOPRENE ADHESIVE STRIP, SIZE HIP CIRCUMFERENCE 86 - 100 CM APPROXIMATELY RIGHT | PROSTHETICS & ORTHOSIS SUPPLIES
9554 | 4224171308300 | P.V.A. BAGS, FOR LAMINATION, 1000 X 190 X 50 MM APPROXIMATELY | PROSTHETICS & ORTHOSIS SUPPLIES
9555 | 4224171308400 | P.V.A. BAGS FOR LAMINATION, 1300 X 260 X 50 MM, APPROXIMATELY | PROSTHETICS & ORTHOSIS SUPPLIES
9556 | 4224171308500 | POLYOLEFIN FOAMS, POGISTER MATERIAL OR EQUIVALENT, SELF-ADHESIVE WHITE SIZE: 3 MM X 100 CM X 50 CM APPROXIMATELY | PROSTHETICS & ORTHOSIS SUPPLIES
9557 | 4224171308600 | SLEEVE, PAIR OF SUSPENSION, TWO - WAY STRETCH FOR BELOW KNEE AMPUTATION PROSTHESIS, LENGTH 250 MM, LOWER CIRCUMFERENCE 295 MM, UPPER CIRCUMFERENCE 425 MM, APPROXIMATELY | PROSTHETICS & ORTHOSIS SUPPLIES
9558 | 4224171308700 | SLEEVE, PAIR OF SUSPENSION, TWO - WAY STRETCH FOR BELOW KNEE AMPUTATION PROSTHESES, LENGTH 250 MM, LOWER CIRCUMFERENCE 310 MM, UPPER CIRCUMFERENCE 440 MM, APPROXIMATELY | PROSTHETICS & ORTHOSIS SUPPLIES
9559 | 4224171308800 | SLEEVE, PAIR OF SUSPENSION, TWO - WAY STRETCH FOR BELOW KNEE AMPUTATION PROSTHESIS, LENGTH 250 MM, LOWER CIRCUMFERENCE 310 MM, UPPER CIRCUMFERENCE 410 MM, APPROXIMATELY | PROSTHETICS & ORTHOSIS SUPPLIES
9560 | 4224171308900 | RUBBER SOLE SHEET, BLACK, SIZE: 4 X 610 X 910 MM, APPROXIMATELY | PROSTHETICS & ORTHOSIS SUPPLIES
9561 | 4224171309000 | TUBE ADAPTER TITANIUM MINIMUM SYSTEM HEIGHT: 97 MM APPROXIMATELY, MAXIMUM SYSTEM HEIGHT: 232 MM APPROXIMATELY DIAMETER: 30 MM APPROX IMATELY WEIGHT: 160 G APPROXIMATELY FOR BODY WEIGHT UP TO 100 KG | PROSTHETICS & ORTHOSIS SUPPLIES
9562 | 4224171309100 | TUBE ADAPTER TITANIUM MINIMUM SYSTEM HEIGHT: 97 MM MAXIMUM SYSTEM HEIGHT: 472 MM APPROXIMATELY DIAMETER: 30 MM APPROXIMATELY WEIGHT: 275 G APPROXIMATELY FOR BODY WEIGHT UP TO 100 KG | PROSTHETICS & ORTHOSIS SUPPLIES
9563 | 4224171309200 | SLIDING DOUBLE ADAPTER WITH ADJUSTABLE SCREWS TITANIUM WITH PYRAMID RECEIVER, ALLOWS TRANSLATION ADJUSTMENT MEDIALLY OR LATERALLY IN THE FRONTAL PLANE OR DORSALLY OR VENTRALLY IN THE SAGITTAL PLANE HEIGHT: 60 MM APPROXIMATELY SYSTEM HEIGHT: 97 MM APPROXIMATELY FOR BODY WEIGHT UP TO 100 KG. | PROSTHETICS & ORTHOSIS SUPPLIES
9564 | 4224171309300 | SLIDING ADAPTER WITH TUBE CLAMP ADAPTER, TITANIUM 30 MM DIAMETER ALLOWS ADDITIONAL SLIDING ADJUSTMENTS BETWEEN THE PROSTHETIC SOCKET AND TUBE ADAPTER CAN BE SHIFTED MEDIALLY OR LATERALLY SYSTEM, HEIGHT: 51 MM APPROXIMATELY WEIGHT: 190 APPROXIMATELY GRAMS FOR BODY WEIGHT UP TO 85 KG. | PROSTHETICS & ORTHOSIS SUPPLIES
9565 | 4224171309500 | CARBON FIBERGLASS WEBBING UNIDIRECTIONAL WIDTH 50 MM LENGTH /ROLL 50 METERS APPROXIMATELY. | PROSTHETICS & ORTHOSIS SUPPLIES
9566 | 4224171309600 | CARBON FIBERGLASS WEBBING UNIDIRECTIONAL WIDTH 19 MM LENGTH /ROLL 50 METERS APPROXIMATELY. | SUPPLEMENTARY PROSTHET,ORTHOSIS SUPPLIES
9567 | 4224171309700 | CARBON FIBERGLASS WEBBING UNIDIRECTIONAL WIDTH 25 MM LENGTH /ROLL 50 METERS APPROXIMATELY | PROSTHETICS & ORTHOSIS SUPPLIES
9568 | 4224171309900 | CARBON FIBERGLASS WEBBING UNIDIRECTIONAL WIDTH 75 MM LENGTH /ROLL 50 METERS APPROXIMATELY | PROSTHETICS & ORTHOSIS SUPPLIES
9569 | 4224171310000 | CARBON FIBER WEBBING UNIDIRECTIONAL WIDTH 100 MM LENGTH /ROLL 50 METERS APPROXIMATELY. | SUPPLEMENTARY PROSTHET,ORTHOSIS SUPPLIES
9570 | 4224171310100 | CARBON UD STOCKINETTE FOR AXIAL REINFORCEMENT BENDING FORCES OF THIN - WALLED, HIGH - STRENGTH, LAMINATES SIZE 100 X 5 APPROXIMATELY | PROSTHETICS & ORTHOSIS SUPPLIES
9571 | 4224171310200 | CARBON UD STOCKINETTE FOR AXIAL REINFORCEMENT BENDING FORCES OF THIN - WALLED, HIGH - STRENGTH, LAMINATES SIZE 40 X 5 APPROXIMATELY | PROSTHETICS & ORTHOSIS SUPPLIES
9572 | 4224171310300 | CARBON UD STOCKINETTE FOR AXIAL REINFORCEMENT BENDING FORCES OF THIN - WALLED, HIGH - STRENGTH, LAMINATES SIZE 70 X 5 APPROXIMATELY | PROSTHETICS & ORTHOSIS SUPPLIES
9573 | 4224171310400 | CARBON FIBER WEBBING, WIDTH 50 MM APPROXIMATELY, LENGTH 10 APPROXIMATELY | PROSTHETICS & ORTHOSIS SUPPLIES
9574 | 4224171310500 | DOUBLE - SIDED ADHESIVE TAPE FOR ADHERING INNER SOCKET TO OUTER FRAME, TRANSPARENT, LENGTH 50 METERS APPROXIMATELY, WIDTH 19 MM APPROXIMATELY | PROSTHETICS & ORTHOSIS SUPPLIES
9575 | 4224171310600 | PINCH GAUGE, FOR TESTING THE GRIP FORCE OF SYSTEM ELECTRIC HAND | PROSTHETICS & ORTHOSIS SUPPLIES
9576 | 4224171310700 | PROXIMAL SEALING SYSTEM, IS A PROXIMAL VACUUM SOCKET SEALING SYSTEM FOR USE IN TRANSFEMORAL FITTINGS, WHICH DISTINGUISHES ITSELF THROUGH SIMPLICITY AND EXCELLENT WEARER COMFORT, SIZE 420 MM | PROSTHETICS & ORTHOSIS SUPPLIES
9577 | 4224171310800 | CARBON FIBER CLOTH, PROSTHETIC DEVICE, WIDTH 1200 MM APPROXIMATELY, FOR LOCALIZED AND HIGH STRENGTH LAMINATE REINFORCEMENT, ASSORTED LENGTH | PROSTHETICS & ORTHOSIS SUPPLIES
9578 | 4224171310900 | PROXIMAL SEALING SYSTEM, IS A PROXIMAL VACUUM SOCKET SEALING SYSTEM FOR USE IN TRANSFEMORAL FITTINGS, WHICH DISTINGUISHES ITSELF THROUGH SIMPLICITY AND EXCELLENT WEARER COMFORT, SIZE 440 MM | PROSTHETICS & ORTHOSIS SUPPLIES
9579 | 4224171311100 | PROXIMAL SEALING SYSTEM, IS A PROXIMAL VACUUM SOCKET SEALING SYSTEM FOR USE IN TRANSFEMORAL FITTINGS, WHICH DISTINGUISHES ITSELF THROUGH SIMPLICITY AND EXCELLENT WEARER COMFORT, SIZE 460 MM | PROSTHETICS & ORTHOSIS SUPPLIES
9580 | 4224171311200 | PROXIMAL SEALING SYSTEM, IS A PROXIMAL VACUUM SOCKET SEALING SYSTEM FOR USE IN TRANSFEMORAL FITTINGS, WHICH DISTINGUISHES ITSELF THROUGH SIMPLICITY AND EXCELLENT WEARER COMFORT, SIZE 480 MM | PROSTHETICS & ORTHOSIS SUPPLIES
9581 | 4224171311300 | PROXIMAL SEALING SYSTEM, IS A PROXIMAL VACUUM SOCKET SEALING SYSTEM FOR USE IN TRANSFEMORAL FITTINGS, WHICH DISTINGUISHES ITSELF THROUGH SIMPLICITY AND EXCELLENT WEARER COMFORT, SIZE 560 MM | PROSTHETICS & ORTHOSIS SUPPLIES
9582 | 4224171311400 | PROXIMAL SEALING SYSTEM, IS A PROXIMAL VACUUM SOCKET SEALING SYSTEM FOR USE IN TRANSFEMORAL FITTINGS, WHICH DISTINGUISHES ITSELF THROUGH SIMPLICITY AND EXCELLENT WEARER COMFORT, SIZE 580 MM | PROSTHETICS & ORTHOSIS SUPPLIES
9583 | 4224171311500 | SILICONE LINER, TRANSFEMORAL WITH TWO SEALING RING HEIGHTS, CUSHION, WITHOUT DISTAL CONNECTION, ANTIBACTERIAL, WITH MINERAL OILS REDUCED ELONGATION, NO-STRETCH MATRIX THE ENTIRE LENGTH OF LINER FOR REDUCED ELONGATION AND GOOD TISSUE MANAGEMENT, SIZE 420 MM APPROXIMATELY. | PROSTHETICS & ORTHOSIS SUPPLIES
9584 | 4224171311600 | SILICONE LINER, TRANSFEMORAL WITH TWO SEALING RING HEIGHTS, CUSHION, WITHOUT DISTAL CONNECTION, ANTIBACTERIAL, WITH MINERAL OILS REDUCED ELONGATION, NO-STRETCH MATRIX THE ENTIRE LENGTH OF LINER FOR REDUCED ELONGATION AND GOOD TISSUE MANAGEMENT, SIZE 450 MM APPROXIMATELY. | PROSTHETICS & ORTHOSIS SUPPLIES
9585 | 4224171311700 | SILICONE LINER, TRANSFEMORAL WITH TWO SEALING RING HEIGHTS, CUSHION, WITHOUT DISTAL CONNECTION, ANTIBACTERIAL, WITH MINERAL OILS REDUCED ELONGATION, NO-STRETCH MATRIX THE ENTIRE LENGTH OF LINER FOR REDUCED ELONGATION AND GOOD TISSUE MANAGEMENT, SIZE 500 MM APPROXIMATELY. | PROSTHETICS & ORTHOSIS SUPPLIES
9586 | 4224171311800 | SILICONE LINER, TRANSFEMORAL WITH TWO SEALING RING HEIGHTS, CUSHION, WITHOUT DISTAL CONNECTION, ANTIBACTERIAL, WITH MINERAL OILS REDUCED ELONGATION, NO-STRETCH MATRIX THE ENTIRE LENGTH OF LINER FOR REDUCED ELONGATION AND GOOD TISSUE MANAGEMENT, SIZE 550 MM APPROXIMATELY. | PROSTHETICS & ORTHOSIS SUPPLIES
9587 | 4224171311900 | SILICONE LINER, TRANSFEMORAL WITH TWO SEALING RING HEIGHTS, CUSHION, WITHOUT DISTAL CONNECTION, ANTIBACTERIAL, WITH MINERAL OILS REDUCED ELONGATION, NO-STRETCH MATRIX THE ENTIRE LENGTH OF LINER FOR REDUCED ELONGATION AND GOOD TISSUE MANAGEMENT, SIZE 360 MM APPROXIMATELY. | PROSTHETICS & ORTHOSIS SUPPLIES
9588 | 4224171312100 | SILICONE LINER, TRANSFEMORAL WITH TWO SEALING RING HEIGHTS, CUSHION, WITHOUT DISTAL CONNECTION, ANTIBACTERIAL, WITH MINERAL OILS REDUCED ELONGATION, NO-STRETCH MATRIX THE ENTIRE LENGTH OF LINER FOR REDUCED ELONGATION AND GOOD TISSUE MANAGEMENT, SIZE 340 MM APPROXIMATELY. | PROSTHETICS & ORTHOSIS SUPPLIES
9589 | 4224171312200 | SILICONE LINER, TRANSFEMORAL WITH TWO SEALING RING HEIGHTS, CUSHION, WITHOUT DISTAL CONNECTION, ANTIBACTERIAL, WITH MINERAL OILS REDUCED ELONGATION, NO-STRETCH MATRIX THE ENTIRE LENGTH OF LINER FOR REDUCED ELONGATION AND GOOD TISSUE MANAGEMENT, SIZE 320 MM APPROXIMATELY. | PROSTHETICS & ORTHOSIS SUPPLIES
9590 | 4224171315800 | SILICONE LINER, TRANSFEMORAL WITH TWO SEALING RING HEIGHTS, CUSHION, WITHOUT DISTAL CONNECTION, ANTIBACTERIAL, WITH MINERAL OILS REDUCED ELONGATION, NO-STRETCH MATRIX THE ENTIRE LENGTH OF LINER FOR REDUCED ELONGATION AND GOOD TISSUE MANAGEMENT, SIZE 300 MM APPROXIMATELY. | PROSTHETICS & ORTHOSIS SUPPLIES
9591 | 4224171315900 | SILICONE LINER, TRANSFEMORAL WITH TWO SEALING RING HEIGHTS, CUSHION, WITHOUT DISTAL CONNECTION, ANTIBACTERIAL, WITH MINERAL OILS REDUCED ELONGATION, NO-STRETCH MATRIX THE ENTIRE LENGTH OF LINER FOR REDUCED ELONGATION AND GOOD TISSUE MANAGEMENT, SIZE 280 MM APPROXIMATELY. | PROSTHETICS & ORTHOSIS SUPPLIES
9592 | 4224171316000 | SILICONE LINER, TRANSFEMORAL WITH TWO SEALING RING HEIGHTS, CUSHION, WITHOUT DISTAL CONNECTION, ANTIBACTERIAL, WITH MINERAL OILS REDUCED ELONGATION, NO-STRETCH MATRIX THE ENTIRE LENGTH OF LINER FOR REDUCED ELONGATION AND GOOD TISSUE MANAGEMENT, SIZE 380 MM APPROXIMATELY. | PROSTHETICS & ORTHOSIS SUPPLIES
9593 | 4224171316100 | SLIDING ADAPTER ALUMINUM FOR MODULAR PROSTHESIS, HEIGHT: 25 MM, MAXIMUM BODY WEIGHT: 100 KG, APPROXIMATELY | PROSTHETICS & ORTHOSIS SUPPLIES
9594 | 4224171316200 | PROSTHETIC WRIST UNIT RATCHET TYPE ROTATION SHORT WITH LOCK LEVER FOR LONG BELOW - ELBOW RESIDUAL LIMBS DIAMETER 50 MM. | SUPPLEMENTARY PROSTHET,ORTHOSIS SUPPLIES
9595 | 4224171316300 | PROSTHETIC SHOULDER JOINT, FREE SWING MOVEMENT, FOR FUNCTION IN COMBINATION WITH HIGH TECH COMPONENTS, LEFT | PROSTHETICS & ORTHOSIS SUPPLIES
9596 | 4224171316400 | PROSTHETIC SHOULDER JOINT, FREE SWING MOVEMENT, FOR FUNCTION IN COMBINATION WITH HIGH TECH COMPONENTS, RIGHT | PROSTHETICS & ORTHOSIS SUPPLIES
9597 | 4224171316500 | CUSTOM MADE SHOULDER DISARTICULATION INCLUDED SHOULDER JOINT WATERPROOF MYOELECTRIC HAND ELBOW JOINT (ELECTRONICALLY CONTROLLED AND POWERED) COMPLETE WORKING SYSTEM INCLUDING COVER SUITABLE FOR USE WITH ELECTRONIC COMPONENTS - AND BATTERY CHARGER AND TWO RECHARGEABLE BATTERIES PROSTHESIS (SERVICES). | SUPPLEMENTARY PROSTHET,ORTHOSIS SUPPLIES
9598 | 4224171316600 | HARNESS FOR BELOW ELBOW PROSTHESIS WITH HARNESS RING AND PERLON CABLE WITH TRIPLE PULL STRAPS FOR ADULT, COMPLETE | PROSTHETICS & ORTHOSIS SUPPLIES
9599 | 4224171316700 | HARNESS FOR BELOW ELBOW PROSTHESIS WITH HARNESS RING AND PERLON CABLE FOR ADULT, COMPLETE | PROSTHETICS & ORTHOSIS SUPPLIES
9600 | 4224171316800 | TUBE ADAPTER STAINLESS STEEL 30 MM DIAMETER WITH 30 X 2 MM ALUMINUM ALLOY TUBE LENGTH 200 MM APPROXIMATELY | PROSTHETICS & ORTHOSIS SUPPLIES
9601 | 4224171316900 | TUBE ADAPTER STAINLESS STEEL 30 MM DIAMETER WITH 30 X 2 MM ALUMINUM ALLOY TUBE LENGTH 440 MM APPROXIMATELY | PROSTHETICS & ORTHOSIS SUPPLIES
9602 | 4224171317000 | TUBE ADAPTER, ALUMINUM, FOR CHILDREN, FOR FOOT ADAPTER, TUBE LENGTH 300 MM APPROXIMATELY WITH FOUR ADJUSTMENT SET SCREW S | PROSTHETICS & ORTHOSIS SUPPLIES
9603 | 4224171317100 | TUBE ADAPTER, ALUMINUM, FOR CHILDREN, FOR FOOT ADAPTER, TUBE LENGTH 260 MM APPROXIMATELY WITH FOUR ADJUSTMENT SET SCREW S | PROSTHETICS & ORTHOSIS SUPPLIES
9604 | 4224171317200 | TUBE ADAPTER, FOR CHILDREN, ANGLED, FOR MODULAR HIP JOINT, TUBE LENGTH 200 MM APPROXIMATELY, WITH FOUR ADJUSTMENT SET SCREW S | PROSTHETICS & ORTHOSIS SUPPLIES
9605 | 4224171317300 | TUBE ADAPTER, TITANIUM, 34 MM, MAXIMUM 150 KG, LENGTH 282 MM APPROXIMATELY | PROSTHETICS & ORTHOSIS SUPPLIES
9606 | 4224171317400 | TUBE ADAPTER, TITANIUM, 34 MM, MAXIMUM 150 KG, LENGTH 472 MM APPROXIMATELY | PROSTHETICS & ORTHOSIS SUPPLIES
9607 | 4224171317500 | PASTE, PIGMENT, SKIN COLOR, CAUCASIAN, NET CONTENTS 1 KG., APPROXIMATELY | PROSTHETICS & ORTHOSIS SUPPLIES
9608 | 4224171317600 | PASTE, PIGMENT, SKIN COLOR BROWN, NET CONTENTS 250 GRAMS, APPROXIMATELY | PROSTHETICS & ORTHOSIS SUPPLIES
9609 | 4224171317700 | PASTE, PIGMENT, WHITE, NET CONTENTS 250 GRAMS, APPROXIMATELY | PROSTHETICS & ORTHOSIS SUPPLIES
9610 | 4224171317800 | PASTE, PIGMENT, YELLOW, NET CONTENTS 250 GRAMS, APPROXIMATELY | PROSTHETICS & ORTHOSIS SUPPLIES
9611 | 4224171317900 | PASTE, PIGMENT, RED, NET CONTENTS 250 GRAMS, APPROXIMATELY | PROSTHETICS & ORTHOSIS SUPPLIES
9612 | 4224171318000 | PASTE, PIGMENT, BLUE, NET CONTENTS 250 GRAMS, APPROXIMATELY | PROSTHETICS & ORTHOSIS SUPPLIES
9613 | 4224171318100 | PASTE, PIGMENT, BLACK, NET CONTENTS 250 GRAMS, APPROXIMATELY | PROSTHETICS & ORTHOSIS SUPPLIES
9614 | 4224171318200 | SILICONE, GREASE, FOR ISOLATING COMPONENTS WITH LAMINATION TECHNIQUE, TUBE, 10-15 GM | PROSTHETICS & ORTHOSIS SUPPLIES
9615 | 4224171318300 | CLEANER TUBE, SPRAYER, FOR PROSTHETIC GLOVE CLEANING | PROSTHETICS & ORTHOSIS SUPPLIES
9616 | 4224171318800 | DONNING SHEATH FOR TRANSFEMORAL PROSTHESIS WASHABLE SIZE: LARGE | PROSTHETICS & ORTHOSIS SUPPLIES
9617 | 4224171318900 | DONNING SHEATH FOR TRANSFEMORAL PROSTHESIS WASHABLE SIZE: MEDIUM | PROSTHETICS & ORTHOSIS SUPPLIES
9618 | 4224171319000 | DONNING SHEATH, FOR TRANSFEMORAL PROSTHESIS, WASHABLE, SIZE: SMALL | PROSTHETICS & ORTHOSIS SUPPLIES
9619 | 4224171319100 | DONNING SHEATH FOR TRANSFEMORAL PROSTHESIS WASHABLE SIZE X-LARGE | PROSTHETICS & ORTHOSIS SUPPLIES
9620 | 4224171319200 | DONNING SHEATH FOR TRANSFEMORAL PROSTHESIS WASHABLE SIZE XX-LARGE | PROSTHETICS & ORTHOSIS SUPPLIES
9621 | 4224171319300 | FOOT, IMPRESSION, FOR TAKING FOOTPRINTS, FOR ORTHOPEDIC DEVICES, FOR FABRICATING INSOLES, THICKNESS, 50 MM APPROXIMATELY | PROSTHETICS & ORTHOSIS SUPPLIES
9622 | 4224171319500 | PUMP MECHANICAL ELEVATED VACUUM SYSTEM, INTEGRATED INTO THE SOCKET BUILT IN SHOCK ABSORPTION AND A TORSION FEATURE, THE USER CAN MOVE AND POSITION THE PROSTHETIC FOOT MORE CONFIDENTLY MOTION INCREASED PROPRIOCEPTION, DUE TO DECREASED MOVEMENT BETWEEN THE SOCKET AND THE RESIDUAL LIMB MAXIMUM BODY WEIGHT FROM 50 - 100 KG, PART WEIGHT UP TO 500 GRAMS APPROXIMATELY. | PROSTHETICS & ORTHOSIS SUPPLIES
9623 | 4224171319600 | PUMP MECHANICAL ELEVATED VACUUM SYSTEM, INTEGRATED INTO THE SOCKET BUILT IN SHOCK ABSORPTION AND A TORSION FEATURE, THE USER CAN MOVE AND POSITION THE PROSTHETIC FOOT MORE CONFIDENTLY MOTION INCREASED PROPRIOCEPTION, DUE TO DECREASED MOVEMENT BETWEEN THE SOCKET AND THE RESIDUAL LIMB MAXIMUM BODY WEIGHT FROM 50 - 150 KG, PART WEIGHT UP TO 600 GRAMS APPROXIMATELY. | PROSTHETICS & ORTHOSIS SUPPLIES
9624 | 4224171320100 | DONNING SHEATH FOR TRANSFEMORAL PROSTHESIS WASHABLE SIZE: EXTRA SMALL | PROSTHETICS & ORTHOSIS SUPPLIES
9625 | 4224171320700 | DONNING SHEATH, ARM, WASHABLE, SIZE PEDIATRIC | PROSTHETICS & ORTHOSIS SUPPLIES
9626 | 4224171320800 | DONNING SHEATH, ARM, WASHABLE, SIZE TRANSRADIAL | PROSTHETICS & ORTHOSIS SUPPLIES
9627 | 4224171320900 | DONNING SHEATH, ARM, WASHABLE, SIZE TRANSHUMERAL | PROSTHETICS & ORTHOSIS SUPPLIES
9628 | 4224171323400 | GEL LINER, LOCKING, UNIFORM SHAPE, STRETCHABLE, PROVIDES PRESSURE DISTRIBUTION, REDUCE FRICTION, COMFORT, DURABILITY AND OPTIMAL SOCKET FITTING, THICKNESS: 2.5-3 MM, ASSORTED SIZES | PROSTHETICS & ORTHOSIS SUPPLIES
9629 | 4224171323500 | GEL LINER, LOCKING, UNIFORM SHAPE, STRETCHABLE, PROVIDES PRESSURE DISTRIBUTION, REDUCE FRICTION, COMFORT, DURABILITY AND OPTIMAL SOCKET FITTING, THICKNESS: 6 MM, ASSORTED SIZES | PROSTHETICS & ORTHOSIS SUPPLIES
9630 | 4224171323600 | GEL LINER, LOCKING, UNIFORM SHAPE, STRETCHABLE, PROVIDES PRESSURE DISTRIBUTION, REDUCE FRICTION, COMFORT, DURABILITY AND OPTIMAL SOCKET FITTING, THICKNESS: 9 MM, ASSORTED SIZES | PROSTHETICS & ORTHOSIS SUPPLIES
9631 | 4224171324100 | GEL LINER, LOCKING, TAPERED SHAPE, STRETCHABLE, PROVIDES PRESSURE DISTRIBUTION, REDUCE FRICTION, COMFORT, DURABILITY AND OPTIMAL SOCKET FITTING, THICKNESS: 6 MM, ASSORTED SIZES | PROSTHETICS & ORTHOSIS SUPPLIES
9632 | 4224171324300 | GEL LINER, CUSHION, UNIFORM SHAPE, STRETCHABLE, PROVIDES PRESSURE DISTRIBUTION, REDUCE FRICTION, COMFORT, DURABILITY AND OPTIMAL SOCKET FITTING, THICKNESS: 2.5-3 MM, ASSORTED SIZES | PROSTHETICS & ORTHOSIS SUPPLIES
9633 | 4224171324400 | GEL LINER, CUSHION, UNIFORM SHAPE, STRETCHABLE, PROVIDES PRESSURE DISTRIBUTION, REDUCE FRICTION, COMFORT, DURABILITY AND OPTIMAL SOCKET FITTING, THICKNESS: 6 MM, ASSORTED SIZES | PROSTHETICS & ORTHOSIS SUPPLIES
9634 | 4224171324500 | GEL LINER, CUSHION, UNIFORM SHAPE, STRETCHABLE, PROVIDES PRESSURE DISTRIBUTION, REDUCE FRICTION, COMFORT, DURABILITY AND OPTIMAL SOCKET FITTING, THICKNESS: 9 MM, ASSORTED SIZES | PROSTHETICS & ORTHOSIS SUPPLIES
9635 | 4224171325000 | GEL LINER, CUSHION, TAPERED SHAPE, STRETCHABLE, PROVIDES PRESSURE DISTRIBUTION, REDUCE FRICTION, COMFORT, DURABILITY AND OPTIMAL SOCKET FITTING, THICKNESS: 6 MM, ASSORTED SIZES | PROSTHETICS & ORTHOSIS SUPPLIES
9636 | 4224171325200 | MONOCENTRIC KNEE JOINT KNEE OFFERS K1-K2 WITH A LOAD-DEPENDENT BRAKE MECHANISM AND AN OPTIONAL LOCKING FUNCTION THE SWING PHASE IS CONTROLLED BY AN INTEGRATED PNEUMATIC EXTENSION ASSIST KNEE FLEXION ANGLE 125-145 DEGREES FOR BODY WEIGHT 120-140. | SUPPLEMENTARY PROSTHET,ORTHOSIS SUPPLIES
9637 | 4224171325300 | SILICONE LINER, TRANSFEMORAL WITH FIVE SEALING RING HEIGHTS, CUSHION, WITHOUT DISTAL CONNECTION, WITH MINERAL OILS REDUCED ELONGATION, NO-STRETCH MATRIX THE ENTIRE LENGTH OF LINER FOR REDUCED ELONGATION AND GOOD TISSUE MANAGEMENT, STANDARD, SIZE 250 MM APPROXIMATELY | PROSTHETICS & ORTHOSIS SUPPLIES
9638 | 4224171325400 | SILICONE LINER, TRANSFEMORAL WITH FIVE SEALING RING HEIGHTS, CUSHION, WITHOUT DISTAL CONNECTION, WITH MINERAL OILS REDUCED ELONGATION, NO-STRETCH MATRIX THE ENTIRE LENGTH OF LINER FOR REDUCED ELONGATION AND GOOD TISSUE MANAGEMENT, STANDARD, SIZE 265 MM APPROXIMATELY | PROSTHETICS & ORTHOSIS SUPPLIES
9639 | 4224171325500 | SILICONE LINER, TRANSFEMORAL WITH FIVE SEALING RING HEIGHTS, CUSHION, WITHOUT DISTAL CONNECTION, WITH MINERAL OILS REDUCED ELONGATION, NO-STRETCH MATRIX THE ENTIRE LENGTH OF LINER FOR REDUCED ELONGATION AND GOOD TISSUE MANAGEMENT, STANDARD, SIZE 280 MM APPROXIMATELY | PROSTHETICS & ORTHOSIS SUPPLIES
9640 | 4224171325600 | SILICONE LINER, TRANSFEMORAL WITH FIVE SEALING RING HEIGHTS, CUSHION, WITHOUT DISTAL CONNECTION, WITH MINERAL OILS REDUCED ELONGATION, NO-STRETCH MATRIX THE ENTIRE LENGTH OF LINER FOR REDUCED ELONGATION AND GOOD TISSUE MANAGEMENT, STANDARD, SIZE 300 MM APPROXIMATELY | PROSTHETICS & ORTHOSIS SUPPLIES
9641 | 4224171325700 | SILICONE LINER, TRANSFEMORAL WITH FIVE SEALING RING HEIGHTS, CUSHION, WITHOUT DISTAL CONNECTION, WITH MINERAL OILS REDUCED ELONGATION, NO-STRETCH MATRIX THE ENTIRE LENGTH OF LINER FOR REDUCED ELONGATION AND GOOD TISSUE MANAGEMENT, STANDARD, SIZE 320 MM APPROXIMATELY | PROSTHETICS & ORTHOSIS SUPPLIES
9642 | 4224171325800 | SILICONE LINER, TRANSFEMORAL WITH FIVE SEALING RING HEIGHTS, CUSHION, WITHOUT DISTAL CONNECTION, WITH MINERAL OILS REDUCED ELONGATION, NO-STRETCH MATRIX THE ENTIRE LENGTH OF LINER FOR REDUCED ELONGATION AND GOOD TISSUE MANAGEMENT, STANDARD, SIZE 340 MM APPROXIMATELY | PROSTHETICS & ORTHOSIS SUPPLIES
9643 | 4224171325900 | SILICONE LINER, TRANSFEMORAL WITH FIVE SEALING RING HEIGHTS, CUSHION, WITHOUT DISTAL CONNECTION, WITH MINERAL OILS REDUCED ELONGATION, NO-STRETCH MATRIX THE ENTIRE LENGTH OF LINER FOR REDUCED ELONGATION AND GOOD TISSUE MANAGEMENT, STANDARD, SIZE 360 MM APPROXIMATELY | PROSTHETICS & ORTHOSIS SUPPLIES
9644 | 4224171326000 | SILICONE LINER, TRANSFEMORAL WITH FIVE SEALING RING HEIGHTS, CUSHION, WITHOUT DISTAL CONNECTION, WITH MINERAL OILS REDUCED ELONGATION, NO-STRETCH MATRIX THE ENTIRE LENGTH OF LINER FOR REDUCED ELONGATION AND GOOD TISSUE MANAGEMENT, STANDARD, SIZE 380 MM APPROXIMATELY | PROSTHETICS & ORTHOSIS SUPPLIES
9645 | 4224171326100 | SILICONE LINER, TRANSFEMORAL WITH FIVE SEALING RING HEIGHTS, CUSHION, WITHOUT DISTAL CONNECTION, WITH MINERAL OILS REDUCED ELONGATION, NO-STRETCH MATRIX THE ENTIRE LENGTH OF LINER FOR REDUCED ELONGATION AND GOOD TISSUE MANAGEMENT, STANDARD, SIZE 400 MM APPROXIMATELY | PROSTHETICS & ORTHOSIS SUPPLIES
9646 | 4224171326200 | SILICONE LINER, TRANSFEMORAL WITH FIVE SEALING RING HEIGHTS, CUSHION, WITHOUT DISTAL CONNECTION, WITH MINERAL OILS REDUCED ELONGATION, NO-STRETCH MATRIX THE ENTIRE LENGTH OF LINER FOR REDUCED ELONGATION AND GOOD TISSUE MANAGEMENT, STANDARD, SIZE 450 MM APPROXIMATELY | PROSTHETICS & ORTHOSIS SUPPLIES
9647 | 4224171326300 | SILICONE LINER, TRANSFEMORAL WITH FIVE SEALING RING HEIGHTS, CUSHION, WITHOUT DISTAL CONNECTION, WITH MINERAL OILS REDUCED ELONGATION, NO-STRETCH MATRIX THE ENTIRE LENGTH OF LINER FOR REDUCED ELONGATION AND GOOD TISSUE MANAGEMENT, STANDARD, SIZE 500 MM APPROXIMATELY | PROSTHETICS & ORTHOSIS SUPPLIES
9648 | 4224171326400 | SILICONE LINER, TRANSFEMORAL WITH FIVE SEALING RING HEIGHTS, CUSHION, WITHOUT DISTAL CONNECTION, WITH MINERAL OILS REDUCED ELONGATION, NO-STRETCH MATRIX THE ENTIRE LENGTH OF LINER FOR REDUCED ELONGATION AND GOOD TISSUE MANAGEMENT, STANDARD, SIZE 550 MM APPROXIMATELY | PROSTHETICS & ORTHOSIS SUPPLIES
9649 | 4224171326500 | SILICONE LINER, TRANSFEMORAL WITH FIVE SEALING RING HEIGHTS, CUSHION, WITHOUT DISTAL CONNECTION, WITH MINERAL OILS REDUCED ELONGATION, NO-STRETCH MATRIX THE ENTIRE LENGTH OF LINER FOR REDUCED ELONGATION AND GOOD TISSUE MANAGEMENT, CONICAL, SIZE 250 MM APPROXIMATELY | PROSTHETICS & ORTHOSIS SUPPLIES
9650 | 4224171326600 | SILICONE LINER, TRANSFEMORAL WITH FIVE SEALING RING HEIGHTS, CUSHION, WITHOUT DISTAL CONNECTION, WITH MINERAL OILS REDUCED ELONGATION, NO-STRETCH MATRIX THE ENTIRE LENGTH OF LINER FOR REDUCED ELONGATION AND GOOD TISSUE MANAGEMENT, CONICAL, SIZE 265 MM APPROXIMATELY | PROSTHETICS & ORTHOSIS SUPPLIES
9651 | 4224171326700 | SILICONE LINER, TRANSFEMORAL WITH FIVE SEALING RING HEIGHTS, CUSHION, WITHOUT DISTAL CONNECTION, WITH MINERAL OILS REDUCED ELONGATION, NO-STRETCH MATRIX THE ENTIRE LENGTH OF LINER FOR REDUCED ELONGATION AND GOOD TISSUE MANAGEMENT, CONICAL, SIZE 280 MM APPROXIMATELY | PROSTHETICS & ORTHOSIS SUPPLIES
9652 | 4224171326800 | SILICONE LINER, TRANSFEMORAL WITH FIVE SEALING RING HEIGHTS, CUSHION, WITHOUT DISTAL CONNECTION, WITH MINERAL OILS REDUCED ELONGATION, NO-STRETCH MATRIX THE ENTIRE LENGTH OF LINER FOR REDUCED ELONGATION AND GOOD TISSUE MANAGEMENT, CONICAL, SIZE 300 MM APPROXIMATELY | PROSTHETICS & ORTHOSIS SUPPLIES
9653 | 4224171326900 | SILICONE LINER, TRANSFEMORAL WITH FIVE SEALING RING HEIGHTS, CUSHION, WITHOUT DISTAL CONNECTION, WITH MINERAL OILS REDUCED ELONGATION, NO-STRETCH MATRIX THE ENTIRE LENGTH OF LINER FOR REDUCED ELONGATION AND GOOD TISSUE MANAGEMENT, CONICAL, SIZE 320 MM APPROXIMATELY | PROSTHETICS & ORTHOSIS SUPPLIES
9654 | 4224171327000 | SILICONE LINER, TRANSFEMORAL WITH FIVE SEALING RING HEIGHTS, CUSHION, WITHOUT DISTAL CONNECTION, WITH MINERAL OILS REDUCED ELONGATION, NO-STRETCH MATRIX THE ENTIRE LENGTH OF LINER FOR REDUCED ELONGATION AND GOOD TISSUE MANAGEMENT, CONICAL, SIZE 340 MM APPROXIMATELY | PROSTHETICS & ORTHOSIS SUPPLIES
9655 | 4224171327100 | SILICONE LINER, TRANSFEMORAL WITH FIVE SEALING RING HEIGHTS, CUSHION, WITHOUT DISTAL CONNECTION, WITH MINERAL OILS REDUCED ELONGATION, NO-STRETCH MATRIX THE ENTIRE LENGTH OF LINER FOR REDUCED ELONGATION AND GOOD TISSUE MANAGEMENT, CONICAL, SIZE 360 MM APPROXIMATELY | PROSTHETICS & ORTHOSIS SUPPLIES
9656 | 4224171327200 | SILICONE LINER, TRANSFEMORAL WITH FIVE SEALING RING HEIGHTS, CUSHION, WITHOUT DISTAL CONNECTION, WITH MINERAL OILS REDUCED ELONGATION, NO-STRETCH MATRIX THE ENTIRE LENGTH OF LINER FOR REDUCED ELONGATION AND GOOD TISSUE MANAGEMENT, CONICAL, SIZE 380 MM APPROXIMATELY | PROSTHETICS & ORTHOSIS SUPPLIES
9657 | 4224171327400 | CUSTOM MADE SHOULDER DISARTICULATION SHOULDER JOINT BALL AND SOCKET/ SINGLE AXIS POWERED MYOELECTRIC WITH A MICROPROCESSOR-CONTR / OLLED ELBOW USING CONTINUOUS FORCE-SENSING DUAL-SIGNAL CONTROL ENABLING SIMULTANEOUS AND COORDINATED OPERATION OF THE ELBOW AND TER / MINAL DEVICE AND A MULTI-ARTICULATING MYOELECTRIC HAND SUPPORTING FLEXIBLE MULTI-INPUT CONTROL INCLUDING FORCE-SENSING EMG AND O / PTIONAL SWITCHES MYOELECTRIC HAND MULTI-ARTICULATING IP67 WATERPROOF WITH SHOCK-ABSORBING KNUCKLES AND LATERALLY COMPLIANT FINGE / RS. MULTIPLE FUNCTIONAL GRIP PATTERNS WITH PROPORTIONAL EMG-BASED CONTROL (SERVICES). | REHABILITATION,PHYSIOTHERAPY SUPPLIES
9658 | 4224171327500 | CUSTOM MADE PARTIAL FOOT PROSTHESIS HIGH DEFINITION SILICONE ADULT MULTI-COLORED SKIN TONE AND ATTENTION TO DETAIL INCLUDING HA / IRS MOLES AND FRECKLES SILICONE TOES NAILS WHICH CAN BE PAINTED WITH NAIL VARNISH BY THE USER TO INCLUDE SILICONE TEST PIECE IF R / EQUIRED (SERVICES). | REHABILITATION,PHYSIOTHERAPY SUPPLIES
9659 | 4224171327600 | CUSTOM MADE PARTIAL FOOT PROSTHESIS HIGH DEFINITION SILICONE PEDIATRIC MULTI-COLORED SKIN TONE AND ATTENTION TO DETAIL INCLUDIN / G HAIRS MOLES AND FRECKLES SILICONE TOES NAILS WHICH CAN BE PAINTED WITH NAIL VARNISH BY THE USER TO INCLUDE SILICONE TEST PIECE / IF REQUIRED (SERVICES). | REHABILITATION,PHYSIOTHERAPY SUPPLIES
9660 | 4224171327700 | HELMETS CRANIAL REMOULDING TO TREAT DEFORMATIONAL PLAGIOCEPHALY BRACHYCEPHALY SCAPHOCEPHALY CRANIOSYNOSTOSIS AND OTHER HEAD SHA / PE DEFORMATIONS IN INFANTS 3-18 MONTHS OF AGE MATERIALS INCLUDE SEMI-RIGID/RIGID PLASTIC HYPO ALLERGENIC FOAM LINERS MULTIPLE DES / IGNS BASED UPON PATIENT NEEDS AND CONDITIONS USING A DIGITAL 3D CRANIAL SCAN ORTHOSIS (CUSTOM MANUFACTURING). | REHABILITATION,PHYSIOTHERAPY SUPPLIES
9661 | 4224171327800 | CUSTOM MADE PARTIAL FOOT PROSTHESIS HIGH DEFINITION SILICONE WITH CARBON FOOT PLATE PEDIATRIC MULTI-COLORED SKIN TONE AND ATTEN / TION TO DETAIL INCLUDING HAIRS MOLES AND FRECKLES SILICONE TOES NAILS WHICH CAN BE PAINTED WITH NAIL VARNISH BY THE USER TO INCLU / DE SILICONE TEST PIECE IF REQUIRED (SERVICES). | REHABILITATION,PHYSIOTHERAPY SUPPLIES
9662 | 4224171400000 | CHROME LINING, CORDOVAN OR EQUIVALENT | PROSTHETICS & ORTHOSIS SUPPLIES
9663 | 4224171400100 | CALF SKIN LEATHER, LADIES BEST WILLOW, BLUE | PROSTHETICS & ORTHOSIS SUPPLIES
9664 | 4224171400200 | CALF SKIN LEATHER, LADIES BEST WILLOW, WHITE | PROSTHETICS & ORTHOSIS SUPPLIES
9665 | 4224171501200 | PLATE, ORTHOTIC, CALIPER, SIDE, COMPATIBLE UPRIGHT SECTION, STAINLESS STEEL, FOR ANKLE JOINT STIRRUPS, ASSORTED SIZE AND SIDE | PROSTHETICS & ORTHOSIS SUPPLIES
9666 | 4224180000000 | CERVICAL ORTHOSIS, STERNO OCCIPITAL MANDIBULAR IMMOBILIZER TYPE (S.O.M.I), SIZE SMALL | PROSTHETICS & ORTHOSIS SUPPLIES
9667 | 4224180000100 | KNIGHT TAYLOR TLSO, SMALL | PROSTHETICS & ORTHOSIS SUPPLIES
9668 | 4224180000200 | KNIGHT TAYLOR TLSO, MEDIUM | PROSTHETICS & ORTHOSIS SUPPLIES
9669 | 4224180000300 | KNIGHT TAYLOR TLSO, LARGE | PROSTHETICS & ORTHOSIS SUPPLIES
9670 | 4224180000400 | KNIGHT TAYLOR TLSO, EXTRA LARGE | PROSTHETICS & ORTHOSIS SUPPLIES
9671 | 4224180000500 | RIB BELT, FEMALE, WITH SOFT ANTERIOR LOW-PROFILE BREATHABLE FABRIC, SMALL | REHABILITATION,PHYSIOTHERAPY SUPPLIES
9672 | 4224180000600 | RIB BELT, FEMALE, WITH SOFT ANTERIOR LOW-PROFILE BREATHABLE FABRIC, MEDIUM | REHABILITATION,PHYSIOTHERAPY SUPPLIES
9673 | 4224180000700 | RIB BELT, FEMALE, WITH SOFT ANTERIOR LOW-PROFILE BREATHABLE FABRIC, LARGE | REHABILITATION,PHYSIOTHERAPY SUPPLIES
9674 | 4224180000800 | RIB BELT, FEMALE, WITH SOFT ANTERIOR LOW-PROFILE BREATHABLE FABRIC, EXTRA LARGE | REHABILITATION,PHYSIOTHERAPY SUPPLIES
9675 | 4224180000900 | RIB BELT, MALE, WITH SOFT ANTERIOR LOW-PROFILE BREATHABLE FABRIC, SMALL | REHABILITATION,PHYSIOTHERAPY SUPPLIES
9676 | 4224180001000 | RIB BELT, MALE, WITH SOFT ANTERIOR LOW-PROFILE BREATHABLE FABRIC, MEDIUM | REHABILITATION,PHYSIOTHERAPY SUPPLIES
9677 | 4224180001100 | RIB BELT, MALE, WITH SOFT ANTERIOR LOW-PROFILE BREATHABLE FABRIC, LARGE | REHABILITATION,PHYSIOTHERAPY SUPPLIES
9678 | 4224180001200 | RIB BELT, MALE, WITH SOFT ANTERIOR LOW-PROFILE BREATHABLE FABRIC, EXTRA LARGE | REHABILITATION,PHYSIOTHERAPY SUPPLIES
9679 | 4224180001300 | LUMBOSACRAL BELT, HOOK AND LOOP CLOSURE ALLOWS ADJUSTMENTS FOR FLUCTUATIONS IN SOFT TISSUE MASS PADDING INCREASES COMFORT SIZE LARGE | REHABILITATION,PHYSIOTHERAPY SUPPLIES
9680 | 4224180001400 | LUMBOSACRAL BELT, HOOK AND LOOP CLOSURE ALLOWS ADJUSTMENTS FOR FLUCTUATIONS IN SOFT TISSUE MASS PADDING INCREASES COMFORT SIZE MEDIUM | REHABILITATION,PHYSIOTHERAPY SUPPLIES
9681 | 4224180001500 | LUMBOSACRAL BELT, HOOK AND LOOP CLOSURE ALLOWS ADJUSTMENTS FOR FLUCTUATIONS IN SOFT TISSUE MASS PADDING INCREASES COMFORT SIZE SMALL | REHABILITATION,PHYSIOTHERAPY SUPPLIES
9682 | 4224180100100 | ARMSLING, ADULT, IMMOBILIZES THE FOREARM AND ELBOW, EASY ADJUSTMENT BY VELCRO OR EQUIVALENT, CONTROLS SHOULDER FLEXO-EXTENSION, ROTATION, ABDUCTION, AND ADDUCTION, KEEPS THE ELBOW IN 90# FLEXION AND PRONOSUPINATION INTERMEDIATE, DISTRIBUTES THE WEIGHT OF THE TREATED ARM AVOIDING OVERLOAD OF THE CERVICAL AREA, STRAPS CROSSED OVER THE BACK TO IMPROVE SUPPORT, COMFORTABLE, BREATHABLE, SIZE LARGE | REHABILITATION,PHYSIOTHERAPY SUPPLIES
9683 | 4224180101800 | ARMSLING, ADULT, IMMOBILIZES THE FOREARM AND ELBOW, EASY ADJUSTMENT BY VELCRO OR EQUIVALENT, CONTROLS SHOULDER FLEXO-EXTENSION, ROTATION, ABDUCTION, AND ADDUCTION, KEEPS THE ELBOW IN 90# FLEXION AND PRONOSUPINATION INTERMEDIATE, DISTRIBUTES THE WEIGHT OF THE TREATED ARM AVOIDING OVERLOAD OF THE CERVICAL AREA, STRAPS CROSSED OVER THE BACK TO IMPROVE SUPPORT, COMFORTABLE, BREATHABLE, SIZE X-LARGE | REHABILITATION,PHYSIOTHERAPY SUPPLIES
9684 | 4224180102400 | ARMSLING, ADULT, IMMOBILIZES THE FOREARM AND ELBOW, EASY ADJUSTMENT BY VELCRO OR EQUIVALENT, CONTROLS SHOULDER FLEXO-EXTENSION, ROTATION, ABDUCTION, AND ADDUCTION, KEEPS THE ELBOW IN 90# FLEXION AND PRONOSUPINATION INTERMEDIATE, DISTRIBUTES THE WEIGHT OF THE TREATED ARM AVOIDING OVERLOAD OF THE CERVICAL AREA, STRAPS CROSSED OVER THE BACK TO IMPROVE SUPPORT, COMFORTABLE, BREATHABLE, SIZE MEDIUM | REHABILITATION,PHYSIOTHERAPY SUPPLIES
9685 | 4224180102500 | ARMSLING, ADULT, IMMOBILIZES THE FOREARM AND ELBOW, EASY ADJUSTMENT BY VELCRO OR EQUIVALENT, CONTROLS SHOULDER FLEXO-EXTENSION, ROTATION, ABDUCTION, AND ADDUCTION, KEEPS THE ELBOW IN 90# FLEXION AND PRONOSUPINATION INTERMEDIATE, DISTRIBUTES THE WEIGHT OF THE TREATED ARM AVOIDING OVERLOAD OF THE CERVICAL AREA, STRAPS CROSSED OVER THE BACK TO IMPROVE SUPPORT, COMFORTABLE, BREATHABLE, SIZE SMALL | REHABILITATION,PHYSIOTHERAPY SUPPLIES
9686 | 4224180202500 | HIP ORTHOSIS PEDIATRIC SWASH STEADY OR EQUIVALENT POLYETHYLENE PELVIC SECTION EXTENDING FROM L2/L3 TO THE DISTAL MARGIN OF THE SACRUM PROVIDING ENHANCED POSTERIOR AND LATERAL PELVIC SUPPORT 120-125 DEGREES OF SITTING BASE INDICATED FOR CHILDREN WITH LOW TRUNK TONE AND LIMITED TRUNK CONTROL COMPLETE SYSTEM WITH ALL REQUIRED ACCESSORIES.. | SUPPLEMENTARY PROSTHET,ORTHOSIS SUPPLIES
9687 | 4224180203200 | SACRO-ILIAC BELT, ADJUSTABLE PADS TO PROVIDE ANTERIOR AND POSTERIOR SUPPORT TO SACRO-ILIAC JOINT, NEOPRENE MATERIAL, LOW PROFILE, WITH VELCRO FASTENING, SIZE SMALL | REHABILITATION,PHYSIOTHERAPY SUPPLIES
9688 | 4224180203400 | LSO BI-VALVE WITH ADJUSTABLE HIP EXTENSION (HIP SPICA) FOAM PADDED POLYETHYLENE THICKNESS 4MM RESTRICTS ROTATION PREVENTION SIZE SMALL LEFT.. | SUPPLEMENTARY PROSTHET,ORTHOSIS SUPPLIES
9689 | 4224180203500 | LSO BI-VALVE WITH ADJUSTABLE HIP EXTENSION (HIP SPICA) FOAM PADDED POLYETHYLENE THICKNESS 4MM RESTRICTS ROTATION PREVENTION SIZE MEDIUM LEFT.. | SUPPLEMENTARY PROSTHET,ORTHOSIS SUPPLIES
9690 | 4224180203600 | LSO BI-VALVE WITH ADJUSTABLE HIP EXTENSION (HIP SPICA) FOAM PADDED POLYETHYLENE THICKNESS 4MM RESTRICTS ROTATION PREVENTION SIZE LARGE LEFT.. | SUPPLEMENTARY PROSTHET,ORTHOSIS SUPPLIES
9691 | 4224180203700 | LSO BI-VALVE WITH ADJUSTABLE HIP EXTENSION (HIP SPICA) FOAM PADDED POLYETHYLENE THICKNESS 4MM RESTRICTS ROTATION PREVENTION SIZE X-LARGE LEFT.. | SUPPLEMENTARY PROSTHET,ORTHOSIS SUPPLIES
9692 | 4224180203800 | LSO BI-VALVE WITH ADJUSTABLE HIP EXTENSION (HIP SPICA) FOAM PADDED POLYETHYLENE THICKNESS 4MM RESTRICTS ROTATION PREVENTION SIZE XX-LARGE LEFT.. | SUPPLEMENTARY PROSTHET,ORTHOSIS SUPPLIES
9693 | 4224180203900 | LSO BI-VALVE WITH ADJUSTABLE HIP EXTENSION (HIP SPICA) FOAM PADDED POLYETHYLENE THICKNESS 4MM RESTRICTS ROTATION PREVENTION SIZE SMALL RIGHT.. | SUPPLEMENTARY PROSTHET,ORTHOSIS SUPPLIES
9694 | 4224180204000 | LSO BI-VALVE WITH ADJUSTABLE HIP EXTENSION (HIP SPICA) FOAM PADDED POLYETHYLENE THICKNESS 4MM RESTRICTS ROTATION PREVENTION SIZE MEDIUM RIGHT.. | SUPPLEMENTARY PROSTHET,ORTHOSIS SUPPLIES
9695 | 4224180204100 | LSO BI-VALVE WITH ADJUSTABLE HIP EXTENSION (HIP SPICA) FOAM PADDED POLYETHYLENE THICKNESS 4MM RESTRICTS ROTATION PREVENTION SIZE LARGE RIGHT.. | SUPPLEMENTARY PROSTHET,ORTHOSIS SUPPLIES
9696 | 4224180204200 | LSO BI-VALVE WITH ADJUSTABLE HIP EXTENSION (HIP SPICA) FOAM PADDED POLYETHYLENE THICKNESS 4MM RESTRICTS ROTATION PREVENTION SIZE X-LARGE RIGHT.. | SUPPLEMENTARY PROSTHET,ORTHOSIS SUPPLIES
9697 | 4224180204300 | LSO BI-VALVE WITH ADJUSTABLE HIP EXTENSION (HIP SPICA) FOAM PADDED POLYETHYLENE THICKNESS 4MM RESTRICTS ROTATION PREVENTION SIZE XX-LARGE RIGHT.. | SUPPLEMENTARY PROSTHET,ORTHOSIS SUPPLIES
9698 | 4224180204400 | LUMBAR ROLL D-SHAPED DESIGN RESTS FLAT AGAINST CHAIR BACKS ADJUSTABLE STRAP MADE FROM A THICK MATERIAL CAN BE ADJUSTED TO FIT MOST CHAIR BACKS STANDARD LENGTH.. | SUPPLEMENTARY REHAB,PHYSIOTHERAPY SUPPL.
9699 | 4224180205100 | LUMBOSACRAL CORSET FOUR RIGID STAYS PROVIDES LOWER BACK SUPPORT TO HELP REDUCE OR AVOID PAIN VELCRO CLOSURE SIZE: XXXX-LARGE.. | SUPPLEMENTARY REHAB,PHYSIOTHERAPY SUPPL.
9700 | 4224180301300 | CERVICAL COLLAR, RIGID, PHILADELPHIA TYPE, WITH TRACHEOSTOMY, ANTERIOR AND POSTERIOR RIGID PIECES, VELCRO CLOSURES, SIZE LARGE | REHABILITATION,PHYSIOTHERAPY SUPPLIES
9701 | 4224180301400 | CERVICAL COLLAR, RIGID, PHILADELPHIA TYPE, WITH TRACHEOSTOMY, ANTERIOR AND POSTERIOR RIGID PIECES, VELCRO CLOSURES, SIZE MEDIUM | REHABILITATION,PHYSIOTHERAPY SUPPLIES
9702 | 4224180301600 | CERVICAL COLLAR, SOFT, WITH VELCRO, MADE FROM CONTOURED FOAM COVERED BY SOFT COTTON STOCKINETTE, SIZE: EXTRA SMALL | REHABILITATION,PHYSIOTHERAPY SUPPLIES
9703 | 4224180301700 | CERVICAL COLLAR, SOFT, WITH VELCRO, MADE FROM CONTOURED FOAM COVERED BY SOFT COTTON STOCKINETTE, SIZE: SMALL | REHABILITATION,PHYSIOTHERAPY SUPPLIES
9704 | 4224180301900 | CERVICAL COLLAR SOFT PEDIATRIC WITH VELCRO SOFT PADDING BREATHABLE LENGTH 23-28 CM SIZE: EXTRA SMALL. | SUPPLEMENTARY REHAB,PHYSIOTHERAPY SUPPL.
9705 | 4224180302000 | CERVICAL COLLAR SOFT PEDIATRIC WITH VELCRO SOFT PADDING BREATHABLE LENGTH 29-34 CM SIZE: SMALL. | SUPPLEMENTARY REHAB,PHYSIOTHERAPY SUPPL.
9706 | 4224180302700 | CERVICAL BRACE, 3-4 POSTER, LIGHTWEIGHT, MALLEABLE, ADJUSTABLE, CHIN AND AXILLARY AND SHOULDER STRAPS, SHOULDER STRAPS WITH PADS, VELCRO CLOSURES, SIZE SMALL | SUPPLEMENTARY REHAB,PHYSIOTHERAPY SUPPL.
9707 | 4224180302800 | CERVICAL BRACE, 3-4 POSTER, LIGHTWEIGHT, MALLEABLE, ADJUSTABLE, CHIN AND AXILLARY AND SHOULDER STRAPS, SHOULDER STRAPS WITH PADS, VELCRO CLOSURES, SIZE MEDIUM | SUPPLEMENTARY REHAB,PHYSIOTHERAPY SUPPL.
9708 | 4224180302900 | CERVICAL BRACE, 3-4 POSTER, LIGHTWEIGHT, MALLEABLE, ADJUSTABLE, CHIN AND AXILLARY AND SHOULDER STRAPS, SHOULDER STRAPS WITH PADS, VELCRO CLOSURES, SIZE LARGE | SUPPLEMENTARY REHAB,PHYSIOTHERAPY SUPPL.
9709 | 4224180303500 | CERVICAL COLLAR, RIGID, PHILADELPHIA TYPE, WITH TRACHEOSTOMY, ANTERIOR AND POSTERIOR RIGID PIECES, VELCRO CLOSURES, SIZE EXTRA LARGE | REHABILITATION,PHYSIOTHERAPY SUPPLIES
9710 | 4224180303900 | CERVICAL COLLAR, SOFT, WITH VELCRO, MADE FROM CONTOURED FOAM COVERED BY SOFT COTTON STOCKINETTE, SIZE: EXTRA LARGE | REHABILITATION,PHYSIOTHERAPY SUPPLIES
9711 | 4224180305500 | COLLARS, MIAMI J OR ANY EQUIVALENT, PEDIATRIC, IMMOBILIZES STABLE CERVICAL SPINE INJURIES, PLASTIC REINFORCED, FROM 6 YEARS - 12 YEARS | REHABILITATION,PHYSIOTHERAPY SUPPLIES
9712 | 4224180306100 | CERVICAL COLLAR, SOFT, WITH VELCRO, MADE FROM CONTOURED FOAM COVERED BY SOFT COTTON STOCKINETTE, SIZE: LARGE | REHABILITATION,PHYSIOTHERAPY SUPPLIES
9713 | 4224180306200 | CERVICAL COLLAR, SOFT, WITH VELCRO, MADE FROM CONTOURED FOAM COVERED BY SOFT COTTON STOCKINETTE, SIZE: MEDIUM | REHABILITATION,PHYSIOTHERAPY SUPPLIES
9714 | 4224180306300 | NON-INVASIVE HALO FOR CERVICAL STABILIZATION MRI COMPATIBLE, SIZE: UNIVERSAL, ADULT. | PROSTHETICS & ORTHOSIS SUPPLIES
9715 | 4224180306400 | CERVICAL COLLAR, RIGID, PLASTIC, WITH CHIN SUPPORT, SIZE EXTRA SMALL | REHABILITATION,PHYSIOTHERAPY SUPPLIES
9716 | 4224180306500 | CERVICAL COLLAR, RIGID, PLASTIC, WITH CHIN SUPPORT, SIZE SMALL | REHABILITATION,PHYSIOTHERAPY SUPPLIES
9717 | 4224180306600 | CERVICAL COLLAR, RIGID, PLASTIC, WITH CHIN SUPPORT, SIZE MEDIUM | REHABILITATION,PHYSIOTHERAPY SUPPLIES
9718 | 4224180306700 | CERVICAL COLLAR, RIGID, PLASTIC, WITH CHIN SUPPORT, SIZE LARGE | REHABILITATION,PHYSIOTHERAPY SUPPLIES
9719 | 4224180307100 | CERVICAL COLLAR, RIGID, PHILADELPHIA TYPE, WITH TRACHEOSTOMY, ANTERIOR AND POSTERIOR RIGID PIECES, VELCRO CLOSURES, SIZE SMALL | REHABILITATION,PHYSIOTHERAPY SUPPLIES
9720 | 4224180307200 | COLLARS, MIAMI J OR ANY EQUIVALENT, PEDIATRIC, IMMOBILIZES STABLE CERVICAL SPINE INJURIES, PLASTIC REINFORCED, FROM 6 MONTHS TO 2 YEARS | REHABILITATION,PHYSIOTHERAPY SUPPLIES
9721 | 4224180307300 | COLLARS, MIAMI J OR ANY EQUIVALENT, PEDIATRIC, IMMOBILIZES STABLE CERVICAL SPINE INJURIES, PLASTIC REINFORCED, FROM 2 YEARS TO 6 YEARS | REHABILITATION,PHYSIOTHERAPY SUPPLIES
9722 | 4224180307400 | COLLARS, MIAMI J OR ANY EQUIVALENT, PEDIATRIC, IMMOBILIZES STABLE CERVICAL SPINE INJURIES, PLASTIC REINFORCED, SIZE 0 - 6 MONTHS | REHABILITATION,PHYSIOTHERAPY SUPPLIES
9723 | 4224180307500 | COLLARS, MIAMI J OR ANY EQUIVALENT, IMMOBILIZES STABLE CERVICAL SPINE INJURIES, PLASTIC REINFORCED, SIZE EXTRA SMALL, 35.6 - 61 CM | REHABILITATION,PHYSIOTHERAPY SUPPLIES
9724 | 4224180307600 | COLLARS, MIAMI J OR ANY EQUIVALENT, IMMOBILIZES STABLE CERVICAL SPINE INJURIES, PLASTIC REINFORCED, SIZE DOUBLE EXTRA SMALL, 20.3 - 35.6 CM | REHABILITATION,PHYSIOTHERAPY SUPPLIES
9725 | 4224180307700 | COLLARS, MIAMI J OR ANY EQUIVALENT, IMMOBILIZES STABLE CERVICAL SPINE INJURIES, PLASTIC REINFORCED, SIZE LARGE, 25.4 - 50 CM | REHABILITATION,PHYSIOTHERAPY SUPPLIES
9726 | 4224180307800 | COLLARS, MIAMI J OR ANY EQUIVALENT, IMMOBILIZES STABLE CERVICAL SPINE INJURIES, PLASTIC REINFORCED, SIZE MEDIUM, 50 CM | REHABILITATION,PHYSIOTHERAPY SUPPLIES
9727 | 4224180307900 | COLLARS, MIAMI J OR ANY EQUIVALENT, IMMOBILIZES STABLE CERVICAL SPINE INJURIES, PLASTIC REINFORCED, SIZE SMALL, 25.4 - 50 CM | REHABILITATION,PHYSIOTHERAPY SUPPLIES
9728 | 4224180309200 | CERVICAL COLLAR, SOFT, WITH VELCRO, MADE FROM CONTOURED FOAM COVERED BY SOFT COTTON STOCKINETTE, SIZE: DOUBLE EXTRA LARGE | REHABILITATION,PHYSIOTHERAPY SUPPLIES
9729 | 4224180309500 | CERVICAL THORACIC ORTHOSIS, NON-INVASIVE HALO SYSTEM, PROVIDE CERVICAL SPINE CONTROL, CONTROLS ROTATION AND LATERAL BENDING OF CERVICAL SPINE, PINLESS, POSTOPERATIVE POSITIONING FOLLOWING STERNOCLEIDOMASTOID RELEASE FOR CONGENITAL MUSCULAR TORTICOLLIS REDUCTION OF C1-C2 ROTARY INSTABILITY, ASSORTED SIZES. | PROSTHETICS & ORTHOSIS SUPPLIES
9730 | 4224180309600 | CERVICAL SUPPORT, MINERVA OR EQUIVALENT, TO SUPPORT AND STABILIZE CERVICAL SPINE AND UPPER THORACIC SPINE, SIZE PEDIATRIC, 230 - 280 MM APPROXIMATELY | PROSTHETICS & ORTHOSIS SUPPLIES
9731 | 4224180309700 | CERVICAL SUPPORT, MINERVA OR EQUIVALENT, TO SUPPORT AND STABILIZE CERVICAL SPINE AND UPPER THORACIC SPINE, SIZE SMALL, 280 - 330 MM APPROXIMATELY | PROSTHETICS & ORTHOSIS SUPPLIES
9732 | 4224180309800 | CERVICAL SUPPORT, MINERVA OR EQUIVALENT, TO SUPPORT AND STABILIZE CERVICAL SPINE AND UPPER THORACIC SPINE, SIZE REGULAR, 330 - 410 MM APPROXIMATELY | PROSTHETICS & ORTHOSIS SUPPLIES
9733 | 4224180310000 | PRESSURE GARMENT READY MADE STRONG NEOPRENE PRESSURE COLLAR SIZES: FOR ADULT - L: 16.4-18 IN (41-45 CM) (NECK CIRCUMFERENCE) . FRONT HEIGHT: 8 CM BACK HEIGHT: 5.5 CM EASY FITTING SOFT AND SMOOTH HI-TECH YARN WITH PERMANENT ODOR NEUTRALITY ADJUSTABLE PRESSURE LEVEL BREATHABLE HIGH UV PROTECTION HYPOALLERGENIC AND LATEX-FREE ANTI-BACTERIAL WASHABLE 60%-69% POLYAMIDE 31%-40% ELASTANE 3MM NEOPRENE STRONG FABRIC THICKNESS 0.64MM-0.68MM (SCAR MANAGEMENT).. | SUPPLEMENTARY REHAB,PHYSIOTHERAPY SUPPL.
9734 | 4224180310100 | PRESSURE GARMENT READY MADE STRONG NEOPRENE PRESSURE COLLAR SIZES: FOR ADULT - M: 14.4-16 IN (36-40 CM) (NECK CIRCUMFERENCE) . FRONT HEIGHT: 7.5 CM BACK HEIGHT: 5.5 CM EASY FITTING SOFT AND SMOOTH HI-TECH YARN WITH PERMANENT ODOR NEUTRALITY ADJUSTABLE PRESSURE LEVEL BREATHABLE HIGH UV PROTECTION HYPOALLERGENIC AND LATEX-FREE ANTI-BACTERIAL WASHABLE 60%-69% POLYAMIDE 31%-40% ELASTANE 3MM NEOPRENE STRONG FABRIC THICKNESS 0.64MM-0.68MM (SCAR MANAGEMENT).. | SUPPLEMENTARY REHAB,PHYSIOTHERAPY SUPPL.
9735 | 4224180310200 | PRESSURE GARMENT READY MADE STRONG NEOPRENE PRESSURE COLLAR SIZES: FOR ADULT - S: 12.4-14 IN (31-35 CM) (NECK CIRCUMFERENCE) . FRONT HEIGHT: 7.0 CM BACK HEIGHT: 5.5 CM EASY FITTING SOFT AND SMOOTH HI-TECH YARN WITH PERMANENT ODOR NEUTRALITY ADJUSTABLE PRESSURE LEVEL BREATHABLE HIGH UV PROTECTION HYPOALLERGENIC AND LATEX-FREE ANTI-BACTERIAL WASHABLE 60%-69% POLYAMIDE 31%-40% ELASTANE 3MM NEOPRENE STRONG FABRIC THICKNESS 0.64MM-0.68MM (SCAR MANAGEMENT).. | SUPPLEMENTARY REHAB,PHYSIOTHERAPY SUPPL.
9736 | 4224180310300 | PRESSURE GARMENT READY MADE STRONG NEOPRENE PRESSURE COLLAR SIZES: FOR ADULT - XL: 18.4-20 IN (46-50 CM) (NECK CIRCUMFERENCE) . FRONT HEIGHT: 9 CM BACK HEIGHT: 6 CM EASY FITTING SOFT AND SMOOTH HI-TECH YARN WITH PERMANENT ODOR NEUTRALITY ADJUSTABLE PRESSURE LEVEL BREATHABLE HIGH UV PROTECTION HYPOALLERGENIC AND LATEX-FREE ANTI-BACTERIAL WASHABLE 60%-69% POLYAMIDE 31%-40% ELASTANE 3MM NEOPRENE STRONG FABRIC THICKNESS 0.64MM-0.68MM (SCAR MANAGEMENT).. | SUPPLEMENTARY REHAB,PHYSIOTHERAPY SUPPL.
9737 | 4224180310400 | PRESSURE GARMENT READY MADE STRONG NEOPRENE PRESSURE COLLAR SIZES: FOR CHILDREN - XS: 10-12 IN (25-30 CM) (NECK CIRCUMFERENCE) . FRONT HEIGHT: 4.5 CM 3 CM EASY FITTING SOFT AND SMOOTH HI-TECH YARN WITH PERMANENT ODOR NEUTRALITY ADJUSTABLE PRESSURE LEVEL BREATHABLE HIGH UV PROTECTION HYPOALLERGENIC AND LATEX-FREE ANTI-BACTERIAL WASHABLE 60%-69% POLYAMIDE 31%-40% ELASTANE 3MM NEOPRENE STRONG FABRIC THICKNESS 0.64MM-0.68MM (SCAR MANAGEMENT).. | SUPPLEMENTARY REHAB,PHYSIOTHERAPY SUPPL.
9738 | 4224180310500 | PRESSURE GARMENT READY MADE STRONG NEOPRENE PRESSURE COLLAR SIZES: FOR CHILDREN - XXS: 8-9.6 IN (20-24 CM) (NECK CIRCUMFERENCE) . FRONT HEIGHT: 4.5 CM BACK HEIGHT: 3 CM EASY FITTING SOFT AND SMOOTH HI-TECH YARN WITH PERMANENT ODOR NEUTRALITY ADJUSTABLE PRESSURE LEVEL BREATHABLE HIGH UV PROTECTION HYPOALLERGENIC AND LATEX-FREE ANTI-BACTERIAL WASHABLE 60%-69% POLYAMIDE 31%-40% ELASTANE 3MM NEOPRENE STRONG FABRIC THICKNESS 0.64MM-0.68MM (SCAR MANAGEMENT).. | SUPPLEMENTARY REHAB,PHYSIOTHERAPY SUPPL.
9739 | 4224180310800 | CERVICAL COLLAR, RIGID, PLASTIC, WITH CHIN SUPPORT, SIZE EXTRA LARGE | REHABILITATION,PHYSIOTHERAPY SUPPLIES
9740 | 4224180311000 | CERVICAL COLLAR ADJUSTABLE HEIGHT RIGID ADULT ADJUSTABLE 4 LEVELS OF HEIGHT.. | SUPPLEMENTARY REHAB,PHYSIOTHERAPY SUPPL.
9741 | 4224180311100 | CERVICAL COLLAR ADJUSTABLE HEIGHT RIGID PEDIATRIC ADJUSTABLE 3 LEVELS OF HEIGHT.. | SUPPLEMENTARY REHAB,PHYSIOTHERAPY SUPPL.
9742 | 4224180400100 | CLAVICLE SUPPORT, ADJUSTABLE TENSION, NON-ELASTIC STRAPS IN FIGURE OF EIGHT, SIZE: EXTRA LARGE | REHABILITATION,PHYSIOTHERAPY SUPPLIES
9743 | 4224180400300 | LYMPHEDEMA COMPRESSION GARMENT CUSTOM MADE SLEEVE WITH SHOULDER SUPPORTING STRAP SKIN COLOR CLASS UPON REQUEST FABRIC: POLYAMIDE (50 -80%) ELASTANE (20-35%) SKIN CONTACT AND LATEX FREE COMPRESSION INCLUDING ALL NECESSARY ACCESSORIES SIZE SIDE AND COLOR WILL BE SPECIFY WHEN ORDERED FOR EACH PATIENT INDIVIDUAL (LYMPHEDEMA). | SUPPLEMENTARY REHAB,PHYSIOTHERAPY SUPPL.
9744 | 4224180500200 | TENNIS ELBOW BAND, DOUBLE STRAP, SMALL | REHABILITATION,PHYSIOTHERAPY SUPPLIES
9745 | 4224180501400 | TENNIS ELBOW SUPPORT, ELASTIC ELBOW SUPPORT WITH PADS TO GIVE COMPRESSION ON THE EPICONDYLE, MADE WITH BREATHABLE FABRIC, SIZE MEDIUM | REHABILITATION,PHYSIOTHERAPY SUPPLIES
9746 | 4224180501500 | TENNIS ELBOW SUPPORT, ELASTIC ELBOW SUPPORT WITH PADS TO GIVE COMPRESSION ON THE EPICONDYLE, MADE WITH BREATHABLE FABRIC, SIZE LARGE | REHABILITATION,PHYSIOTHERAPY SUPPLIES
9747 | 4224180501600 | TENNIS ELBOW SUPPORT, ELASTIC ELBOW SUPPORT WITH PADS TO GIVE COMPRESSION ON THE EPICONDYLE, MADE WITH BREATHABLE FABRIC, SIZE EXTRA LARGE | REHABILITATION,PHYSIOTHERAPY SUPPLIES
9748 | 4224180502000 | ELBOW SUPPORT, MADE FROM LIGHTWEIGHT ELASTIC, FOUR-WAY STRETCH, FITS LEFT OR RIGHT, SIZE: LARGE | REHABILITATION,PHYSIOTHERAPY SUPPLIES
9749 | 4224180502600 | SPLINT, STATIC PROGRESSIVE ELBOW ORTHOSIS TO DECREASE STIFFNESS AND IMPROVE ELBOW FLEXION AND EXTENSION ROM WITH LOW LOAD PROLONGED STRETCHING, THE ANGLE OF THE ORTHOSIS CAN BE GRADUALLY INCREASED BY TURNING ON A KNOB OR A TURNBUCKLE, THE ORTHOSIS IS SECURED OVER THE FOREARM AND ARM WITH HOOK AND LOOP, LEFT | SUPPLEMENTARY REHAB,PHYSIOTHERAPY SUPPL.
9750 | 4224180502700 | SPLINT, STATIC PROGRESSIVE ELBOW ORTHOSIS TO DECREASE STIFFNESS AND IMPROVE ELBOW FLEXION AND EXTENSION ROM WITH LOW LOAD PROLONGED STRETCHING, THE ANGLE OF THE ORTHOSIS CAN BE GRADUALLY INCREASED BY TURNING ON A KNOB OR A TURNBUCKLE, THE ORTHOSIS IS SECURED OVER THE FOREARM AND ARM WITH HOOK AND LOOP, RIGHT | SUPPLEMENTARY REHAB,PHYSIOTHERAPY SUPPL.
9751 | 4224180502800 | TENNIS ELBOW SUPPORT, ELASTIC ELBOW SUPPORT WITH PADS TO GIVE COMPRESSION ON THE EPICONDYLE, MADE WITH BREATHABLE FABRIC, SIZE SMALL | REHABILITATION,PHYSIOTHERAPY SUPPLIES
9752 | 4224180502900 | TENNIS ELBOW BAND, WITH PADS, EASILY FASTENS, LOOP - LOCK STRAP WITH ELASTIC FOR A CUSTOMIZED FIT, SIZE LARGE | REHABILITATION,PHYSIOTHERAPY SUPPLIES
9753 | 4224180503000 | TENNIS ELBOW BAND, WITH PADS, EASILY FASTENS, LOOP - LOCK STRAP WITH ELASTIC FOR A CUSTOMIZED FIT, SIZE MEDIUM | REHABILITATION,PHYSIOTHERAPY SUPPLIES
9754 | 4224180503100 | TENNIS ELBOW BAND, WITH PADS, EASILY FASTENS, LOOP - LOCK STRAP WITH ELASTIC FOR A CUSTOMIZED FIT, SIZE SMALL | REHABILITATION,PHYSIOTHERAPY SUPPLIES
9755 | 4224180503200 | TENNIS ELBOW BAND, DOUBLE STRAP, MEDIUM | REHABILITATION,PHYSIOTHERAPY SUPPLIES
9756 | 4224180503300 | ELBOW SUPPORT, MADE FROM LIGHTWEIGHT ELASTIC, FOUR-WAY STRETCH, FITS LEFT OR RIGHT, SIZE: SMALL | REHABILITATION,PHYSIOTHERAPY SUPPLIES
9757 | 4224180503400 | ELBOW SUPPORT, MADE FROM LIGHTWEIGHT ELASTIC, FOUR-WAY STRETCH, FITS LEFT OR RIGHT, SIZE: MEDIUM | REHABILITATION,PHYSIOTHERAPY SUPPLIES
9758 | 4224180503500 | ELBOW SUPPORT, MADE FROM LIGHTWEIGHT ELASTIC, FOUR-WAY STRETCH, FITS LEFT OR RIGHT, SIZE: X-LARGE | REHABILITATION,PHYSIOTHERAPY SUPPLIES
9759 | 4224180503600 | TENNIS ELBOW BAND, WITH GEL PAD, WITH ADJUSTABLE STRAP, LATEX-FREE, FITS LEFT OR RIGHT, ANTIMICROBIAL TREATMENT, UNIVERSAL SIZE | REHABILITATION,PHYSIOTHERAPY SUPPLIES
9760 | 4224180503800 | TENNIS ELBOW BAND, DOUBLE STRAP, LARGE | REHABILITATION,PHYSIOTHERAPY SUPPLIES
9761 | 4224180504000 | ABDOMINAL BINDER, THREE PANEL MULTIBAND, ABDOMINAL SUPPORT MADE OF SOFT PLUSH ELASTIC FABRIC, WIDE CLOSURE AREA AND ADJUSTMENT MADE BY VELCRO OR EQUIVALENT, THREE LINKED BUT SEPARATED BANDS, SIZE: DOUBLE EXTRA LARGE | REHABILITATION AND PHYSIOTHERAPY CONSUMA
9762 | 4224180504100 | ABDOMINAL BINDER, THREE PANEL MULTIBAND, ABDOMINAL SUPPORT MADE OF SOFT PLUSH ELASTIC FABRIC, WIDE CLOSURE AREA AND ADJUSTMENT MADE BY VELCRO OR EQUIVALENT, THREE LINKED BUT SEPARATED BANDS, SIZE: TRIPLE EXTRA LARGE | REHABILITATION AND PHYSIOTHERAPY CONSUMA
9763 | 4224180504200 | MATERNITY BELT, PERINATAL, ELASTIC, MADE OF AIR-PERMEABLE, MICROFIBER, FABRIC WITH MAXIMUM SUPPORT FOR BELLY AND BACK, THROUGH INCORPORATED SUPPORT STRAP AND PARTICULARLY FLAT VELCRO FASTENER FOR INDIVIDUAL SIZE ADJUSTMENTS, SIZE: DOUBLE EXTRA LARGE | REHABILITATION AND PHYSIOTHERAPY CONSUMA
9764 | 4224180504300 | MATERNITY BELT, PERINATAL, ELASTIC, MADE OF AIR-PERMEABLE, MICROFIBER, FABRIC WITH MAXIMUM SUPPORT FOR BELLY AND BACK, THROUGH INCORPORATED SUPPORT STRAP AND PARTICULARLY FLAT VELCRO FASTENER FOR INDIVIDUAL SIZE ADJUSTMENTS, SIZE: TRIPLE EXTRA LARGE | REHABILITATION AND PHYSIOTHERAPY CONSUMA
9765 | 4224180601700 | SPLINT ULNAR BOOSTER SPLINT FOR RELIEVING ULNAR WRIST PAIN THE COMPRESSING NEOPRENE STRAPS OF THE BRACE WRAP AROUND THE WRIST IS DIF = FERENT DIRECTIONS FOR ADDITIONAL SUPPORT AND REINFORCEMENT THE FOAM DISC ATTACHED TO THE INSIDE OF THE SPLINT IS DESIGNED TO PROVIDE EXTENDED SUPPORT TO THE ULNAR AREA OF THE WRIST IT SITS UPON THE PISIFORM TO ACT AS A COUNTERFORCE TO DEPRESS THE ULNAR HEAD WHILE BOOSTING THE ULNAR CARPUS THIS FEATURE IS HELPFUL IN THE RELIEF OF PAIN ASSOCIATED WITH WRIST FRACTURE MIDCARPAL INSTABILITY ECU TENDONITIS AND TFCC PATHOLOGY RIGHT LARGE.. | SUPPLEMENTARY REHAB,PHYSIOTHERAPY SUPPL.
9766 | 4224180601800 | SPLINT ULNAR BOOSTER SPLINT FOR RELIEVING ULNAR WRIST PAIN THE COMPRESSING NEOPRENE STRAPS OF THE BRACE WRAP AROUND THE WRIST IS DIF = FERENT DIRECTIONS FOR ADDITIONAL SUPPORT AND REINFORCEMENT THE FOAM DISC ATTACHED TO THE INSIDE OF THE SPLINT IS DESIGNED TO PROVIDE EXTENDED SUPPORT TO THE ULNAR AREA OF THE WRIST IT SITS UPON THE PISIFORM TO ACT AS A COUNTERFORCE TO DEPRESS THE ULNAR HEAD WHILE BOOSTING THE ULNAR CARPUS THIS FEATURE IS HELPFUL IN THE RELIEF OF PAIN ASSOCIATED WITH WRIST FRACTURE MIDCARPAL INSTABILITY ECU TENDONITIS AND TFCC PATHOLOGY RIGHT SMALL.. | SUPPLEMENTARY REHAB,PHYSIOTHERAPY SUPPL.
9767 | 4224180602400 | SPLINT ULNAR BOOSTER SPLINT FOR RELIEVING ULNAR WRIST PAIN THE COMPRESSING NEOPRENE STRAPS OF THE BRACE WRAP AROUND THE WRIST IS DIF = FERENT DIRECTIONS FOR ADDITIONAL SUPPORT AND REINFORCEMENT THE FOAM DISC ATTACHED TO THE INSIDE OF THE SPLINT IS DESIGNED TO PROVIDE EXTENDED SUPPORT TO THE ULNAR AREA OF THE WRIST IT SITS UPON THE PISIFORM TO ACT AS A COUNTERFORCE TO DEPRESS THE ULNAR HEAD WHILE BOOSTING THE ULNAR CARPUS THIS FEATURE IS HELPFUL IN THE RELIEF OF PAIN ASSOCIATED WITH WRIST FRACTURE MIDCARPAL INSTABILITY ECU TENDONITIS AND TFCC PATHOLOGY LEFT SMALL.. | SUPPLEMENTARY REHAB,PHYSIOTHERAPY SUPPL.
9768 | 4224180605300 | SPLINT, WRIST AND THUMB BRACE, WITH ALUMINUM PLATES WITH SOFT, COMFORTABLE BREATHABLE FABRIC, SIZE LARGE, LEFT | REHABILITATION,PHYSIOTHERAPY SUPPLIES
9769 | 4224180605400 | SPLINT, WRIST AND THUMB BRACE, WITH ALUMINUM PLATES WITH SOFT, COMFORTABLE BREATHABLE FABRIC, SIZE LARGE, RIGHT | REHABILITATION,PHYSIOTHERAPY SUPPLIES
9770 | 4224180605500 | SPLINT, WRIST AND THUMB BRACE, WITH ALUMINUM PLATES WITH SOFT, COMFORTABLE BREATHABLE FABRIC, SIZE MEDIUM, RIGHT | REHABILITATION,PHYSIOTHERAPY SUPPLIES
9771 | 4224180605600 | SPLINT, WRIST AND THUMB BRACE, WITH ALUMINUM PLATES WITH SOFT, COMFORTABLE BREATHABLE FABRIC, SIZE SMALL, LEFT | REHABILITATION,PHYSIOTHERAPY SUPPLIES
9772 | 4224180605700 | SPLINT, WRIST AND THUMB BRACE, WITH ALUMINUM PLATES WITH SOFT, COMFORTABLE BREATHABLE FABRIC, SIZE SMALL, RIGHT | REHABILITATION,PHYSIOTHERAPY SUPPLIES
9773 | 4224180607800 | SPLINT ULNAR BOOSTER SPLINT FOR RELIEVING ULNAR WRIST PAIN THE COMPRESSING NEOPRENE STRAPS OF THE BRACE WRAP AROUND THE WRIST IS DIF = FERENT DIRECTIONS FOR ADDITIONAL SUPPORT AND REINFORCEMENT THE FOAM DISC ATTACHED TO THE INSIDE OF THE SPLINT IS DESIGNED TO PROVIDE EXTENDED SUPPORT TO THE ULNAR AREA OF THE WRIST IT SITS UPON THE PISIFORM TO ACT AS A COUNTERFORCE TO DEPRESS THE ULNAR HEAD WHILE BOOSTING THE ULNAR CARPUS THIS FEATURE IS HELPFUL IN THE RELIEF OF PAIN ASSOCIATED WITH WRIST FRACTURE MIDCARPAL INSTABILITY ECU TENDONITIS AND TFCC PATHOLOGY LEFT MEDIUM.. | SUPPLEMENTARY REHAB,PHYSIOTHERAPY SUPPL.
9774 | 4224180607900 | SPLINT, WRIST SUPPORT, ELASTIC COMFORTABLE FABRIC, FOUR WAY STRETCH, NO STAY, ALLOWING WRIST MOVEMENT, UNIVERSAL (FIT RIGHT AND LEFT), X-LARGE | SUPPLEMENTARY REHAB,PHYSIOTHERAPY SUPPL.
9775 | 4224180608300 | SPLINT ULNAR BOOSTER SPLINT FOR RELIEVING ULNAR WRIST PAIN THE COMPRESSING NEOPRENE STRAPS OF THE BRACE WRAP AROUND THE WRIST IS DIF = FERENT DIRECTIONS FOR ADDITIONAL SUPPORT AND REINFORCEMENT THE FOAM DISC ATTACHED TO THE INSIDE OF THE SPLINT IS DESIGNED TO PROVIDE EXTENDED SUPPORT TO THE ULNAR AREA OF THE WRIST IT SITS UPON THE PISIFORM TO ACT AS A COUNTERFORCE TO DEPRESS THE ULNAR HEAD WHILE BOOSTING THE ULNAR CARPUS THIS FEATURE IS HELPFUL IN THE RELIEF OF PAIN ASSOCIATED WITH WRIST FRACTURE MIDCARPAL INSTABILITY ECU TENDONITIS AND TFCC PATHOLOGY LEFT LARGE.. | SUPPLEMENTARY REHAB,PHYSIOTHERAPY SUPPL.
9776 | 4224180608700 | SPLINT, WRIST AND THUMB BRACE, WITH ALUMINUM PLATES WITH SOFT, COMFORTABLE BREATHABLE FABRIC, SIZE MEDIUM, LEFT | REHABILITATION,PHYSIOTHERAPY SUPPLIES
9777 | 4224180608800 | SPLINT, WRIST AND THUMB BRACE, WITH ALUMINUM PLATES WITH SOFT, COMFORTABLE BREATHABLE FABRIC, X-LARGE, LEFT | REHABILITATION,PHYSIOTHERAPY SUPPLIES
9778 | 4224180608900 | SPLINT, WRIST AND THUMB BRACE, WITH ALUMINUM PLATES WITH SOFT, COMFORTABLE BREATHABLE FABRIC, X-LARGE, RIGHT | REHABILITATION,PHYSIOTHERAPY SUPPLIES
9779 | 4224180610300 | SPLINT SHORT HAND-BASED THUMBSPICA SPLINT THERMOPLASTIC MATERIAL SUPPORTS THE CMC JOINT AND IMMOBILIZES THE THUMB MCP JOINT LEFT SIZE LARGE.. | SUPPLEMENTARY REHAB,PHYSIOTHERAPY SUPPL.
9780 | 4224180610400 | SPLINT SHORT HAND-BASED THUMBSPICA SPLINT THERMOPLASTIC MATERIAL SUPPORTS THE CMC JOINT AND IMMOBILIZES THE THUMB MCP JOINT LEFT SIZE MEDIUM.. | SUPPLEMENTARY REHAB,PHYSIOTHERAPY SUPPL.
9781 | 4224180610500 | SPLINT SHORT HAND-BASED THUMBSPICA SPLINT THERMOPLASTIC MATERIAL SUPPORTS THE CMC JOINT AND IMMOBILIZES THE THUMB MCP JOINT LEFT SIZE SMALL.. | SUPPLEMENTARY REHAB,PHYSIOTHERAPY SUPPL.
9782 | 4224180610700 | SPLINT SHORT HAND-BASED THUMBSPICA SPLINT THERMOPLASTIC MATERIAL SUPPORTS THE CMC JOINT AND IMMOBILIZES THE THUMB MCP JOINT RIGHT SIZE LARGE.. | SUPPLEMENTARY REHAB,PHYSIOTHERAPY SUPPL.
9783 | 4224180610800 | SPLINT SHORT HAND-BASED THUMBSPICA SPLINT THERMOPLASTIC MATERIAL SUPPORTS THE CMC JOINT AND IMMOBILIZES THE THUMB MCP JOINT RIGHT SIZE MEDIUM.. | SUPPLEMENTARY REHAB,PHYSIOTHERAPY SUPPL.
9784 | 4224180610900 | SPLINT SHORT HAND-BASED THUMBSPICA SPLINT THERMOPLASTIC MATERIAL SUPPORTS THE CMC JOINT AND IMMOBILIZES THE THUMB MCP JOINT RIGHT SIZE SMALL.. | SUPPLEMENTARY REHAB,PHYSIOTHERAPY SUPPL.
9785 | 4224180611000 | SPLINT, WRIST AND FOREARM BRACE, LONG LENGTH, WITH ALUMINUM PLATES WITH SOFT, COMFORTABLE BREATHABLE FABRIC LEFT, SIZE X-SMALL | REHABILITATION,PHYSIOTHERAPY SUPPLIES
9786 | 4224180611100 | SPLINT, WRIST AND FOREARM BRACE, LONG LENGTH, WITH ALUMINUM PLATES WITH SOFT, COMFORTABLE BREATHABLE FABRIC LEFT, SIZE LARGE | REHABILITATION,PHYSIOTHERAPY SUPPLIES
9787 | 4224180611200 | SPLINT, WRIST AND FOREARM BRACE, LONG LENGTH, WITH ALUMINUM PLATES WITH SOFT, COMFORTABLE BREATHABLE FABRIC LEFT, SIZE MEDIUM | REHABILITATION,PHYSIOTHERAPY SUPPLIES
9788 | 4224180611300 | SPLINT, WRIST AND FOREARM BRACE, LONG LENGTH, WITH ALUMINUM PLATES WITH SOFT, COMFORTABLE BREATHABLE FABRIC LEFT, SIZE X-LARGE | REHABILITATION,PHYSIOTHERAPY SUPPLIES
9789 | 4224180611400 | SPLINT, WRIST AND FOREARM BRACE, LONG LENGTH, WITH ALUMINUM PLATES WITH SOFT, COMFORTABLE BREATHABLE FABRIC RIGHT, SIZE SMALL | REHABILITATION,PHYSIOTHERAPY SUPPLIES
9790 | 4224180611500 | SPLINT, WRIST BRACE, PEDIATRIC, WITH ALUMINUM PLATES, WITH SOFT, COMFORTABLE BREATHABLE FABRIC RIGHT, X-SMALL | REHABILITATION,PHYSIOTHERAPY SUPPLIES
9791 | 4224180611600 | SPLINT, WRIST BRACE, PEDIATRIC, WITH ALUMINUM PLATES, WITH SOFT, COMFORTABLE BREATHABLE FABRIC RIGHT, XX-SMALL | REHABILITATION,PHYSIOTHERAPY SUPPLIES
9792 | 4224180611700 | SPLINT, WRIST BRACE, PEDIATRIC, WITH ALUMINUM PLATES, WITH SOFT, COMFORTABLE BREATHABLE FABRIC RIGHT, XXX-SMALL | REHABILITATION,PHYSIOTHERAPY SUPPLIES
9793 | 4224180611800 | SPLINT, WRIST BRACE, PEDIATRIC, WITH ALUMINUM PLATES, WITH SOFT, COMFORTABLE BREATHABLE FABRIC RIGHT, LARGE | REHABILITATION,PHYSIOTHERAPY SUPPLIES
9794 | 4224180612100 | SPLINT, WRIST BRACE, PEDIATRIC, WITH ALUMINUM PLATES, WITH SOFT, COMFORTABLE BREATHABLE FABRIC RIGHT, SMALL | REHABILITATION,PHYSIOTHERAPY SUPPLIES
9795 | 4224180612300 | SPLINT, WRIST BRACE, PEDIATRIC, WITH ALUMINUM PLATES, WITH SOFT, COMFORTABLE BREATHABLE FABRIC LEFT, X-LARGE | REHABILITATION,PHYSIOTHERAPY SUPPLIES
9796 | 4224180612400 | SPLINT, WRIST BRACE, PEDIATRIC, WITH ALUMINUM PLATES, WITH SOFT, COMFORTABLE BREATHABLE FABRIC LEFT, LARGE | REHABILITATION,PHYSIOTHERAPY SUPPLIES
9797 | 4224180612500 | SPLINT, WRIST BRACE, PEDIATRIC, WITH ALUMINUM PLATES, WITH SOFT, COMFORTABLE BREATHABLE FABRIC LEFT, SMALL | REHABILITATION,PHYSIOTHERAPY SUPPLIES
9798 | 4224180612600 | SPLINT, WRIST BRACE, PEDIATRIC, WITH ALUMINUM PLATES, WITH SOFT, COMFORTABLE BREATHABLE FABRIC LEFT, X-SMALL | REHABILITATION,PHYSIOTHERAPY SUPPLIES
9799 | 4224180612700 | SPLINT, WRIST BRACE, PEDIATRIC, WITH ALUMINUM PLATES, WITH SOFT, COMFORTABLE BREATHABLE FABRIC LEFT, XX-SMALL | REHABILITATION,PHYSIOTHERAPY SUPPLIES
9800 | 4224180612800 | SPLINT, WRIST BRACE, PEDIATRIC, WITH ALUMINUM PLATES, WITH SOFT, COMFORTABLE BREATHABLE FABRIC LEFT, XXX-SMALL | REHABILITATION,PHYSIOTHERAPY SUPPLIES
9801 | 4224180612900 | SPLINT, WRISTLET BAND, LARGE | REHABILITATION,PHYSIOTHERAPY SUPPLIES
9802 | 4224180613000 | SPLINT, WRISTLET BAND, MEDIUM | REHABILITATION,PHYSIOTHERAPY SUPPLIES
9803 | 4224180613100 | SPLINT, WRISTLET BAND, SMALL | REHABILITATION,PHYSIOTHERAPY SUPPLIES
9804 | 4224180613200 | SPLINT, WRISTLET BAND, EXTRA LARGE | REHABILITATION,PHYSIOTHERAPY SUPPLIES
9805 | 4224180613300 | WALKING AID ACCESSORY FOREARM SUPPORTS COMPATIBLE WITH POSTURE CONTROL AND POSTURE REST WALKERS SIZE 10 -20 CM (+/- 2 CM).. | SUPPLEMENTARY REHAB,PHYSIOTHERAPY SUPPL.
9806 | 4224180613400 | WALKING AID ACCESSORY FOREARM SUPPORTS COMPATIBLE WITH POSTURE CONTROL AND POSTURE REST WALKERS SIZE 16 -25 CM (+/- 2 CM).. | SUPPLEMENTARY REHAB,PHYSIOTHERAPY SUPPL.
9807 | 4224180613500 | ARMSLING, PEDIATRIC, IMMOBILIZES THE FOREARM AND ELBOW, WITH LOOP TO FACILITATE THE RELAXATION OF THE THUMB AND THE POSITION OF THE WRIST ,EASY ADJUSTMENT BY VELCRO OR EQUIVALENT, CONTROLS SHOULDER FLEXO-EXTENSION, ROTATION, ABDUCTION, AND ADDUCTION, KEEPS THE ELBOW IN 90# FLEXION AND PRONOSUPINATION INTERMEDIATE, DISTRIBUTES THE WEIGHT OF THE TREATED ARM AVOIDING OVERLOAD OF THE CERVICAL AREA, PADDED STRAPS CROSSED OVER THE BACK TO IMPROVE SUPPORT, INNER PADDING SUPPORTS THE ARM, BREATHABLE, SIZE MEDIUM | REHABILITATION,PHYSIOTHERAPY SUPPLIES
9808 | 4224180613600 | ARMSLING, PEDIATRIC, IMMOBILIZES THE FOREARM AND ELBOW, WITH LOOP TO FACILITATE THE RELAXATION OF THE THUMB AND THE POSITION OF THE WRIST ,EASY ADJUSTMENT BY VELCRO OR EQUIVALENT, CONTROLS SHOULDER FLEXO-EXTENSION, ROTATION, ABDUCTION, AND ADDUCTION, KEEPS THE ELBOW IN 90# FLEXION AND PRONOSUPINATION INTERMEDIATE, DISTRIBUTES THE WEIGHT OF THE TREATED ARM AVOIDING OVERLOAD OF THE CERVICAL AREA, PADDED STRAPS CROSSED OVER THE BACK TO IMPROVE SUPPORT, INNER PADDING SUPPORTS THE ARM, BREATHABLE, SIZE SMALL | REHABILITATION,PHYSIOTHERAPY SUPPLIES
9809 | 4224180613700 | ARMSLING, PEDIATRIC, IMMOBILIZES THE FOREARM AND ELBOW, WITH LOOP TO FACILITATE THE RELAXATION OF THE THUMB AND THE POSITION OF THE WRIST ,EASY ADJUSTMENT BY VELCRO OR EQUIVALENT, CONTROLS SHOULDER FLEXO-EXTENSION, ROTATION, ABDUCTION, AND ADDUCTION, KEEPS THE ELBOW IN 90# FLEXION AND PRONOSUPINATION INTERMEDIATE, DISTRIBUTES THE WEIGHT OF THE TREATED ARM AVOIDING OVERLOAD OF THE CERVICAL AREA, PADDED STRAPS CROSSED OVER THE BACK TO IMPROVE SUPPORT, INNER PADDING SUPPORTS THE ARM, BREATHABLE, SIZE LARGE | REHABILITATION,PHYSIOTHERAPY SUPPLIES
9810 | 4224180614300 | SPLINT, WRIST WRAP, WITH TENSION STRAP, WITH SOFT COMFORTABLE BREATHABLE FABRIC, ALLOWS LIMITED WRIST MOVEMENT, FIT RIGHT AND LEFT, SIZE SMALL | REHABILITATION,PHYSIOTHERAPY SUPPLIES
9811 | 4224180615200 | SPLINT LOOP THUMB SUPPORT THAT PLACES THE CMC JOINT INTO RADIAL OR PALMAR ABDUCTION BY PLACING TENSION OVER THE THENAR EMINENCE AND ATTACHING THE LOOP OVER THE WRIST JOINT WITH TWO SOFT STRAPS PLACES THE THUMB IN PROPER POSITION TO IMPROVE MILD TO MODERATE FLEXOR SPASTICITY THUMB UNIVERSAL SIDE SMALL.. | SUPPLEMENTARY REHAB,PHYSIOTHERAPY SUPPL.
9812 | 4224180615300 | SPLINT LOOP THUMB SUPPORT THAT PLACES THE CMC JOINT INTO RADIAL OR PALMAR ABDUCTION BY PLACING TENSION OVER THE THENAR EMINENCE AND ATTACHING THE LOOP OVER THE WRIST JOINT WITH TWO SOFT STRAPS PLACES THE THUMB IN PROPER POSITION TO IMPROVE MILD TO MODERATE FLEXOR SPASTICITY THUMB UNIVERSAL SIDE MEDIUM.. | SUPPLEMENTARY REHAB,PHYSIOTHERAPY SUPPL.
9813 | 4224180615400 | SPLINT LOOP THUMB SUPPORT THAT PLACES THE CMC JOINT INTO RADIAL OR PALMAR ABDUCTION BY PLACING TENSION OVER THE THENAR EMINENCE AND ATTACHING THE LOOP OVER THE WRIST JOINT WITH TWO SOFT STRAPS PLACES THE THUMB IN PROPER POSITION TO IMPROVE MILD TO MODERATE FLEXOR SPASTICITY THUMB UNIVERSAL SIDE LARGE.. | SUPPLEMENTARY REHAB,PHYSIOTHERAPY SUPPL.
9814 | 4224180615500 | SPLINT, THUMB SUPPORT, NEOPRENE, BREATHABLE, ALLOWS THUMB AND WRIST MOVEMENT, LEFT, SMALL | REHABILITATION,PHYSIOTHERAPY SUPPLIES
9815 | 4224180615600 | SPLINT, THUMB SUPPORT, NEOPRENE, BREATHABLE, ALLOWS THUMB AND WRIST MOVEMENT, RIGHT, SMALL | REHABILITATION,PHYSIOTHERAPY SUPPLIES
9816 | 4224180615700 | SPLINT, THUMB SUPPORT, NEOPRENE, BREATHABLE, ALLOWS THUMB AND WRIST MOVEMENT, LEFT, MEDIUM | REHABILITATION,PHYSIOTHERAPY SUPPLIES
9817 | 4224180615800 | SPLINT, THUMB SUPPORT, NEOPRENE, BREATHABLE, ALLOWS THUMB AND WRIST MOVEMENT, RIGHT, MEDIUM | REHABILITATION,PHYSIOTHERAPY SUPPLIES
9818 | 4224180615900 | SPLINT, THUMB SUPPORT, NEOPRENE, BREATHABLE, ALLOWS THUMB AND WRIST MOVEMENT, LEFT, LARGE | REHABILITATION,PHYSIOTHERAPY SUPPLIES
9819 | 4224180616000 | SPLINT, THUMB SUPPORT, NEOPRENE, BREATHABLE, ALLOWS THUMB AND WRIST MOVEMENT, RIGHT, LARGE | REHABILITATION,PHYSIOTHERAPY SUPPLIES
9820 | 4224180616300 | ELBOW SUPPORT, MADE FROM LIGHTWEIGHT ELASTIC, FOUR-WAY STRETCH, FITS LEFT OR RIGHT, SIZE: XX-LARGE | REHABILITATION,PHYSIOTHERAPY SUPPLIES
9821 | 4224180616500 | SPLINT LONG THUMB BRACE COVER FOREARM SUPPORTS WRIST AND MP AND CMC JOINTS OF THE THUMB MADE OF THERMOPLASTIC LEFT SIZE: LARGE.. | SUPPLEMENTARY REHAB,PHYSIOTHERAPY SUPPL.
9822 | 4224180616900 | SPLINT, WRIST BRACE, PADDED WITH SOFT, COMFORTABLE BREATHABLE FABRIC, WITH CORRECTIVE STRAPS TO CONTROL ULNAR DEVIATION OF THE FINGER, FOR RHEUMATOID WRIST-ULNAR DEVIATION, RIGHT, SIZE SMALL | REHABILITATION,PHYSIOTHERAPY SUPPLIES
9823 | 4224180617000 | SPLINT, WRIST BRACE, PADDED WITH SOFT, COMFORTABLE BREATHABLE FABRIC, WITH CORRECTIVE STRAPS TO CONTROL ULNAR DEVIATION OF THE FINGER, FOR RHEUMATOID WRIST-ULNAR DEVIATION, LEFT, SIZE MEDIUM | REHABILITATION,PHYSIOTHERAPY SUPPLIES
9824 | 4224180617100 | SPLINT, WRIST BRACE, PADDED WITH SOFT, COMFORTABLE BREATHABLE FABRIC, WITH CORRECTIVE STRAPS TO CONTROL ULNAR DEVIATION OF THE FINGER, FOR RHEUMATOID WRIST-ULNAR DEVIATION, RIGHT, SIZE MEDIUM | REHABILITATION,PHYSIOTHERAPY SUPPLIES
9825 | 4224180617200 | SPLINT, WRIST BRACE, PADDED WITH SOFT, COMFORTABLE BREATHABLE FABRIC, WITH CORRECTIVE STRAPS TO CONTROL ULNAR DEVIATION OF THE FINGER, FOR RHEUMATOID WRIST-ULNAR DEVIATION, LEFT, SIZE LARGE | REHABILITATION,PHYSIOTHERAPY SUPPLIES
9826 | 4224180618000 | SPLINT SHORT HAND-BASED THUMBSPICA SPLINT SUPPORTS MP AND CMC JOINTS OF THE THUMB MALLEABLE ALUMINUM STAY IS CONTOURED FOR AN ANATOMICALLY CORRECT FIT SELF-WICKING LINING TO CONTROL PERSPIRATION NO CONTACT ON THE ULNAR SIDE OF THE HAND LEFT SIZE: LARGE.. | SUPPLEMENTARY REHAB,PHYSIOTHERAPY SUPPL.
9827 | 4224180618100 | SPLINT, SHORT THUMB BRACE, SUPPORTS MP AND CMC JOINTS OF THE THUMB, MALLEABLE ALUMINUM STAY, SOFT AND COMFORTABLE AND BREATHABLE FABRIC, LEFT, SIZE: MEDIUM | REHABILITATION,PHYSIOTHERAPY SUPPLIES
9828 | 4224180618200 | SPLINT, SHORT THUMB BRACE, SUPPORTS MP AND CMC JOINTS OF THE THUMB, MALLEABLE ALUMINUM STAY, SOFT AND COMFORTABLE AND BREATHABLE FABRIC, LEFT, SIZE: SMALL | REHABILITATION,PHYSIOTHERAPY SUPPLIES
9829 | 4224180618300 | SPLINT SHORT HAND-BASED THUMBSPICA SPLINT SUPPORTS MP AND CMC JOINTS OF THE THUMB MALLEABLE ALUMINUM STAY IS CONTOURED FOR AN ANATOMICALLY CORRECT FIT SELF-WICKING LINING TO CONTROL PERSPIRATION NO CONTACT ON THE ULNAR SIDE OF THE HAND RIGHT SIZE: LARGE.. | SUPPLEMENTARY REHAB,PHYSIOTHERAPY SUPPL.
9830 | 4224180618400 | SPLINT, SHORT THUMB BRACE, SUPPORTS MP AND CMC JOINTS OF THE THUMB, MALLEABLE ALUMINUM STAY, SOFT AND COMFORTABLE AND BREATHABLE FABRIC, RIGHT, SIZE: MEDIUM | REHABILITATION,PHYSIOTHERAPY SUPPLIES
9831 | 4224180618500 | SPLINT, SHORT THUMB BRACE, SUPPORTS MP AND CMC JOINTS OF THE THUMB, MALLEABLE ALUMINUM STAY, SOFT AND COMFORTABLE AND BREATHABLE FABRIC, RIGHT, SIZE: SMALL | REHABILITATION,PHYSIOTHERAPY SUPPLIES
9832 | 4224180623100 | SPLINT, FUNCTIONAL WRIST-HAND ORTHOSIS, MALLEABLE, ALUMINUM WITH SOFT LINER AND STRAPS, ALLOWS DIFFERENT POSITIONING OF FINGERS, HAND, AND WRIST, NO THUMB SUPPORT, 3 DIFFERENT STRAP FINGERS, WRIST AND FOREARM, LARGE, LEFT | REHABILITATION,PHYSIOTHERAPY SUPPLIES
9833 | 4224180623200 | SPLINT, FUNCTIONAL WRIST-HAND ORTHOSIS, MALLEABLE, ALUMINUM WITH SOFT LINER AND STRAPS, ALLOWS DIFFERENT POSITIONING OF FINGERS, HAND, AND WRIST, NO THUMB SUPPORT, 3 DIFFERENT STRAP FINGERS, WRIST AND FOREARM, MEDIUM, LEFT | REHABILITATION,PHYSIOTHERAPY SUPPLIES
9834 | 4224180623300 | SPLINT, FUNCTIONAL WRIST-HAND ORTHOSIS, MALLEABLE, ALUMINUM WITH SOFT LINER AND STRAPS, ALLOWS DIFFERENT POSITIONING OF FINGERS, HAND, AND WRIST, NO THUMB SUPPORT, 3 DIFFERENT STRAP FINGERS, WRIST AND FOREARM, MEDIUM, RIGHT | SUPPLEMENTARY REHAB,PHYSIOTHERAPY SUPPL.
9835 | 4224180623400 | SPLINT, FUNCTIONAL WRIST-HAND ORTHOSIS, MALLEABLE, ALUMINUM WITH SOFT LINER AND STRAPS, ALLOWS DIFFERENT POSITIONING OF FINGERS, HAND, AND WRIST, NO THUMB SUPPORT, 3 DIFFERENT STRAP FINGERS, WRIST AND FOREARM, SMALL, LEFT | REHABILITATION,PHYSIOTHERAPY SUPPLIES
9836 | 4224180623500 | SPLINT, FUNCTIONAL WRIST-HAND ORTHOSIS, MALLEABLE, ALUMINUM WITH SOFT LINER AND STRAPS, ALLOWS DIFFERENT POSITIONING OF FINGERS, HAND, AND WRIST, NO THUMB SUPPORT, 3 DIFFERENT STRAP FINGERS, WRIST AND FOREARM, SMALL, RIGHT | SUPPLEMENTARY REHAB,PHYSIOTHERAPY SUPPL.
9837 | 4224180623700 | SPLINT LONG THUMB BRACE COVER FOREARM SUPPORTS WRIST AND MP AND CMC JOINTS OF THE THUMB MADE OF THERMOPLASTIC RIGHT SIZE: LARGE. | SUPPLEMENTARY REHAB,PHYSIOTHERAPY SUPPL.
9838 | 4224180623800 | SPLINT LONG THUMB BRACE COVER FOREARM SUPPORTS WRIST AND MP AND CMC JOINTS OF THE THUMB MADE OF THERMOPLASTIC LEFT SIZE: MEDIUM. | SUPPLEMENTARY REHAB,PHYSIOTHERAPY SUPPL.
9839 | 4224180623900 | SPLINT LONG THUMB BRACE COVER FOREARM SUPPORTS WRIST AND MP AND CMC JOINTS OF THE THUMB MADE OF THERMOPLASTIC RIGHT SIZE: MEDIUM. | SUPPLEMENTARY REHAB,PHYSIOTHERAPY SUPPL.
9840 | 4224180624000 | SPLINT LONG THUMB BRACE COVER FOREARM SUPPORTS WRIST AND MP AND CMC JOINTS OF THE THUMB MADE OF THERMOPLASTIC LEFT SIZE: SMALL. | SUPPLEMENTARY REHAB,PHYSIOTHERAPY SUPPL.
9841 | 4224180624100 | SPLINT LONG THUMB BRACE COVER FOREARM SUPPORTS WRIST AND MP AND CMC JOINTS OF THE THUMB MADE OF THERMOPLASTIC RIGHT SIZE: SMALL. | SUPPLEMENTARY REHAB,PHYSIOTHERAPY SUPPL.
9842 | 4224180624200 | SPLINT, THUMB SUPPORT, NEOPRENE, BREATHABLE, ALLOWS THUMB AND WRIST MOVEMENT, LEFT, X-LARGE | REHABILITATION,PHYSIOTHERAPY SUPPLIES
9843 | 4224180624300 | SPLINT, THUMB SUPPORT, NEOPRENE, BREATHABLE, ALLOWS THUMB AND WRIST MOVEMENT, LEFT, X-SMALL | REHABILITATION,PHYSIOTHERAPY SUPPLIES
9844 | 4224180624400 | SPLINT, THUMB SUPPORT, NEOPRENE, BREATHABLE, ALLOWS THUMB AND WRIST MOVEMENT, RIGHT, X-LARGE | REHABILITATION,PHYSIOTHERAPY SUPPLIES
9845 | 4224180624500 | SPLINT, THUMB SUPPORT, NEOPRENE, BREATHABLE, ALLOWS THUMB AND WRIST MOVEMENT, RIGHT, X-SMALL | REHABILITATION,PHYSIOTHERAPY SUPPLIES
9846 | 4224180625700 | ARMSLEEVE, READY MADE, MEDICAL GRADUATED COMPRESSION, SEAMLESS, MITTEN TO AXILLA, COVERED THUMB, SEAMLESS, SILICONE TOP BAND, SKIN COLOR, CLASS 1 (18 - 21 MMHG), ASSORTED SIZES (LYMPHEDEMA) | REHABILITATION,PHYSIOTHERAPY SUPPLIES
9847 | 4224180625800 | ARMSLEEVE, READY MADE, MEDICAL GRADUATED COMPRESSION, SEAMLESS, MITTEN TO AXILLA, COVERED THUMB, WIDE/PLUS, SEAMLESS, SILICONE TOPBAND, SKIN COLOR, CLASS 1 (18 - 21 MMHG), ASSORTED SIZES (LYMPHEDEMA) | REHABILITATION,PHYSIOTHERAPY SUPPLIES
9848 | 4224180625900 | SPLINT, SHORT HAND-BASED THUMB SPICA SPLINT, SUPPORTS MP AND CMC JOINTS OF THE THUMB, MALLEABLE ALUMINUM STAY IS CONTOURED FOR AN ANATOMICALLY CORRECT FIT SELF-WICKING LINING TO CONTROL PERSPIRATION, NO CONTACT ON THE ULNAR SIDE OF THE HAND, LEFT, SIZE: MEDIUM | REHABILITATION,PHYSIOTHERAPY SUPPLIES
9849 | 4224180626000 | SPLINT, SHORT HAND-BASED THUMBSPICA SPLINT, SUPPORTS MP AND CMC JOINTS OF THE THUMB, MALLEABLE ALUMINUM STAY IS CONTOURED FOR AN ANATOMICALLY CORRECT FIT SELF-WICKING LINING TO CONTROL PERSPIRATION, NO CONTACT ON THE ULNAR SIDE OF THE HAND, RIGHT, SIZE: MEDIUM | REHABILITATION,PHYSIOTHERAPY SUPPLIES
9850 | 4224180626100 | SPLINT, SHORT HAND-BASED THUMB SPICA SPLINT, SUPPORTS MP AND CMC JOINTS OF THE THUMB, MALLEABLE ALUMINUM STAY IS CONTOURED FOR AN ANATOMICALLY CORRECT FIT SELF-WICKING LINING TO CONTROL PERSPIRATION, NO CONTACT ON THE ULNAR SIDE OF THE HAND, RIGHT, SIZE: SMALL | REHABILITATION,PHYSIOTHERAPY SUPPLIES
9851 | 4224180626200 | SPLINT, SHORT HAND-BASED THUMB SPICA SPLINT, SUPPORTS MP AND CMC JOINTS OF THE THUMB, MALLEABLE ALUMINUM STAY IS CONTOURED FOR AN ANATOMICALLY CORRECT FIT SELF-WICKING LINING TO CONTROL PERSPIRATION, NO CONTACT ON THE ULNAR SIDE OF THE HAND, LEFT, SIZE: SMALL | SUPPLEMENTARY REHAB,PHYSIOTHERAPY SUPPL.
9852 | 4224180700200 | SPLINT ULNAR BOOSTER SPLINT FOR RELIEVING ULNAR WRIST PAIN THE COMPRESSING NEOPRENE STRAPS OF THE BRACE WRAP AROUND THE WRIST IS DIF = FERENT DIRECTIONS FOR ADDITIONAL SUPPORT AND REINFORCEMENT THE FOAM DISC ATTACHED TO THE INSIDE OF THE SPLINT IS DESIGNED TO PROVIDE EXTENDED SUPPORT TO THE ULNAR AREA OF THE WRIST IT SITS UPON THE PISIFORM TO ACT AS A COUNTERFORCE TO DEPRESS THE ULNAR HEAD WHILE BOOSTING THE ULNAR CARPUS THIS FEATURE IS HELPFUL IN THE RELIEF OF PAIN ASSOCIATED WITH WRIST FRACTURE MIDCARPAL INSTABILITY ECU TENDONITIS AND TFCC PATHOLOGY RIGHT MEDIUM.. | SUPPLEMENTARY REHAB,PHYSIOTHERAPY SUPPL.
9853 | 4224180702400 | SPLINT, CARPAL TUNNEL GLOVE, COMBINES THE SUPPORT OF AN ARTHRITIS GLOVE AND A WRIST SPLINT, LEFT, LARGE | REHABILITATION,PHYSIOTHERAPY SUPPLIES
9854 | 4224180702500 | SPLINT, CARPAL TUNNEL GLOVE, COMBINES THE SUPPORT OF AN ARTHRITIS GLOVE AND A WRIST SPLINT, LEFT, MEDIUM | REHABILITATION,PHYSIOTHERAPY SUPPLIES
9855 | 4224180702600 | SPLINT, CARPAL TUNNEL GLOVE, COMBINES THE SUPPORT OF AN ARTHRITIS GLOVE AND A WRIST SPLINT, LEFT, SMALL | REHABILITATION,PHYSIOTHERAPY SUPPLIES
9856 | 4224180702700 | SPLINT, CARPAL TUNNEL GLOVE, COMBINES THE SUPPORT OF AN ARTHRITIS GLOVE AND A WRIST SPLINT, LEFT, EXTRA LARGE | REHABILITATION,PHYSIOTHERAPY SUPPLIES
9857 | 4224180702900 | SPLINT, CARPAL TUNNEL GLOVE, COMBINES THE SUPPORT OF AN ARTHRITIS GLOVE AND A WRIST SPLINT, RIGHT, LARGE | REHABILITATION,PHYSIOTHERAPY SUPPLIES
9858 | 4224180703000 | SPLINT, CARPAL TUNNEL GLOVE, COMBINES THE SUPPORT OF AN ARTHRITIS GLOVE AND A WRIST SPLINT, RIGHT, MEDIUM | REHABILITATION,PHYSIOTHERAPY SUPPLIES
9859 | 4224180704300 | SPLINT, CARPAL TUNNEL GLOVE, COMBINES THE SUPPORT OF AN ARTHRITIS GLOVE AND A WRIST SPLINT, RIGHT, EXTRA LARGE | REHABILITATION,PHYSIOTHERAPY SUPPLIES
9860 | 4224180704500 | DIGITAL PADS ON A STRIP, GEL DOTS ON ROLLED STRIPS, STRIPS ARE APPROXIMATELY 24 INCHES LONG, WASHABLE AND REUSABLE, HYPOALLERGENIC, X-SMALL | SUPPLEMENTARY REHAB,PHYSIOTHERAPY SUPPL.
9861 | 4224180704800 | ASSISTIVE TOOLS, FINGER CONTRACTURE CUSHION, PROVIDES CUSHIONING SEPARATION, TO THE FINGERS, TERRY-CLOTH COVER, ELASTIC STRAP PRODUCT PLACEMENT IN HAND, WASHABLE, SIZE: LARGE (FIT RIGHT AND LEFT) | REHABILITATION,PHYSIOTHERAPY SUPPLIES
9862 | 4224180704900 | SPLINTING ACCESSORIES, FINGER TRAPPER, USED IN DYNAMIC SPLINT TO PROVIDE TRACTION, CIRCUMFERENTIAL DESIGN, THIS SPLINT IS BREATHABLE, FREE SIZE, PACK OF 25 | REHABILITATION,PHYSIOTHERAPY SUPPLIES
9863 | 4224180705000 | SPLINT RADIAL HINGED ULNAR DEVIATION SPLINT IMPROVES ALIGNMENT OF STRONGLY-DEVIATED FINGERS SOFT FINGER STRAPS PERMIT EACH FINGER TO BE CORRECTED INDIVIDUALLY FOR MAXIMUM CONTROL LINED WITH SOFT FELT THIS DORSAL-BASED SPLINT LEAVES THE PALM FREE FOR FUNCTION SIZE: MEDIUM ASSORTED SIDE.. | SUPPLEMENTARY REHAB,PHYSIOTHERAPY SUPPL.
9864 | 4224180705100 | SPLINT RADIAL HINGED ULNAR DEVIATION SPLINT IMPROVES ALIGNMENT OF STRONGLY-DEVIATED FINGERS SOFT FINGER STRAPS PERMIT EACH FINGER TO BE CORRECTED INDIVIDUALLY FOR MAXIMUM CONTROL LINED WITH SOFT FELT THIS DORSAL-BASED SPLINT LEAVES THE PALM FREE FOR FUNCTION SIZE: LARGE ASSORTED SIDE.. | SUPPLEMENTARY REHAB,PHYSIOTHERAPY SUPPL.
9865 | 4224180705300 | SPLINT, FOUR-SIDED FINGER SPLINT, MALLEABLE ALUMINUM SPLINT FOR IMMOBILIZATION OF FINGER, FOAM PADDING, PROVIDE PROTECTION ON 4 SIDES, SIZE: SMALL | REHABILITATION,PHYSIOTHERAPY SUPPLIES
9866 | 4224180705400 | SPLINT, FOUR-SIDED FINGER SPLINT, MALLEABLE ALUMINUM SPLINT FOR IMMOBILIZATION OF FINGER, FOAM PADDING, PROVIDE PROTECTION ON 4 SIDES, SIZE: MEDIUM | REHABILITATION,PHYSIOTHERAPY SUPPLIES
9867 | 4224180705500 | SPLINT, FOUR-SIDED FINGER SPLINT, MALLEABLE ALUMINUM SPLINT FOR IMMOBILIZATION OF FINGER, FOAM PADDING, PROVIDE PROTECTION ON 4 SIDES, SIZE: LARGE | REHABILITATION,PHYSIOTHERAPY SUPPLIES
9868 | 4224180705600 | SPLINT, FOUR-SIDED FINGER SPLINT, MALLEABLE ALUMINUM SPLINT FOR IMMOBILIZATION OF FINGER, FOAM PADDING, PROVIDE PROTECTION ON 4 SIDES, SIZE: X-LARGE | REHABILITATION,PHYSIOTHERAPY SUPPLIES
9869 | 4224180705700 | SPLINTING ACCESSORIES, SOFT FINGER LOOP SLINGS, ULTRA SUEDE FINGER SLING WITH GROMMET, 2.2 X 10 CM, PACKAGE OF 10, BEIGE | REHABILITATION,PHYSIOTHERAPY SUPPLIES
9870 | 4224180705800 | GEL LINED, DIGITAL CAPS, ELASTIC DIGIT SHAPED TUBE WITH SEWN TOP, ONE SIZE, PACK | REHABILITATION,PHYSIOTHERAPY SUPPLIES
9871 | 4224180705900 | SILICONE GEL LINED, ELASTIC IN TUBE SHAPE WITH OPEN END, SMALL, SIZE 3/4 X 6 INCHES, PACK ( SCAR MANAGEMENT) | SUPPLEMENTARY REHAB,PHYSIOTHERAPY SUPPL.
9872 | 4224180706300 | SILICONE GEL TUBE FINGER SLEEVE FOR SCAR MANAGEMENT FLEXIBLE MATERIAL SIZE 2( SCAR MANAGEMENT).. | SUPPLEMENTARY REHAB,PHYSIOTHERAPY SUPPL.
9873 | 4224180706400 | SILICONE GEL TUBE FINGER SLEEVE FOR SCAR MANAGEMENT FLEXIBLE MATERIAL SIZE 1( SCAR MANAGEMENT).. | SUPPLEMENTARY REHAB,PHYSIOTHERAPY SUPPL.
9874 | 4224180706500 | SILICONE GEL TUBE FINGER SLEEVE FOR SCAR MANAGEMENT FLEXIBLE MATERIAL SIZE 3( SCAR MANAGEMENT).. | SUPPLEMENTARY REHAB,PHYSIOTHERAPY SUPPL.
9875 | 4224180706600 | SPLINT, COT FINGER SPLINT, LIGHTWEIGHT, MALLEABLE ALUMINUM, FOAM PADDING, PROVIDE PROTECTION AND STABILIZATION, FOLDED OVER THE FINGER, SIZE: LARGE | REHABILITATION,PHYSIOTHERAPY SUPPLIES
9876 | 4224180706700 | SPLINT, COT FINGER SPLINT, LIGHTWEIGHT, MALLEABLE ALUMINUM, FOAM PADDING, PROVIDE PROTECTION AND STABILIZATION, FOLDED OVER THE FINGER, SIZE: MEDIUM | REHABILITATION,PHYSIOTHERAPY SUPPLIES
9877 | 4224180706800 | SPLINT, COT FINGER SPLINT, LIGHTWEIGHT, MALLEABLE ALUMINUM, FOAM PADDING, PROVIDE PROTECTION AND STABILIZATION, FOLDED OVER THE FINGER, SIZE: SMALL | REHABILITATION,PHYSIOTHERAPY SUPPLIES
9878 | 4224180707000 | PRESSURE GARMENT READY MADE DIGITAL CAP MED FABRIC SIZES: L: 2.8-3.2 IN (7-8 CM) (CIRCUMFERENCE AROUND PIP JOINT) . LENGTH: 7.5 CM EASY FITTING SOFT AND SMOOTH HI-TECH YARN WITH PERMANENT ODOR NEUTRALITY ADJUSTABLE PRESSURE LEVEL BREATHABLE HIGH UV PROTECTION HYPOALLERGENIC AND LATEX-FREE ANTI-BACTERIAL WASHABLE 60%-69% POLYAMIDE 31%-40% ELASTANE 3MM NEOPRENE STRONG FABRIC THICKNESS 0.64MM-0.68MM (SCAR MANAGEMENT).. | SUPPLEMENTARY REHAB,PHYSIOTHERAPY SUPPL.
9879 | 4224180707100 | PRESSURE GARMENT READY MADE DIGITAL CAP MED FABRIC SIZES: M: 2.4-2.8 IN (6-7 CM) (CIRCUMFERENCE AROUND PIP JOINT) . LENGTH: 6.5 CM EASY FITTING SOFT AND SMOOTH HI-TECH YARN WITH PERMANENT ODOR NEUTRALITY ADJUSTABLE PRESSURE LEVEL BREATHABLE HIGH UV PROTECTION HYPOALLERGENIC AND LATEX-FREE ANTI-BACTERIAL WASHABLE 60%-69% POLYAMIDE 31%-40% ELASTANE 3MM NEOPRENE STRONG FABRIC THICKNESS 0.64MM-0.68MM (SCAR MANAGEMENT).. | SUPPLEMENTARY REHAB,PHYSIOTHERAPY SUPPL.
9880 | 4224180707200 | PRESSURE GARMENT READY MADE DIGITAL CAP MED FABRIC SIZES: S: 2-2.4 IN (5-6 CM) (CIRCUMFERENCE AROUND PIP JOINT) . LENGTH: 5.5 CM EASY FITTING SOFT AND SMOOTH HI-TECH YARN WITH PERMANENT ODOR NEUTRALITY ADJUSTABLE PRESSURE LEVEL BREATHABLE HIGH UV PROTECTION HYPOALLERGENIC AND LATEX-FREE ANTI-BACTERIAL WASHABLE 60%-69% POLYAMIDE 31%-40% ELASTANE 3MM NEOPRENE STRONG FABRIC THICKNESS 0.64MM-0.68MM (SCAR MANAGEMENT).. | SUPPLEMENTARY REHAB,PHYSIOTHERAPY SUPPL.
9881 | 4224180707400 | PRESSURE GARMENT READY MADE WEB SPACER USED TO GIVE MORE PRESSURE BETWEEN FINGERS WHILE WEARING GLOVE PRESSURE GARMENT. ELASTIC VELCRO FASTENING AND ELASTANE STRAP ADJUSTABLE AND SUITABLE FOR BOTH HANDS EASY FITTING SOFT AND SMOOTH HI-TECH YARN WITH PERMANENT ODOR NEUTRALITY BREATHABLE HIGH UV PROTECTION PRESSURE LEVEL 10-18 MMHG HYPOALLERGENIC AND LATEX-FREE ANTI-BACTERIAL WASHABLE FABRIC COMPOSITION 80%-90% POLYAMIDE 10%-20% ELASTANE LIGHT MATERIAL THICKNESS 0.64-0.68 MM ASSORTED SIZE (SCAR MANAGEMENT).. | SUPPLEMENTARY REHAB,PHYSIOTHERAPY SUPPL.
9882 | 4224180707500 | ASSISTIVE TOOLS, FINGER CONTRACTURE CUSHION, PROVIDES CUSHIONING SEPARATION, TO THE FINGERS, TERRY-CLOTH COVER, ELASTIC STRAP PRODUCT PLACEMENT IN HAND, WASHABLE, SIZE: SMALL (FIT RIGHT AND LEFT) | REHABILITATION,PHYSIOTHERAPY SUPPLIES
9883 | 4224180800400 | ABDOMINAL BINDER, FOUR PANEL MULTIBAND, ABDOMINAL SUPPORT MADE OF SOFT PLUSH ELASTIC FABRIC, WIDE CLOSURE AREA AND ADJUSTMENT MADE BY VELCRO OR EQUIVALENT, THREE LINKED BUT SEPARATED BANDS, SIZE: SMALL | REHABILITATION,PHYSIOTHERAPY SUPPLIES
9884 | 4224180800500 | ABDOMINAL BINDER, FOUR PANEL MULTIBAND, ABDOMINAL SUPPORT MADE OF SOFT PLUSH ELASTIC FABRIC, WIDE CLOSURE AREA AND ADJUSTMENT MADE BY VELCRO OR EQUIVALENT, THREE LINKED BUT SEPARATED BANDS, SIZE: MEDIUM | REHABILITATION,PHYSIOTHERAPY SUPPLIES
9885 | 4224180800600 | ABDOMINAL BINDER, FOUR PANEL MULTIBAND, ABDOMINAL SUPPORT MADE OF SOFT PLUSH ELASTIC FABRIC, WIDE CLOSURE AREA AND ADJUSTMENT MADE BY VELCRO OR EQUIVALENT, THREE LINKED BUT SEPARATED BANDS, SIZE: LARGE | REHABILITATION,PHYSIOTHERAPY SUPPLIES
9886 | 4224180800700 | ABDOMINAL BINDER, FOUR PANEL MULTIBAND, ABDOMINAL SUPPORT MADE OF SOFT PLUSH ELASTIC FABRIC, WIDE CLOSURE AREA AND ADJUSTMENT MADE BY VELCRO OR EQUIVALENT, THREE LINKED BUT SEPARATED BANDS, SIZE: EXTRA LARGE | REHABILITATION,PHYSIOTHERAPY SUPPLIES
9887 | 4224180800800 | ABDOMINAL BINDER, FOUR PANEL MULTIBAND, ABDOMINAL SUPPORT MADE OF SOFT PLUSH ELASTIC FABRIC, WIDE CLOSURE AREA AND ADJUSTMENT MADE BY VELCRO OR EQUIVALENT, THREE LINKED BUT SEPARATED BANDS, SIZE: DOUBLE EXTRA LARGE | REHABILITATION,PHYSIOTHERAPY SUPPLIES
9888 | 4224180800900 | MATERNITY BELT, PERINATAL, ELASTIC, MADE OF AIR-PERMEABLE, MICROFIBER, FABRIC WITH MAXIMUM SUPPORT FOR BELLY AND BACK, THROUGH INCORPORATED SUPPORT STRAP AND PARTICULARLY FLAT VELCRO FASTENER FOR INDIVIDUAL SIZE ADJUSTMENTS, SIZE: MEDIUM | REHABILITATION,PHYSIOTHERAPY SUPPLIES
9889 | 4224180801000 | MATERNITY BELT, PERINATAL, ELASTIC, MADE OF AIR-PERMEABLE, MICROFIBER, FABRIC WITH MAXIMUM SUPPORT FOR BELLY AND BACK, THROUGH INCORPORATED SUPPORT STRAP AND PARTICULARLY FLAT VELCRO FASTENER FOR INDIVIDUAL SIZE ADJUSTMENTS, SIZE: LARGE | REHABILITATION,PHYSIOTHERAPY SUPPLIES
9890 | 4224180801100 | SACRO-ILIAC BELT, ADJUSTABLE PADS TO PROVIDE ANTERIOR AND POSTERIOR SUPPORT TO SACRO-ILIAC JOINT, NEOPRENE MATERIAL, LOW PROFILE, WITH VELCRO FASTENING, SIZE MEDIUM | REHABILITATION,PHYSIOTHERAPY SUPPLIES
9891 | 4224180801200 | SACRO-ILIAC BELT, ADJUSTABLE PADS TO PROVIDE ANTERIOR AND POSTERIOR SUPPORT TO SACRO-ILIAC JOINT, NEOPRENE MATERIAL, LOW PROFILE, WITH VELCRO FASTENING, SIZE LARGE | REHABILITATION,PHYSIOTHERAPY SUPPLIES
9892 | 4224180801300 | SACRO-ILIAC BELT, ADJUSTABLE PADS TO PROVIDE ANTERIOR AND POSTERIOR SUPPORT TO SACRO-ILIAC JOINT, NEOPRENE MATERIAL, LOW PROFILE, WITH VELCRO FASTENING, SIZE EXTRA LARGE | REHABILITATION,PHYSIOTHERAPY SUPPLIES
9893 | 4224180801400 | ABDOMINAL BINDER, THREE PANEL MULTIBAND, ABDOMINAL SUPPORT MADE OF SOFT PLUSH ELASTIC FABRIC, WIDE CLOSURE AREA AND ADJUSTMENT MADE BY VELCRO OR EQUIVALENT, THREE LINKED BUT SEPARATED BANDS, SIZE: MEDIUM | REHABILITATION,PHYSIOTHERAPY SUPPLIES
9894 | 4224180801700 | BRA THERAPORT POST-SURGICAL BRA ADJUSTABLE STRAP SIZE LARGE.. | SUPPLEMENTARY GEN.SUPPLIES NURS,BURN
9895 | 4224180801800 | BRA THERAPORT POST-SURGICAL BRA ADJUSTABLE STRAP SIZE XL.. | SUPPLEMENTARY GEN.SUPPLIES NURS,BURN
9896 | 4224180801900 | BRA THERAPORT POST SURGICAL BRA ADJUSTABLE STRAP SIZE XXL.. | SUPPLEMENTARY GEN.SUPPLIES NURS,BURN
9897 | 4224180802200 | PASSER, CHEST TUBE, THORACOSCOPY, WITHOUT RATCHET 24 CM (OR EQUIVALENT), REUSABLE | SURGICAL INSTRUMENT TENDER
9898 | 4224180802300 | PECTUS CARINATUM ORTHOSIS WITH RATCHET CLOSURE PROVIDES INCREASED ANTERIOR/POSTERIOR DIRECTED CORRECTIVE COMPRESSION FORCES, UNIVERSAL SIZE | PROSTHETICS & ORTHOSIS SUPPLIES
9899 | 4224180802400 | MATERNITY BELT, PERINATAL, ELASTIC, MADE OF AIR-PERMEABLE, MICROFIBER, FABRIC WITH MAXIMUM SUPPORT FOR BELLY AND BACK, THROUGH INCORPORATED SUPPORT STRAP AND PARTICULARLY FLAT VELCRO FASTENER FOR INDIVIDUAL SIZE ADJUSTMENTS, SIZE: X-LARGE | REHABILITATION,PHYSIOTHERAPY SUPPLIES
9900 | 4224180802500 | ABDOMINAL BINDER, THREE PANEL MULTIBAND, ABDOMINAL SUPPORT MADE OF SOFT PLUSH ELASTIC FABRIC, WIDE CLOSURE AREA AND ADJUSTMENT MADE BY VELCRO OR EQUIVALENT, THREE LINKED BUT SEPARATED BANDS, SIZE: LARGE | REHABILITATION,PHYSIOTHERAPY SUPPLIES
9901 | 4224180802600 | ABDOMINAL BINDER, THREE PANEL MULTIBAND, ABDOMINAL SUPPORT MADE OF SOFT PLUSH ELASTIC FABRIC, WIDE CLOSURE AREA AND ADJUSTMENT MADE BY VELCRO OR EQUIVALENT, THREE LINKED BUT SEPARATED BANDS, SIZE: X-LARGE | REHABILITATION,PHYSIOTHERAPY SUPPLIES
9902 | 4224180802700 | CHEST BINDER WITH ANATOMIC STERNAL PAD PROVIDES COMPRESSION TO THE RIB CAGE AND STERNUM ALLOWING FLEXIBILITY FOR COMFORTABLE BREATHING SIZE ASSORTED SIZE.. | SUPPLEMENTARY REHAB,PHYSIOTHERAPY SUPPL.
9903 | 4224180802800 | SACROILIAC JOINT ABLATION AND PULSED RADIOFREQUENCY PROBE WITH 3 ELECTRODES. COMPATIBLE WITH ABBOTT IONIC FR GENERATOR DISPOSABLE | ANESTHESIA AND RESPIRATORY SUPPLEMENTARY
9904 | 4224180802900 | SPLINT MATERIAL, LIGHTWEIGHT, FLEXIBLE, BENDS TO CURVE TO BECOMING STRONGER AND MORE SUPPORTIVE, FOLD, USING FOR EMERGENCY, COMBINING ALUMINUM AND FOAM, REUSABLE, CUT-TO-SIZE, WEATHER-RESISTANT, AND ALLOWING IMAGING WITHOUT REMOVE, ASSORTED SIZE | REHABILITATION AND PHYSIOTHERAPY CONSUMA
9905 | 4224180803000 | SPLINT, SHORT THUMB BRACE, SUPPORTS MP AND CMC JOINTS OF THE THUMB, MALLEABLE ALUMINUM STAY, SOFT AND COMFORTABLE AND BREATHABLE FABRIC, LEFT, SIZE: LARGE | REHABILITATION AND PHYSIOTHERAPY CONSUMA
9906 | 4224180900400 | HUMERAL BRACE, FOR HUMERAL AND SHOULDER IMMOBILIZATION, POLYETHYLENE FLEX THERMOPLASTIC MOLDED, COVER SHOULDER CAP, TWO PIECES DESIGN WITH SHOULDER STRAP, SIZE EXTRA LARGE, RIGHT | REHABILITATION,PHYSIOTHERAPY SUPPLIES
9907 | 4224180900500 | HUMERAL BRACE, FOR HUMERAL AND SHOULDER IMMOBILIZATION, POLYETHYLENE FLEX THERMOPLASTIC MOLDED, COVER SHOULDER CAP, TWO PIECES DESIGN WITH SHOULDER STRAP, SIZE MEDIUM, RIGHT | REHABILITATION,PHYSIOTHERAPY SUPPLIES
9908 | 4224180900600 | HUMERAL BRACE, FOR HUMERAL AND SHOULDER IMMOBILIZATION, POLYETHYLENE FLEX THERMOPLASTIC MOLDED, COVER SHOULDER CAP, TWO PIECES DESIGN WITH SHOULDER STRAP, SIZE LARGE, LEFT | REHABILITATION,PHYSIOTHERAPY SUPPLIES
9909 | 4224180900700 | HUMERAL BRACE, FOR HUMERAL AND SHOULDER IMMOBILIZATION, POLYETHYLENE FLEX THERMOPLASTIC MOLDED, COVER SHOULDER CAP, TWO PIECES DESIGN WITH SHOULDER STRAP, SIZE LARGE, RIGHT | REHABILITATION,PHYSIOTHERAPY SUPPLIES
9910 | 4224180900800 | HUMERAL BRACE, FOR HUMERAL AND SHOULDER IMMOBILIZATION, POLYETHYLENE FLEX THERMOPLASTIC MOLDED, COVER SHOULDER CAP, TWO PIECES DESIGN WITH SHOULDER STRAP, SIZE SMALL, LEFT | REHABILITATION,PHYSIOTHERAPY SUPPLIES
9911 | 4224180900900 | HUMERAL BRACE, FOR HUMERAL AND SHOULDER IMMOBILIZATION, POLYETHYLENE FLEX THERMOPLASTIC MOLDED, COVER SHOULDER CAP, TWO PIECES DESIGN WITH SHOULDER STRAP, SIZE SMALL, RIGHT | REHABILITATION,PHYSIOTHERAPY SUPPLIES
9912 | 4224180901000 | HUMERAL BRACE, FOR HUMERAL AND SHOULDER IMMOBILIZATION, POLYETHYLENE FLEX THERMOPLASTIC MOLDED, COVER SHOULDER CAP, TWO PIECES DESIGN WITH SHOULDER STRAP, SIZE MEDIUM, LEFT | REHABILITATION,PHYSIOTHERAPY SUPPLIES
9913 | 4224180901700 | HUMERAL BRACE, FOR HUMERAL AND SHOULDER IMMOBILIZATION, POLYETHYLENE FLEX THERMOPLASTIC MOLDED, COVER SHOULDER CAP, TWO PIECES DESIGN WITH SHOULDER STRAP, SIZE EXTRA LARGE, LEFT | REHABILITATION,PHYSIOTHERAPY SUPPLIES
9914 | 4224180901800 | SHOULDER SUPPORT, NEOPRENE, VELCRO CLOSURE, USE WITH ACTIVE PATIENT FOR STABILITY WHILE DOING THE EXERCISE, FOR FRACTURE OF HUMERUS HEAD AND SHOULDERS DISLOCATION AND SUBLUXATION, SIZE: DOUBLE EXTRA LARGE | REHABILITATION,PHYSIOTHERAPY SUPPLIES
9915 | 4224180902400 | SHOULDER SUPPORT, WITH ARM AND FOREARM STRAP, VELCRO CLOSURE, BREATHABLE, FOR CORRECTION OF SHOULDER DISLOCATION AND SUBLUXATION WITH NO MOVEMENT RESTRICTION, SIZE: LARGE, LEFT | REHABILITATION,PHYSIOTHERAPY SUPPLIES
9916 | 4224180902500 | SHOULDER SUPPORT, WITH ARM AND FOREARM STRAP, VELCRO CLOSURE, BREATHABLE, FOR CORRECTION OF SHOULDER DISLOCATION AND SUBLUXATION WITH NO MOVEMENT RESTRICTION, SIZE: LARGE, RIGHT | REHABILITATION,PHYSIOTHERAPY SUPPLIES
9917 | 4224180902600 | SHOULDER SUPPORT, WITH ARM AND FOREARM STRAP, VELCRO CLOSURE, BREATHABLE, FOR CORRECTION OF SHOULDER DISLOCATION AND SUBLUXATION WITH NO MOVEMENT RESTRICTION, SIZE: MEDIUM, LEFT | REHABILITATION,PHYSIOTHERAPY SUPPLIES
9918 | 4224180902700 | SHOULDER SUPPORT, WITH ARM AND FOREARM STRAP, VELCRO CLOSURE, BREATHABLE, FOR CORRECTION OF SHOULDER DISLOCATION AND SUBLUXATION WITH NO MOVEMENT RESTRICTION, SIZE: MEDIUM, RIGHT | REHABILITATION,PHYSIOTHERAPY SUPPLIES
9919 | 4224180902800 | SHOULDER SUPPORT, WITH ARM AND FOREARM STRAP, VELCRO CLOSURE, BREATHABLE, FOR CORRECTION OF SHOULDER DISLOCATION AND SUBLUXATION WITH NO MOVEMENT RESTRICTION, SIZE: SMALL, LEFT | REHABILITATION,PHYSIOTHERAPY SUPPLIES
9920 | 4224180902900 | SHOULDER SUPPORT, WITH ARM AND FOREARM STRAP, VELCRO CLOSURE, BREATHABLE, FOR CORRECTION OF SHOULDER DISLOCATION AND SUBLUXATION WITH NO MOVEMENT RESTRICTION, SIZE: SMALL, RIGHT | REHABILITATION,PHYSIOTHERAPY SUPPLIES
9921 | 4224180903200 | ARMSLING, ADULT, IMMOBILIZES THE SHOULDER JOINT IN INTERNAL ROTATION, STRAP TO CONTROL THE ARM, EASY ADJUSTMENT BY VELCRO OR EQUIVALENT, KEEPS THE ELBOW IN 90# FLEXION AND PRONOSUPINATION INTERMEDIATE, DISTRIBUTES THE WEIGHT OF THE TREATED ARM AVOIDING OVERLOAD OF THE CERVICAL AREA, DOUBLE STRAPS ON SHOULDER DIVIDES LOAD TO IMPROVE SUPPORT, COMFORTABLE, BREATHABLE, ASSORTED SIZE | REHABILITATION,PHYSIOTHERAPY SUPPLIES
9922 | 4224180903300 | SHOULDER ABDUCTION BRACE WITH ADJUSTABLE ABDUCTION RANGE FROM 0-90 PADDED CLAVICLE STRAP SIZE IS UNIVERSAL.. | SUPPLEMENTARY REHAB,PHYSIOTHERAPY SUPPL.
9923 | 4224180903400 | SHOULDER ABDUCTION BRACE, EXTENDED FOREARM ATTACHMENT PROVIDES ABDUCTION RANGE FROM 0-90, PADDED CLAVICLE STRAP, POLYETHYLENE SHELL, ASSORTED SIDE | SUPPLEMENTARY REHAB,PHYSIOTHERAPY SUPPL.
9924 | 4224180903500 | ARM SLING, IMMOBILIZES THE SHOULDER, FOREARM AND ELBOW, WITH ABDUCTION PILLOW IN 15 DEGREES OF ABDUCTION, THE PILLOW SITS AGAINST THE WAIST TO SUPPORT THE FOREARM, ENSURING THE ELBOW IS AT 90 DEGREES, WITH EXERCISE BALL , EASY ADJUSTMENT BY VELCRO OR EQUIVALENT, DISTRIBUTES THE WEIGHT OF THE TREATED ARM AVOIDING OVERLOAD OF THE CERVICAL AREA, PADDED STRAPS CROSSED OVER THE BACK TO IMPROVE SUPPORT, INNER PADDING SUPPORTS THE ARM, BREATHABLE, ASSORTED SIZE | REHABILITATION AND PHYSIOTHERAPY CONSUMA
9925 | 4224180903600 | ARM SLING, IMMOBILIZES THE SHOULDER, FOREARM AND ELBOW, WITH ABDUCTION PILLOW IN 30 DEGREES OF ABDUCTION, THE PILLOW SITS AGAINST THE WAIST TO SUPPORT THE FOREARM, ENSURING THE ELBOW IS AT 90 DEGREES, WITH EXERCISE BALL , EASY ADJUSTMENT BY VELCRO OR EQUIVALENT, DISTRIBUTES THE WEIGHT OF THE TREATED ARM AVOIDING OVERLOAD OF THE CERVICAL AREA, PADDED STRAPS CROSSED OVER THE BACK TO IMPROVE SUPPORT, INNER PADDING SUPPORTS THE ARM, BREATHABLE, ASSORTED SIZE | REHABILITATION AND PHYSIOTHERAPY CONSUMA
9926 | 4224180903700 | ARM SLING, IMMOBILIZES THE SHOULDER, FOREARM AND ELBOW, WITH ABDUCTION PILLOW IN 45 DEGREES OF ABDUCTION, THE PILLOW SITS AGAINST THE WAIST TO SUPPORT THE FOREARM, ENSURING THE ELBOW IS AT 90 DEGREES, WITH EXERCISE BALL , EASY ADJUSTMENT BY VELCRO OR EQUIVALENT, DISTRIBUTES THE WEIGHT OF THE TREATED ARM AVOIDING OVERLOAD OF THE CERVICAL AREA, PADDED STRAPS CROSSED OVER THE BACK TO IMPROVE SUPPORT, INNER PADDING SUPPORTS THE ARM, BREATHABLE, UNIVERSAL SIZE | REHABILITATION AND PHYSIOTHERAPY CONSUMA
9927 | 4224181000000 | SPLINT, SHORT THUMB BRACE, SUPPORTS MP AND CMC JOINTS OF THE THUMB, MALLEABLE ALUMINUM STAY, SOFT AND COMFORTABLE AND BREATHABLE FABRIC, RIGHT, SIZE: LARGE | REHABILITATION AND PHYSIOTHERAPY CONSUMA
9928 | 4224181000100 | SPLINTING ACCESSORIES, DYNAMIC, KIT, BASE 2 OUTRIGGER OR EQUIVALENT, INCLUDING (1) 7 STRAIGHT ALUMINUM, (1) 5 STRAIGHT ALUMINUM, (1) 2 STRAIGHT MULTI-DIGIT ATTACHMENT, (1) 7 CURVED OUTRIGGER, (1) 7 CURVED OUTRIGGER W/ FOOT, (1) 5 CURVED OUTRIGGER W/ FOOT, (1) 5 CURVED OUTRIGGER, (1) 4 CURVED MULTI-DIGIT ATTACHMENT, (10) 3 PRE-TIED ULTRA-SUEDE FINGER SLINGS, (10) 4 PRE-TIED ULTRA-SUEDE FINGER SLINGS, (10) 3 ULTRA-SUEDE FINGER SLINGS W/ GROMMETS, (10) 4 ULTRA-SUEDE FINGER SLINGS W/ GROMMETS, (5) WING NUTS, (10) RUBBER BAND POSTS WITH THUMB SCREWS, AND (10) LINE GUIDES, FOR FABRICATING AND CUSTOMIZING DYNAMIC AND STATIC PROGRESSIVE UPPER EXTREMITY SPLINTS IN HAND REHABILITATION | REHABILITATION AND PHYSIOTHERAPY CONSUMA
9929 | 4224181000200 | SPLINTING MATERIAL, ABS FILAMENT 1.75 MM FOR 3D PRINTED SPLINTS, ORTHOTICS, AND REHABILITATION SUPPORTS, BIOCOMPATIBLE UP TO 30 DAYS SKIN CONTACT, ISO 10993 & USP CLASS VI COMPLIANT | REHABILITATION AND PHYSIOTHERAPY CONSUMA
9930 | 4224181000300 | SPLINTING MATERIAL, PLA FILAMENT 1.75 MM FOR 3D PRINTED SPLINTS AND ORTHOTICS, COMPATIBLE WITH FDM 3D PRINTERS | REHABILITATION AND PHYSIOTHERAPY CONSUMA
9931 | 4224181000400 | THERAPEUTIC, WEDGE, MULTI-CONTOURED POSITIONING WEDGE DESIGNED TO PROVIDE PROPER POSITIONING, SUPPORT, AND PRESSURE RELIEF FOR PATIENTS WITH RESPIRATORY CONDITIONS OR LIMITED MOBILITY, 30-DEGREE ANGLE , FOAM CORE IS ENCLOSED IN A DURABLE, HEAVY-DUTY COVER, ANTI-SLIP BOTTOM SURFACE, EASY TO CLEAN, SIZE 7 X 12 X 34 | REHABILITATION AND PHYSIOTHERAPY CONSUMA
9932 | 4224181100000 | HERNIA INGUINAL BELT, DOUBLE, SMALL | REHABILITATION,PHYSIOTHERAPY SUPPLIES
9933 | 4224181100100 | HERNIA INGUINAL BELT, DOUBLE, MEDIUM | REHABILITATION,PHYSIOTHERAPY SUPPLIES
9934 | 4224181100200 | HERNIA INGUINAL BELT, DOUBLE, LARGE | REHABILITATION,PHYSIOTHERAPY SUPPLIES
9935 | 4224181100300 | HERNIA INGUINAL BELT, DOUBLE, EXTRA LARGE | REHABILITATION,PHYSIOTHERAPY SUPPLIES
9936 | 4224181100400 | HERNIA INGUINAL BELT, SINGLE, LEFT, SMALL | REHABILITATION,PHYSIOTHERAPY SUPPLIES
9937 | 4224181100500 | HERNIA INGUINAL BELT, SINGLE, LEFT, MEDIUM | REHABILITATION,PHYSIOTHERAPY SUPPLIES
9938 | 4224181100600 | HERNIA INGUINAL BELT, SINGLE, LEFT, LARGE | REHABILITATION,PHYSIOTHERAPY SUPPLIES
9939 | 4224181100700 | HERNIA INGUINAL BELT, SINGLE, LEFT, EXTRA LARGE | REHABILITATION,PHYSIOTHERAPY SUPPLIES
9940 | 4224181100800 | HERNIA INGUINAL BELT, SINGLE, RIGHT, SMALL | REHABILITATION,PHYSIOTHERAPY SUPPLIES
9941 | 4224181100900 | HERNIA INGUINAL BELT, SINGLE, RIGHT, MEDIUM | REHABILITATION,PHYSIOTHERAPY SUPPLIES
9942 | 4224181101000 | HERNIA INGUINAL BELT, SINGLE, RIGHT, LARGE | REHABILITATION,PHYSIOTHERAPY SUPPLIES
9943 | 4224181101100 | HERNIA INGUINAL BELT, SINGLE, RIGHT, EXTRA LARGE | REHABILITATION,PHYSIOTHERAPY SUPPLIES
9944 | 4224181200200 | ELBOW HINGED BRACE, ADJUSTABLE HINGE AND ROM ROTATING AND PRESSING LOCK, SOFT COMFORTABLE BREATHABLE FABRIC, SIZE LARGE | SUPPLEMENTARY REHAB,PHYSIOTHERAPY SUPPL.
9945 | 4224181200300 | ELBOW HINGED BRACE, ADJUSTABLE HINGE AND ROM ROTATING AND PRESSING LOCK, SOFT COMFORTABLE BREATHABLE FABRIC, SIZE MEDIUM | SUPPLEMENTARY REHAB,PHYSIOTHERAPY SUPPL.
9946 | 4224181200400 | ELBOW HINGED BRACE, ADJUSTABLE HINGE AND ROM ROTATING AND PRESSING LOCK, SOFT COMFORTABLE BREATHABLE FABRIC, SIZE SMALL | SUPPLEMENTARY REHAB,PHYSIOTHERAPY SUPPL.
9947 | 4224181200500 | ELBOW HINGED BRACE, ADJUSTABLE HINGE AND ROM ROTATING AND PRESSING LOCK, SOFT COMFORTABLE BREATHABLE FABRIC, SIZE EXTRA LARGE | SUPPLEMENTARY REHAB,PHYSIOTHERAPY SUPPL.
9948 | 4224181201400 | ELBOW HINGED BRACE, ADJUSTABLE HINGE AND ROM ROTATING AND PRESSING LOCK, SOFT COMFORTABLE BREATHABLE FABRIC, SIZE UNIVERSAL, RIGHT | REHABILITATION,PHYSIOTHERAPY SUPPLIES
9949 | 4224181201500 | ELBOW HINGED BRACE, ADJUSTABLE HINGE AND ROM ROTATING AND PRESSING LOCK, SOFT COMFORTABLE BREATHABLE FABRIC, SIZE UNIVERSAL, LEFT | REHABILITATION,PHYSIOTHERAPY SUPPLIES
9950 | 4224190100400 | SPLINTING ACCESSORY, DYNAMIC SPLINT OUTRIGGER ACCESSORY KIT, (5 LINE GUIDES, 3 WING NUTS, 5 THUMB SCREWS) | REHABILITATION,PHYSIOTHERAPY SUPPLIES
9951 | 4224190200000 | SPLINTING ACCESSORIES KIT TUBE ADJUSTER THE COMPACT DESIGN ALLOWS YOU TO FIX ONE INDIVIDUAL ADJUSTER FOR EACH FINGER THE ADJUSTERS ARE LIGHT-WEIGHT ONE (1) EACHONE (1) KIT.. | SUPPLEMENTARY REHAB,PHYSIOTHERAPY SUPPL.
9952 | 4224190200100 | SPLINTING ACCESSORIES, DYNAMIC, RUBBER BAND POSTS WITH THUMB SCREWS, SIZE 6.4 X 13MM, PACK OF 10 | SUPPLEMENTARY REHAB,PHYSIOTHERAPY SUPPL.
9953 | 4224190200200 | SPLINT, DYNAMIC SPRING FINGER EXTENSION ASSIST SPLINT LIGHTWEIGHT WIRE CONSTRUCTION FOR A LOW PROFILE, THIN DESIGN VERSATILE MODEL EXTENDS PIP JOINT WITH A SLIGHT EXTENSION EFFECT ON MP JOINT, SIZE: LARGE | REHABILITATION,PHYSIOTHERAPY SUPPLIES
9954 | 4224190200300 | SPLINT, DYNAMIC SPRING FINGER EXTENSION ASSIST SPLINT LIGHTWEIGHT WIRE CONSTRUCTION FOR A LOW PROFILE, THIN DESIGN VERSATILE MODEL EXTENDS PIP JOINT WITH A SLIGHT EXTENSION EFFECT ON MP JOINT, SIZE: MEDIUM | REHABILITATION,PHYSIOTHERAPY SUPPLIES
9955 | 4224190200400 | SPLINT, DYNAMIC SPRING FINGER EXTENSION ASSIST SPLINT LIGHTWEIGHT WIRE CONSTRUCTION FOR A LOW PROFILE, THIN DESIGN VERSATILE MODEL EXTENDS PIP JOINT WITH A SLIGHT EXTENSION EFFECT ON MP JOINT, SIZE: SMALL | REHABILITATION,PHYSIOTHERAPY SUPPLIES
9956 | 4224190200500 | SPLINT, DYNAMIC SPRING FINGER EXTENSION ASSIST SPLINT LIGHTWEIGHT WIRE CONSTRUCTION FOR A LOW PROFILE, THIN DESIGN VERSATILE MODEL EXTENDS PIP JOINT WITH A SLIGHT EXTENSION EFFECT ON MP JOINT, SIZE: X-LARGE | REHABILITATION,PHYSIOTHERAPY SUPPLIES
9957 | 4224190200600 | SPLINT, DYNAMIC SPRING FINGER EXTENSION ASSIST SPLINT LIGHTWEIGHT WIRE CONSTRUCTION FOR A LOW PROFILE, THIN DESIGN VERSATILE MODEL EXTENDS PIP JOINT WITH A SLIGHT EXTENSION EFFECT ON MP JOINT, SIZE: X-SMALL | REHABILITATION,PHYSIOTHERAPY SUPPLIES
9958 | 4224200004200 | ANGLE TUBE ADAPTER TITANIUM WITH 20 DEGREES INNER DIAMETER 30 MM APPROXIMATELY, HEIGHT: 34 MM APPROXIMATELY, BODY WEIGHT UP TO 100 KG | PROSTHETICS & ORTHOSIS SUPPLIES
9959 | 4224200004500 | CALF LEATHER LINING, FOR SHOE MAKING, BLACK | PROSTHETICS & ORTHOSIS SUPPLIES
9960 | 4224200004600 | FOOT ADAPTER TITANIUM WITH CAP SCREW (FOOT BOLT) FOR ALL DYNAMIC AND SACH FEET BOLT SIZE M10 THREAD FOR BODY WEIGHT UP TO 125 KG | PROSTHETICS & ORTHOSIS SUPPLIES
9961 | 4224200004700 | FOOT ADAPTER TITANIUM WITH CAP SCREW (FOOT BOLT) FOR ALL DYNAMIC AND SACH FEET BOLT SIZE M8 THREAD FOR BODY WEIGHT UP TO 100 KG | PROSTHETICS & ORTHOSIS SUPPLIES
9962 | 4224200004800 | TRANSTIBIAL MODULAR KIT, WITH INNER TUBE ADAPTER AND TUBE CLAMP ADAPTER (TITANIUM), DIAMETER: 34 MM APPROXIMATELY, FOR BODY WEIGHT UP TO 150 KG | PROSTHETICS & ORTHOSIS SUPPLIES
9963 | 4224200004900 | NATURAL CALF LINING, 1.1 MM, APPROXIMATELY | PROSTHETICS & ORTHOSIS SUPPLIES
9964 | 4224200005000 | FLEXIBLE RESIN FOR FLEXIBLE LAMINATION, NET CONTENTS 900 GM APPROXIMATELY | PROSTHETICS & ORTHOSIS SUPPLIES
9965 | 4224200005100 | LAMINATION RESIN FOR RIGID LAMINATION 80: 20 NET CONTENTS 900 GRAMS APPROXIMATELY | PROSTHETICS & ORTHOSIS SUPPLIES
9966 | 4224200005200 | SEALING RESIN, FOR SEALING AND BONDING, NET CONTENTS 900 GRAMS, APPROXIMATELY | PROSTHETICS & ORTHOSIS SUPPLIES
9967 | 4224200005300 | RIGID FOAM FOR AVERAGE WEIGHT BEARING VOLUME INCREASE 6.5 TIMES, 865 GRAMS APPROXIMATELY. ASSORTED HARDNESS | PROSTHETICS & ORTHOSIS SUPPLIES
9968 | 4224200005400 | SPLINTING ACCESSORIES, STRAP, VELCRO OR EQUIVALENT , LOOP, NON-ADHESIVE, NON-ELASTIC, ROLL, 5 CM X 9 M APPROXIMATELY, ASSORTED COLOR | PROSTHETICS & ORTHOSIS SUPPLIES
9969 | 4224200005600 | ANGLE TUBE ADAPTER TITANIUM WITH 10 DEGREES INNER DIAMETER 30 MM APPROXIMATELY, HEIGHT: 34 MM APPROXIMATELY, BODY WEIGHT UP TO 100 KG | PROSTHETICS & ORTHOSIS SUPPLIES
9970 | 4224200005700 | ECCENTRIC ADAPTER TITANIUM APPLICATION AS FOR SOCKET ADAPTER WITH ADJUSTMENT PYRAMID AXIALLY OFFSET APPROXIMATELY 7 MM SYSTEM HEIGHT: 11 MM FOR BODY WEIGHT UP TO 150 KG. | PROSTHETICS & ORTHOSIS SUPPLIES
9971 | 4224200005800 | ECCENTRIC ADAPTER TITANIUM APPLICATION AS FOR SOCKET ADAPTER WITH ADJUSTMENT PYRAMID DIAGONALLY OFFSET APPROXIMATELY 5 MM SYSTEM HEIGHT: 11 MM FOR BODY WEIGHT UP TO 150 KG. | PROSTHETICS & ORTHOSIS SUPPLIES
9972 | 4224200006000 | SUCTION VALVE FOR FLEXIBLE SOCKETS, AUTO EXPULSION THREADED BODY PUSH BUTTON RELEASE | PROSTHETICS & ORTHOSIS SUPPLIES
9973 | 4224200006100 | CONNECTING TUBE WITH SEAT RING FOR VALVE, WITH OUTSIDE DIAMETER 40 MM AND HOLE DIAMETER 24 MM | PROSTHETICS & ORTHOSIS SUPPLIES
9974 | 4224200006300 | TUBULAR RIVET (SPEED RIVET), CAP CLOSED, LOWER PART OPEN, STEEL, WITH MALE AND FEMALE PARTS, HEAD DIAMETER 8 MM, LENGTH 9 M APPROXIMATELY | PROSTHETICS & ORTHOSIS SUPPLIES
9975 | 4224200006500 | ADAPTER, DOUBLE, MALE/MALE 32 MM STAINLESS STEEL SYSTEM HEIGHT: 32 MM APPROXIMATELY, FOR BODY WEIGHT UP TO 150 KG | PROSTHETICS & ORTHOSIS SUPPLIES
9976 | 4224200006700 | SLIDING ADAPTER WITH ADJUSTABLE SCREW S TITANIUM CONNECTS 2 PROSTHETIC COMPONENTS WITH PYRAMID ADAPTER ALLOWS TRANSLATION ADJUSTMENT MEDIALLY OR LATERALLY, IN THE FRONTAL PLANE OR DORSALLY OR VENTRALLY IN THE SAGITTAL PLANE, HEIGHT: 112 MM APPROXIMATELY, BODY WEIGHT UP TO 100 KG. | PROSTHETICS & ORTHOSIS SUPPLIES
9977 | 4224200007200 | ADAPTER, DOUBLE, TITANIUM MALE/FEMALE SYSTEM HEIGHT: 36 MM FOR BODY WEIGHT UP TO 150 KG | PROSTHETICS & ORTHOSIS SUPPLIES
9978 | 4224200007300 | LAMINATION ANCHOR WITH PYRAMID RECEIVER ALUMINUM USED IN TRANSTIBIAL AND TRANSFEMORAL PROSTHESIS FOR CHILDREN AND IS LAMINATED INTO THE SOCKET SYSTEM HEIGHT: 35 MM FOR BODY WEIGHT UP TO 45 KG. | PROSTHETICS & ORTHOSIS SUPPLIES
9979 | 4224200007400 | ROTATABLE SOCKET ADAPTER LAMINATION ANCHOR WITH PYRAMID RECEIVER, STAINLESS STEEL, FOR LAMINATION DIRECTLY ON TO THE DISTAL END OF ABOVE KNEE SOCKET SYSTEM HEIGHT: 39 MM APPROXIMATELY FOR BODY WEIGHT UP TO 120 KG | PROSTHETICS & ORTHOSIS SUPPLIES
9980 | 4224200007500 | LAMINATION ANCHOR WITH PYRAMID ROTATABLE STAINLESS STEEL SYSTEM HEIGHT: 2 MM WEIGHT: UP TO 170 GRAMS APPROXIMATELY FOR BODY WEIGHT UP TO 150 KG. | PROSTHETICS & ORTHOSIS SUPPLIES
9981 | 4224200007600 | LAMINATION ANCHOR WITH PYRAMID ROTATABLE STAINLESS STEEL USED TO CONNECT THE PROSTHETIC SOCKET TO THE DISTAL PROSTHETIC COMPONENTS SYSTEM HEIGHT: 3 MM APPROXIMATELY WEIGHT: UP TO 180 GRAMS FOR BODY WEIGHT UP TO 125 KG. | PROSTHETICS & ORTHOSIS SUPPLIES
9982 | 4224200007700 | LAMINATION ANCHOR WITH THREADED CONNECTOR STAINLESS STEEL SYSTEM HEIGHT: 8 MM WEIGHT: UP TO 100 GRAMS FOR BODY WEIGHT UP TO 125 KG. | PROSTHETICS & ORTHOSIS SUPPLIES
9983 | 4224200007800 | LAMINATION DUMMY, FOR ANCHORS | PROSTHETICS & ORTHOSIS SUPPLIES
9984 | 4224200007900 | LAMINATION DUMMY, FOR ROTATION ADAPTER | PROSTHETICS & ORTHOSIS SUPPLIES
9985 | 4224200008000 | LAMINATION ANCHOR WITH PYRAMID ADAPTER, ROTATABLE, STAINLESS STEEL, CONNECT THE PROSTHETIC SOCKET TO THE DISTAL PROSTHETIC COMPONENTS, SYSTEM HEIGHT: 44 MM, WEIGHT: UP TO 160 GRAMS, FOR BODY WEIGHT UP TO 150 KG. | PROSTHETICS & ORTHOSIS SUPPLIES
9986 | 4224200008100 | PROXIMAL SEALING SYSTEM, IS A PROXIMAL VACUUM SOCKET SEALING SYSTEM FOR USE IN TRANSFEMORAL FITTINGS, WHICH DISTINGUISHES ITSELF THROUGH SIMPLICITY AND EXCELLENT WEARER COMFORT, SIZE 320 MM | PROSTHETICS & ORTHOSIS SUPPLIES
9987 | 4224200008200 | PROXIMAL SEALING SYSTEM, IS A PROXIMAL VACUUM SOCKET SEALING SYSTEM FOR USE IN TRANSFEMORAL FITTINGS, WHICH DISTINGUISHES ITSELF THROUGH SIMPLICITY AND EXCELLENT WEARER COMFORT, SIZE 340 MM | PROSTHETICS & ORTHOSIS SUPPLIES
9988 | 4224200008300 | PROXIMAL SEALING SYSTEM, IS A PROXIMAL VACUUM SOCKET SEALING SYSTEM FOR USE IN TRANSFEMORAL FITTINGS, WHICH DISTINGUISHES ITSELF THROUGH SIMPLICITY AND EXCELLENT WEARER COMFORT, SIZE 360 MM | PROSTHETICS & ORTHOSIS SUPPLIES
9989 | 4224200008400 | PROXIMAL SEALING SYSTEM, IS A PROXIMAL VACUUM SOCKET SEALING SYSTEM FOR USE IN TRANSFEMORAL FITTINGS, WHICH DISTINGUISHES ITSELF THROUGH SIMPLICITY AND EXCELLENT WEARER COMFORT, SIZE 380 MM | PROSTHETICS & ORTHOSIS SUPPLIES
9990 | 4224200008500 | PROXIMAL SEALING SYSTEM, IS A PROXIMAL VACUUM SOCKET SEALING SYSTEM FOR USE IN TRANSFEMORAL FITTINGS, WHICH DISTINGUISHES ITSELF THROUGH SIMPLICITY AND EXCELLENT WEARER COMFORT, SIZE 400 MM | PROSTHETICS & ORTHOSIS SUPPLIES
9991 | 4224200008600 | ROTATION ADAPTER FOR MODULAR PROSTHESIS WITH PYRAMID STAINLESS STEEL THE LOWER LEG MAY BE ROTATED MEDIALLY OR LATERALLY RELATIVE TO THE SOCKET WITH THE KNEE FLEXED THROUGH THE ROTATION ADAPTER SYSTEM HEIGHT: 22 MM APPROXIMATELY WEIGHT: 170 GRAMS APPROXIMATELY ROTATION: MAXIMUM 360 DEGREE FOR BODY WEIGHT UP TO 150 KG. | PROSTHETICS & ORTHOSIS SUPPLIES
9992 | 4224200008700 | ROTATION ADAPTER FOR MODULAR PROSTHESIS WITH THREAD STAINLESS STEEL THE LOWER LEG MAY BE ROTATED MEDIALLY OR LATERALLY RELATIVE TO THE SOCKET WITH THE KNEE FLEXED THROUGH THE ROTATION ADAPTER SYSTEM HEIGHT: 42 MM APPROXIMATELY WEIGHT: 185 GRAMS APPROXIMATELY ROTATION: MAXIMUM 360 DEGREE FOR BODY WEIGHT UP TO 150 KG. | PROSTHETICS & ORTHOSIS SUPPLIES
9993 | 4224200008800 | LAMINATION RING, FOR MYOQUICK DISCONNECT HAND, SIZE 7 INCHES | PROSTHETICS & ORTHOSIS SUPPLIES
9994 | 4224200008900 | LAMINATION RING FOR MYOQUICK DISCONNECT HAND SIZE 8 1/4 INCHES APPROXIMATELY | PROSTHETICS & ORTHOSIS SUPPLIES
9995 | 4224200009000 | LAMINATION RING, FOR BABY HAND | PROSTHETICS & ORTHOSIS SUPPLIES
9996 | 4224200009100 | BATTERY CONNECTION CABLE, FOR CONNECTION BATTERY, WITH THE DISTRIBUTER | PROSTHETICS & ORTHOSIS SUPPLIES
9997 | 4224200009200 | MYOROTRONIC FOR ELECTRIC WRIST ROTATOR | PROSTHETICS & ORTHOSIS SUPPLIES
9998 | 4224200009300 | LOCK SET FOR SILICONE ARM LINER | PROSTHETICS & ORTHOSIS SUPPLIES
9999 | 4224200010200 | ORTHOTIC KNEE JOINT, POSTERIOR OFFSET RING LOCK, KNEE JOINT STAINLESS STEEL, MEDIAL AND LATERAL STRAIGHT WITH ROUND EDGE ALUMINUM UPRIGHTS, SIZE 3/16 INCHES X 1/2 INCHES, APPROXIMATELY, CHILD SET | PROSTHETICS & ORTHOSIS SUPPLIES
10000 | 4224200010300 | CONNECTION PLATE, GLUED TO THE COSMETIC FOAM COVER AND SNAPPED ONTO THE ADAPTER | PROSTHETICS & ORTHOSIS SUPPLIES
10001 | 4224200010400 | FOOT ADAPTER FOR SACH AND DYNAMIC FOOT FOR CHILDREN WITH M8 THREAD FOR BODY WEIGHT UP TO 60 KG | PROSTHETICS & ORTHOSIS SUPPLIES
10002 | 4224200010500 | LAMINATION ANCHOR, PEDIATRIC, WITH PYRAMID FOR TRANSTIBIAL AND TRANSFEMORAL | PROSTHETICS & ORTHOSIS SUPPLIES
10003 | 4224200010600 | SHOCK ABSORBER, TORTION CONTROL WITH TUBE CLAMP ADAPTER | PROSTHETICS & ORTHOSIS SUPPLIES
10004 | 4224200010800 | ELEVATED VACUUM SYSTEM, PREVENTS VOLUME LOSS, AND MINIMIZES VOLUME FLUCTUATIONS, IN THE RESIDUAL LIMB, ALUMINIUM, SYSTEM HEIGHT 132 MM, INCLUDING SEALING SLEEVE AND LINER W/ INCLUDES COMPLETE ACCESSORIES, PROGRAM AND STAFF TRAINING, ASSORTED SLEEVE AND LINER SIZE | PROSTHETICS & ORTHOSIS SUPPLIES
10005 | 4224200010900 | SOCKET SUSPENSION SYSTEM, KISS LANYARD, FOR TRANSFEMORAL / TRANSTIBIAL AMPUTATIONS, CAN BE DONNED WHILE SITTING, SUITED, FOR GERIATRIC USERS | PROSTHETICS & ORTHOSIS SUPPLIES
10006 | 4224200011000 | TRANSFEMORAL PROSTHESIS COMPONENT KIT, MODULAR, CONSISTING OF LIGHTWEIGHT SINGLE AXIS KNEE JOINT WITH LOCK, ROTATABLE SOCKET ADAPTER WITH PYRAMID RECEIVER, TUBE ADAPTER, AND COSMETIC FOAM, FOR LOW ACTIVITY, MAXIMUM WEIGHT 100 KG | PROSTHETICS & ORTHOSIS SUPPLIES
10007 | 4224200011100 | ROTATABLE SOCKET ADAPTER, WITH PYRAMID RECEIVER, APPLICATION, AS FOR SOCKET ADAPTER, WITH ADJUSTMENT SET SCREW S, STAINLESS STEEL | PROSTHETICS & ORTHOSIS SUPPLIES
10008 | 4224200011400 | LUBRICANT, TO AID IN DONNING THE PROSTHETIC GLOVE OVER THE INNER HAND, NET CONTENTS 250 GRAMS, APPROXIMATELY | PROSTHETICS & ORTHOSIS SUPPLIES
10009 | 4224200011500 | THINNER, FOR RESIN, NET CONTENTS, 800 GM, APPROXIMATELY | PROSTHETICS & ORTHOSIS SUPPLIES
10010 | 4224200011600 | THINNER, FOR QUICK DRYING, RUBBER CEMENT, FOR BONDING, FLEXIBLE MATERIALS, NET CONTENTS, 800 GM, APPROXIMATELY | PROSTHETICS & ORTHOSIS SUPPLIES
10011 | 4224200011700 | ACRYLIC VARNISH FOR PLASTER, PARTING AGENT FOR RESINS, NET CONTENTS, 1 KG., APPROXIMATELY | PROSTHETICS & ORTHOSIS SUPPLIES
10012 | 4224200011800 | PLASTABAND OR EQUAL, FOR SEALING FILLING AND PROTECTION IN CONJUNCTION WITH LAMINATION APPLICATIONS AND TEMPERATURE RESISTANT LENGTH 10 METER WIDTH: 20 MM THICKNESS: 2 MM APPROXIMATELY COLOR: GRAY | PROSTHETICS & ORTHOSIS SUPPLIES
10013 | 4224200012000 | TALCUM, POWDER, NET CONTENTS, 1 KG., APPROXIMATELY | PROSTHETICS & ORTHOSIS SUPPLIES
10014 | 4224200012100 | SPECIAL CLEANER FOR PROSTHETIC GLOVES, NET CONTENTS 0.45 KG, APPROXIMATELY | PROSTHETICS & ORTHOSIS SUPPLIES
10015 | 4224200012200 | TWO-COMPONENT SILICONE IMPRESSION MATERIAL FOR PROSTHETIC AND ORTHOTIC USE, PROVIDING PRECISE, CLEAN, AND FLEXIBLE CASTING WITH FAST CURING, NON-SLUMP PROPERTIES, AND EASY REMOVAL WITHOUT RESIDUE, KIT ICLOUD 1 DISPENSER 5 CARTRIDGES, 75 ML OF COMPONENT SILICONE, 20 STATIC MIXERS | PROSTHETICS & ORTHOSIS SUPPLIES
10016 | 4224200012300 | VACUUM, FORMING, TOOL, FOR UPPER EXTREMITY USED, OUTER Q, 26 CM APPROXIMATELY | PROSTHETICS & ORTHOSIS SUPPLIES
10017 | 4224200012400 | MYOENERGY INTEGRAL, FOR CHILDREN | PROSTHETICS & ORTHOSIS SUPPLIES
10018 | 4224200012600 | MYOENERGY INTEGRAL BATTERY, FOR ADULT | PROSTHETICS & ORTHOSIS SUPPLIES
10019 | 4224200012700 | CHARGER, FOR MYOENERGY, INTEGRAL BATTERY SYSTEM | PROSTHETICS & ORTHOSIS SUPPLIES
10020 | 4224200012800 | CONTROLLER, FOR ELECTRIC HAND, THAT PROCESSES MUSCLE SIGNALS AND SENDS THEM TO THE PROSTHETIC HAND, SYSTEM DESIGN, FOR CHILDREN, 7 OR MORE PROGRAMS, ASSORTED SIDE | PROSTHETICS & ORTHOSIS SUPPLIES
10021 | 4224200012900 | CONTROL ELEMENT, FOR ASSEMBLY BETWEEN THE OUTER AND INNER PROSTHETIC SOCKET | PROSTHETICS & ORTHOSIS SUPPLIES
10022 | 4224200013000 | CHAMOIS LEATHER, ULTRA SOFT, TRIMMED, SIZE BY FEET | PROSTHETICS & ORTHOSIS SUPPLIES
10023 | 4224200013100 | COW, ORTHOPEDIC, SIDE LEATHER, 0.8 - 1 MM APPROXIMATELY, BLACK, BY FEET | PROSTHETICS & ORTHOSIS SUPPLIES
10024 | 4224200013200 | COW, ORTHOPEDIC, SIDE LEATHER, 0.8 - 1 MM APPROXIMATELY, PEACH, BY FEET | PROSTHETICS & ORTHOSIS SUPPLIES
10025 | 4224200013300 | COW, ORTHOPEDIC, SIDE LEATHER, 0.8 - 1 MM APPROXIMATELY, YELLOW, BY FEET | PROSTHETICS & ORTHOSIS SUPPLIES
10026 | 4224200013400 | DUMMIES, TAMARACK JOINT, FOR FIXING, ANKLE JOINT, SIZE: LARGE | PROSTHETICS & ORTHOSIS SUPPLIES
10027 | 4224200013500 | DUMMIES, TAMARACK JOINT, FOR FIXING, ANKLE JOINT, SIZE: MEDIUM | PROSTHETICS & ORTHOSIS SUPPLIES
10028 | 4224200013600 | DUMMIES, TAMARACK JOINT, FOR FIXING, ANKLE JOINT, SIZE: PEDIATRIC | PROSTHETICS & ORTHOSIS SUPPLIES
10029 | 4224200013700 | BLADE, JIG SAW, FOR STEEL SHEET, LENGTH 50 MM, TEETH 1.2 MM, APPROXIMATELY | PROSTHETICS & ORTHOSIS SUPPLIES
10030 | 4224200013800 | TAPE LINEN ADHESIVE FOR SEALING LAMINATION RESIN LENGTH : 50 METER APPROXIMATELY WIDTH: 25 MM APPROXIMATELY COLOR: RAW WHITE | PROSTHETICS & ORTHOSIS SUPPLIES
10031 | 4224200013900 | POLYPROPYLENE COPOLYMER SHEET, 1200 MM X 1200 MM X 5 MM, APPROXIMATELY | PROSTHETICS & ORTHOSIS SUPPLIES
10032 | 4224200014000 | SILICONE BREAST FORM, TEARDROP SHAPE, FULL CUP, SOFT AND LIGHT, NATURAL LOOKING DRAPE, TEAR-PROOF SILICON ENCASED IN TEAR-PROOF FILM, FIT IN POCKETED BRA, SIZE 13 (LYMPHEDEMA) | REHABILITATION,PHYSIOTHERAPY SUPPLIES
10033 | 4224200014100 | SILICONE BREAST FORM, TEARDROP SHAPE, FULL CUP, SOFT AND LIGHT, NATURAL LOOKING DRAPE, TEAR-PROOF SILICON ENCASED IN TEAR-PROOF FILM, FIT IN POCKETED BRA, SIZE 5 (LYMPHEDEMA) | REHABILITATION,PHYSIOTHERAPY SUPPLIES
10034 | 4224200014200 | SILICONE BREAST FORM, TEARDROP SHAPE, FULL CUP, SOFT AND LIGHT, NATURAL LOOKING DRAPE, TEAR-PROOF SILICON ENCASED IN TEAR-PROOF FILM, FIT IN POCKETED BRA, SIZE 10 (LYMPHEDEMA) | REHABILITATION,PHYSIOTHERAPY SUPPLIES
10035 | 4224200014300 | SILICONE BREAST FORM, TEARDROP SHAPE, FULL CUP, SOFT AND LIGHT, NATURAL LOOKING DRAPE, TEAR-PROOF SILICON ENCASED IN TEAR-PROOF FILM, FIT IN POCKETED BRA, SIZE 11 (LYMPHEDEMA) | REHABILITATION,PHYSIOTHERAPY SUPPLIES
10036 | 4224200014400 | SILICONE BREAST FORM, TEARDROP SHAPE, FULL CUP, SOFT AND LIGHT, NATURAL LOOKING DRAPE, TEAR-PROOF SILICON ENCASED IN TEAR-PROOF FILM, FIT IN POCKETED BRA, SIZE 7 (LYMPHEDEMA) | REHABILITATION,PHYSIOTHERAPY SUPPLIES
10037 | 4224200014500 | SILICONE BREAST FORM, TEARDROP SHAPE, FULL CUP, SOFT AND LIGHT, NATURAL LOOKING DRAPE, TEAR-PROOF SILICON ENCASED IN TEAR-PROOF FILM, FIT IN POCKETED BRA, SIZE 8 (LYMPHEDEMA) | REHABILITATION,PHYSIOTHERAPY SUPPLIES
10038 | 4224200014600 | SILICONE BREAST FORM, TEARDROP SHAPE, FULL CUP, SOFT AND LIGHT, NATURAL LOOKING DRAPE, TEAR-PROOF SILICON ENCASED IN TEAR-PROOF FILM, FIT IN POCKETED BRA, SIZE 9 (LYMPHEDEMA) | REHABILITATION,PHYSIOTHERAPY SUPPLIES
10039 | 4224200015000 | ANKLE JOINT DOUBLE ACTION KIT WITH LAMINATION PIECES WIDTH 20 MM APPROXIMATELY. | SUPPLEMENTARY PROSTHET,ORTHOSIS SUPPLIES
10040 | 4224200015100 | THERMO PAPERS, BEIGE, LENGTH 2000 X 800 MM, APPROXIMATELY | PROSTHETICS & ORTHOSIS SUPPLIES
10041 | 4224200015200 | THERMO PAPERS, GREEN, LENGTH 2000 X 800 MM, APPROXIMATELY | PROSTHETICS & ORTHOSIS SUPPLIES
10042 | 4224200015300 | THERMO PAPERS, GRAY, LENGTH 2000 X 800 MM, APPROXIMATELY | PROSTHETICS & ORTHOSIS SUPPLIES
10043 | 4224200015400 | THERMO PAPER, BROWN, FOR DYEING SHEET MATERIALS, LENGTH 2000 X 800 MM, APPROXIMATELY | PROSTHETICS & ORTHOSIS SUPPLIES
10044 | 4224200015500 | THERMO PAPER, RED, FOR DYEING SHEET MATERIALS, LENGTH 2000 X 800 MM, APPROXIMATELY | PROSTHETICS & ORTHOSIS SUPPLIES
10045 | 4224200015600 | SHUTTLE LOCK, PLASTIC, LIGHTWEIGHT, WATER-RESISTANT, EASY TO UNLOCK RATCHET UNIT UNDER TENSILE LOAD, LOCKING IS CONTINUOUSLY VARIABLE, CONTINUOUSLY VARIABLE LOCKING MECHANISM FOR SECURE SUPPORT, LOCK HAS NO WEIGHT LIMIT AND IS EMBEDDED DIRECTLY IN THE SOCKET, IT IS USED WITH LINERS HAVING A DISTAL CONNECTION FOR LIGHTWEIGHT PLASTIC HOUSING, THEREFORE SUITABLE FOR USE IN BATHING PROSTHESIS. | PROSTHETICS & ORTHOSIS SUPPLIES
10046 | 4224200015700 | SHUTTLE LOCK, WITH SERRATED PIN CARTIER, ALUMINUM HOUSING, EASY TO UNLOCK, RATCHET UNIT EVEN UNDER TENSILE LOAD, CONTINUOUSLY VARIABLE LOCKING MECHANISM FOR SECURE SUPPORT, ADJUSTABLE, ENGAGES SILENTLY, OR AUDIBLY | PROSTHETICS & ORTHOSIS SUPPLIES
10047 | 4224200015800 | LOCK A SUSPENSION LOCKING MECHANISM FEATURING A STRAIGHTFORWARD PIN GUIDE IT SUPPORTS ONE-STEP FABRICATION. AN OPTIONAL SLIDER PLATE FOR TRANSFEMORAL AND TRANSTIBIAL AMPUTATIONS HEIGHT: 25 MM, BODY WEIGHT: 125 KG | PROSTHETICS & ORTHOSIS SUPPLIES
10048 | 4224200015900 | THREADED VALVE WITH HOUSING FOR VACUUM FORMING, PUSH BUTTON RELEASE WITH HOUSING | PROSTHETICS & ORTHOSIS SUPPLIES
10049 | 4224200016000 | SILICONE LINER, BREATHABLE, CUSHION FOR TRANSTIBIAL AMPUTEES, SUITABLE FOR AMPUTEES WITH EXCESS SOFT TISSUE, CLOTH COVER, THICKNESS: 2.5-3 MM, ASSORTED SIZES | PROSTHETICS & ORTHOSIS SUPPLIES
10050 | 4224200016100 | SILICONE LINER, BREATHABLE, LOCKING FOR TRANSTIBIAL AMPUTEES, SUITABLE FOR AMPUTEES WITH EXCESS SOFT TISSUE, CLOTH COVER, THICKNESS: 2.5-3 MM, ASSORTED SIZES | PROSTHETICS & ORTHOSIS SUPPLIES
10051 | 4224200016400 | MIXING TIPS FOR QUICK ADHESIVE | PROSTHETICS & ORTHOSIS SUPPLIES
10052 | 4224200016700 | TUBE GUILD, FOR SQUARE CUTTING LENGTH, 30 MM DIAMETER APPROXIMATELY | PROSTHETICS & ORTHOSIS SUPPLIES
10053 | 4224200017200 | SPLINTING ACCESSORIES, REEL WIRE SPRING 16.5 GAUGE WIRE, 18M RECOMMENDED FOR USE IN DYNAMIC SPLINTING OF PIP JOINTS THE WING NUT BRAKE ALLOWS FOR GREATER CONTROL AND EASIER HANDLING DURING FABRICATION | REHABILITATION,PHYSIOTHERAPY SUPPLIES
10054 | 4224200017300 | THERAPEUTIC, COUNTDOWN TIMER, LONG RING WITH SPRING WOUND MOVEMENT HAS A 60-MINUTE TIMER, FREESTANDING AND PORTABLE, ONE MINUTE TO 60 MINUTE TIMING CAPACITY, ABOUT 10 SECOND LOUD LONG RING, HIGH IMPACT, DURABLE PLASTIC CASE, EASY TO READ AND OPERATE A NEUTRAL CONNECTION IS NOT REQUIRED FOR INSTALLATION, NO BATTERIES REQUIRED | REHABILITATION,PHYSIOTHERAPY SUPPLIES
10055 | 4224200017400 | SPLINTING ACCESSORIES TUBE ENDS CHROMIUM-PLATED FIT ON ALL TUBES REDUCING FRICTION OF THE ELASTIC THREAD WITH THE TUBE EDGE TO A MIN IMUM.. | SUPPLEMENTARY REHAB,PHYSIOTHERAPY SUPPL.
10056 | 4224200018600 | MILLING BLOCK FOR INSOLES (BROWN COLOR), SIZE 2 DIMENSIONS (350X3000X35MM) APPROXIMATELY, FEATURES TWO SOFT ETHYLENE-VINYL ACETATE, (EVA) LAYERS, COMBINED WITH A BOTTOM STIFFENING LAYER | PROSTHETICS & ORTHOSIS SUPPLIES
10057 | 4224200018700 | MILLING BLOCK FOR INSOLES (BLUE COLOR), SIZE 2 DIMENSIONS (350X3000X35MM) APPROXIMATELY, FEATURES A MEDIUM HARDNESS AND SOFT HARDNESS ETHYLENE-VINYL ACETATE, (EVA) LAYERS, COMBINED WITH A BOTTOM STIFFENING LAYER | PROSTHETICS & ORTHOSIS SUPPLIES
10058 | 4224200018800 | MILLING BLOCK FOR INSOLES (RED COLOR), SIZE 2 DIMENSIONS (350X3000X35MM) APPROXIMATELY, FEATURES A FIRM HARDNESS AND MEDIUM-SOFT HARDNESS ETHYLENE-VINYL ACETATE, (EVA) LAYERS, COMBINED WITH A BOTTOM STIFFENING LAYER | PROSTHETICS & ORTHOSIS SUPPLIES
10059 | 4224200018900 | MILLING BLOCK FOR INSOLES (GREEN COLOR), SIZE 2 DIMENSIONS (350X3000X35MM) APPROXIMATELY, FEATURES A MEDIUM DENSITY ETHYLENE-VINYL ACETATE, (EVA) LAYERS, COMBINED WITH A BOTTOM STIFFENING LAYER | PROSTHETICS & ORTHOSIS SUPPLIES
10060 | 4224200019100 | DEEP FORMING KIT, AN ORTHOTICS AND PROSTHETICS METAL FRAME, FOR LAMINATING CASTING AND TEST SOCKETS BY VACUUM TECHNOLOGY, FOR LOWER LIMBS | PROSTHETICS & ORTHOSIS SUPPLIES
10061 | 4224200019900 | DIRECT SOCKET LAMINATION SYSTEM, TRANSFEMORAL AMPUTEES OF ALL PATIENT ACTIVITY LEVELS, WITH USE OF THE DIRECT SOCKET MATERIALS, TOOLS, BRIM, THE MATERIAL ARE PROVIDED IN KIT WHERE EACH KIT PROVIDES ALL THE CONSUMABLES NEEDED TO FABRICATE ONE SOCKET | PROSTHETICS & ORTHOSIS SUPPLIES
10062 | 4224200020000 | ORTHOTIC KNEE JOINT, AUTOMATIC ANGLED LEVER LOCK, AUTOMATICALLY ENGAGES WHEN THE JOINT REACHES FULL EXTENSION, OPTIONAL ANTERIOR, PULL CABLE TO DISENGAGE BOTH LOCKS SIMULTANEOUSLY, ALUMINUM ROUNDED, STAINLESS STEEL, AND TITANIUM UPRIGHTS AVAILABLE, MODULAR DESIGN PROVIDE STABILITY DURING THE STANCE, PHASE OF GAIT, MEDIAL/LATERAL CONTROL, GENU RECURVATUM PROFOUND QUADRICEP INSTABILITY, ASSORTED SIZE AND MATERIAL | PROSTHETICS & ORTHOSIS SUPPLIES
10063 | 4224200020200 | ORTHOTIC KNEE JOINT, STANCE, CONTROL, LOCKS THE KNEE, DURING STANCE PHASE, AND ALLOWS FREE KNEE MOTION, DURING SWING, RESISTS KNEE FLEXION, AT ANY ANGLE, POSITIVE LOCK, ENGAGED AT FULL EXTENSION, ALUMINUM ROUNDED, STAINLESS STEEL, AND TITANIUM UPRIGHTS, AVAILABLE, MODULAR DESIGN, DURABLE, ASSORTED SIZE, SIDE AND MATERIAL | PROSTHETICS & ORTHOSIS SUPPLIES
10064 | 4224200020400 | SPLIT STIRRUP UPRIGHT WITH DORSIFLEXION ASSIST ANKLE JOINT, STAINLESS STEEL STIRRUPS ARE STAINLESS STEEL, MEDIAL/LATERAL CONTROL MOTION, LIMITING ASSIST DORSIFLEXION, ANKLE JOINTS, COMPONENTS AND ACCESSORIES FOR INCLUSION IN AN ORTHOSIS TO PROVIDE CONTROLLED DORSIFLEXION ASSIST/ PLANTARFLEXION RESIST, ASSORTED SIZE AND SIDE | PROSTHETICS & ORTHOSIS SUPPLIES
10065 | 4224200020500 | ANKLE JOINT ADJUSTABLE PROVIDING CONTROLLED RESISTANCE TO PLANTAR FLEXION AND DORSIFLEXION WITH MEDIAL AND LATERAL MOTION CONTROL. A VAILABLE IN STAINLESS STEEL OR ALUMINUM STIRRUPS ARE STAINLESS STEEL WITH UPRIGHTS AVAILABLE IN STAINLESS STEEL TITANIUM OR ALUMINUM. DESIGNED AS AN ORTHOTIC COMPONENT TO LIMIT OR ASSIST DORSIFLEXION AND/OR PLANTAR FLEXION ASSORTED SIZE. | SUPPLEMENTARY PROSTHET,ORTHOSIS SUPPLIES
10066 | 4224200020600 | ORTHOTIC ANKLE JOINT, WITH DORSIFLEXION EFFECT, STAINLESS STEEL, INDEPENDENTLY ADJUSTABLE PLANTAR FLEXION RESIST INDEPENDENTLY ADJUSTABLE RANGE OF MOTION INDEPENDENTLY ADJUSTABLE DORSIFLEXION RESIST INDEPENDENTLY ADJUSTABLE ANKLE ALIGNMENT, MEDIAL/LATERAL CONTROL MOTION LIMITING RESIST DORSIFLEXION AND/OR PLANTAR FLEXION, ASSORTED SIZE | PROSTHETICS & ORTHOSIS SUPPLIES
10067 | 4224200020800 | DORSIFLEXION ASSIST FLEXURE JOINT, TAMARACK JOINT, PROVIDES FREE MOTION, ASSIST POWER SIMILAR TO TRADITIONAL DORSI-ASSIST ANKLE JOINTS, ASSORTED DUROMETER AND SIZE | PROSTHETICS & ORTHOSIS SUPPLIES
10068 | 4224200021100 | ANKLE JOINT ADJUSTABLE RANGE OF MOTION LIMITING DORSIFLEXION AND/OR PLANTAR FLEXION MOTION IS LIMITED FREE MOTION OR NO MOTION MEDIA L/LATERAL CONTROL MOTION ASSORTED SIZE. | SUPPLEMENTARY PROSTHET,ORTHOSIS SUPPLIES
10069 | 4224200021200 | ORTHOTIC ANKLE JOINT, POLYPROPYLENE, FUNCTIONS AS A FREE MOTION JOINT, AVAILABLE IN NATURAL AND BLACK, COST - EFFECTIVE, PROVIDES MEDIOLATERAL CONTROL CAN BE CONFIGURED TO LIMIT MOTION WHEN COMBINED WITH A POSTERIOR STOP, MEDIAL/LATERAL CONTROL MOTION LIMITING ASSIST DORSIFLEXION AND/OR PLANTAR FLEXION. | PROSTHETICS & ORTHOSIS SUPPLIES
10070 | 4224200021300 | ORTHOTIC ANKLE JOINT, NYLON, FUNCTIONS AS A FREE MOTION JOINT, COST - EFFECTIVE, PROVIDES MEDIOLATERAL CONTROL CAN BE CONFIGURED TO LIMIT MOTION WHEN COMBINED WITH A POSTERIOR, STOP STRONGER THAN POLYPROPYLENE VERSION, MEDIAL/LATERAL CONTROL MOTION, LIMITING ASSIST DORSIFLEXION AND/OR PLANTAR FLEXION. | PROSTHETICS & ORTHOSIS SUPPLIES
10071 | 4224200021700 | MALE INSERT PYRAMID FOR PRONG, STAINLESS STEEL, INSERT HEIGHT 31 MM APPROXIMATELY, WEIGHT UP TO 100 GRAMS, WEIGHT CAPACITY IS UP TO 100 KG | PROSTHETICS & ORTHOSIS SUPPLIES
10072 | 4224200021900 | ADAPTER, 4 - HOLE, THREADED TOP, ALUMINUM, HEIGHT 22 MM APPROXIMATELY, WEIGHT CAPACITY IS UP TO 100 KG | PROSTHETICS & ORTHOSIS SUPPLIES
10073 | 4224200022700 | PYLON FEMALE KIT 1, LONG TITANIUM TUBE CLAMP, CARBON TUBE, AND SOCKET ADAPTOR, LENGTH UP TO 400 MM, WEIGHT LIMIT 150-170 KG | PROSTHETICS & ORTHOSIS SUPPLIES
10074 | 4224200023000 | PYLON FEMALE KIT 1, SHORT ALUMINUM TUBE CLAMP, STAINLESS STEEL TUBE, LENGTH 250 MM, WEIGHT LIMIT 100 KG | PROSTHETICS & ORTHOSIS SUPPLIES
10075 | 4224200023100 | PYLON FEMALE KIT 1, LONG ALUMINUM TUB, CLAMP, STAINLESS STEEL TUBE, LENGTH 250 MM APPROXIMATELY, WEIGHT LIMIT 100 KG | PROSTHETICS & ORTHOSIS SUPPLIES
10076 | 4224200023200 | TUBE, ALUMINUM, LENGTH 250 MM APPROXIMATELY, WEIGHT UP TO 100 KG | PROSTHETICS & ORTHOSIS SUPPLIES
10077 | 4224200023300 | TUBE, ALUMINUM, LENGTH 400 MM APPROXIMATELY, WEIGHT UP TO100 KG | PROSTHETICS & ORTHOSIS SUPPLIES
10078 | 4224200023600 | EXTENDED THE WARRANTY TO THREE-YEARS FOR ADVANCED TECHNOLOGY ITEMS MICROPROCESSOR-CONTROLLED KNEES WATERPROOF (APPLICATION FORM FILL BY CUSTOMER P&O)... | SUPPLEMENTARY PROSTHET,ORTHOSIS SUPPLIES
10079 | 4224200024300 | SILICONE BREAST FORM, DELTA SHAPE, FULL CUP, SOFT AND LIGHT, NATURAL LOOKING DRAPE, TEAR-PROOF SILICON ENCASED IN TEAR-PROOF FILM, FIT IN POCKETED BRA, SIZE 6 (LYMPHEDEMA) | REHABILITATION,PHYSIOTHERAPY SUPPLIES
10080 | 4224200024500 | EXTENDED THE WARRANTY TO THREE-YEARS FOR ADVANCED TECHNOLOGY ITEMS MICROPROCESSOR-CONTROLLED KNEES (APPLICATION FORM FILL BY CUSTOMER P = &O). | SUPPLEMENTARY PROSTHET,ORTHOSIS SUPPLIES
10081 | 4224200024800 | ACETOXY SILICONE DISPERSION ADHESIVE TO SEAL THE COLORATION WITH SILICONE 1 - 5 OZ.. | SUPPLEMENTARY DENTAL SUPPLIES
10082 | 4224200025000 | CUSTOM FLOCKING KIT FOR SILICONE COLORATION 10 COLORS. INTRINSIC.. | SUPPLEMENTARY DENTAL SUPPLIES
10083 | 4224200025100 | EXTRINSIC COLORATION SYSTEM FOR FACIAL SILICONE PROSTHESIS 8 COLORS.. | SUPPLEMENTARY DENTAL SUPPLIES
10084 | 4224200025300 | FUNCTIONAL INTRINSIC KIT FOR SILICONE COLORATION 23 COLORS 10-50ML.. | SUPPLEMENTARY DENTAL SUPPLIES
10085 | 4224200025400 | FUNCTIONAL SILICONE FLUID TO REDUCE VISCOSITY OF SILICONE ELASTOMERS BY NOT CHANGING THE DUROMETER 1 - 5.5 OZ.. | SUPPLEMENTARY DENTAL SUPPLIES
10086 | 4224200025500 | MAXILLOFACIAL FACIAL PROSTHETICS PLATINUM SILICONE ELASTOMER 10:1 LOW VISCOSITY TRANSLUCENT 500G-1KG 1:1.. | SUPPLEMENTARY DENTAL SUPPLIES
10087 | 4224200025600 | MAXILLOFACIAL FACIAL PROSTHETICS SILICONE ELASTOMER 1:1 RATIO 500G -1KG.. | SUPPLEMENTARY DENTAL SUPPLIES
10088 | 4224200025700 | MAXILLOFACIAL FACIAL PROSTHETICS SILICONE ELASTOMER 10:1 RATIO- 500G -1KG.. | SUPPLEMENTARY DENTAL SUPPLIES
10089 | 4224200025900 | MEDICAL SILICONE ADHESIVE IS FOR PATIENTS WITH IMPLANT RETAINED PROSTHESIS 0.25 - 1.5OZ.. | SUPPLEMENTARY DENTAL SUPPLIES
10090 | 4224200026300 | OIL COLORS WITH HIGH CHROMA HIGH TINTING STRENGTH EXCELLENT ADHESION FOR PAINTING ARTIFICIAL ACRYLIC EYES - CERULEAN BLUE OR COBALT BLUE COLOR 10-40 ML (TUBEEA).. | SUPPLEMENTARY DENTAL SUPPLIES
10091 | 4224200026400 | OIL COLORS WITH HIGH CHROMA HIGH TINTING STRENGTH EXCELLENT ADHESION FOR PAINTING ARTIFICIAL ACRYLIC EYES - IVORY BLACK COLOR 10-40 ML (TUBEEA).. | SUPPLEMENTARY DENTAL SUPPLIES
10092 | 4224200026500 | OIL COLORS WITH HIGH CHROMA HIGH TINTING STRENGTH EXCELLENT ADHESION FOR PAINTING ARTIFICIAL ACRYLIC EYES - OLIVE GREEN COLOR 10-40 ML (TUBEEA).. | SUPPLEMENTARY DENTAL SUPPLIES
10093 | 4224200026600 | OIL COLORS WITH HIGH CHROMA HIGH TINTING STRENGTH EXCELLENT ADHESION FOR PAINTING ARTIFICIAL ACRYLIC EYES - ROSE MADDER OR ALIZARIN CRIMSON COLOR 10-40 ML (TUBEEA).. | SUPPLEMENTARY DENTAL SUPPLIES
10094 | 4224200026700 | OIL COLORS WITH HIGH CHROMA HIGH TINTING STRENGTH EXCELLENT ADHESION FOR PAINTING ARTIFICIAL ACRYLIC EYES - TITANIUM WHITE COLOR 10-40 ML (TUBEEA).. | SUPPLEMENTARY DENTAL SUPPLIES
10095 | 4224200026800 | OIL COLORS WITH HIGH CHROMA HIGH TINTING STRENGTH EXCELLENT ADHESION FOR PAINTING ARTIFICIAL ACRYLIC EYES - VANDYKE BROWN COLOR 10-40 ML (TUBEEA).. | SUPPLEMENTARY DENTAL SUPPLIES
10096 | 4224200026900 | OIL COLORS WITH HIGH CHROMA HIGH TINTING STRENGTH EXCELLENT ADHESION FOR PAINTING ARTIFICIAL ACRYLIC EYES - YELLOW OCHRE COLOR 10-40 ML (TUBEEA).. | SUPPLEMENTARY DENTAL SUPPLIES
10097 | 4224200027000 | OIL COLORS WITH HIGH CHROMA HIGH TINTING STRENGTH EXCELLENT ADHESION FOR PAINTING ARTIFICIAL ACRYLIC EYES - ZINC WHITE COLOR 10-40 ML (TUBEEA).. | SUPPLEMENTARY DENTAL SUPPLIES
10098 | 4224200027100 | PIGMENT FOR INTRINSIC SKIN COLORATION OF SILICONE RUBBERS USED WITH SPECTROMETER DIGITAL COLOR MATCHING SYSTEM AUBERGINE COLOR 10 - 50 ML.. | SUPPLEMENTARY DENTAL SUPPLIES
10099 | 4224200027200 | PIGMENT FOR INTRINSIC SKIN COLORATION OF SILICONE RUBBERS USED WITH SPECTROMETER DIGITAL COLOR MATCHING SYSTEM CREAM COLOR 10 - 50 ML.. | SUPPLEMENTARY DENTAL SUPPLIES
10100 | 4224200027300 | PIGMENT FOR INTRINSIC SKIN COLORATION OF SILICONE RUBBERS USED WITH SPECTROMETER DIGITAL COLOR MATCHING SYSTEM DARK DAPPLE COLOR 10 - 50 ML.. | SUPPLEMENTARY DENTAL SUPPLIES
10101 | 4224200027400 | PIGMENT FOR INTRINSIC SKIN COLORATION OF SILICONE RUBBERS USED WITH SPECTROMETER DIGITAL COLOR MATCHING SYSTEM DEEP GREY COLOR 10 - 50 ML.. | SUPPLEMENTARY DENTAL SUPPLIES
10102 | 4224200027500 | PIGMENT FOR INTRINSIC SKIN COLORATION OF SILICONE RUBBERS USED WITH SPECTROMETER DIGITAL COLOR MATCHING SYSTEM DEEP MOTTLE COLOR 10 - 50 ML.. | SUPPLEMENTARY DENTAL SUPPLIES
10103 | 4224200027600 | PIGMENT FOR INTRINSIC SKIN COLORATION OF SILICONE RUBBERS USED WITH SPECTROMETER DIGITAL COLOR MATCHING SYSTEM DEEP ORANGE COLOR 10 - 50 ML.. | SUPPLEMENTARY DENTAL SUPPLIES
10104 | 4224200027700 | PIGMENT FOR INTRINSIC SKIN COLORATION OF SILICONE RUBBERS USED WITH SPECTROMETER DIGITAL COLOR MATCHING SYSTEM LIGHT DAPPLE 10 - 50 ML.. | SUPPLEMENTARY DENTAL SUPPLIES
10105 | 4224200027800 | PIGMENT FOR INTRINSIC SKIN COLORATION OF SILICONE RUBBERS USED WITH SPECTROMETER DIGITAL COLOR MATCHING SYSTEM LIGHT GREY COLOR 10 - 50 ML.. | SUPPLEMENTARY DENTAL SUPPLIES
10106 | 4224200028000 | PIGMENT FOR INTRINSIC SKIN COLORATION OF SILICONE RUBBERS USED WITH SPECTROMETER DIGITAL COLOR MATCHING SYSTEM OLIVE COLOR 10 - 50 ML.. | SUPPLEMENTARY DENTAL SUPPLIES
10107 | 4224200028100 | PIGMENT FOR INTRINSIC SKIN COLORATION OF SILICONE RUBBERS USED WITH SPECTROMETER DIGITAL COLOR MATCHING SYSTEM ORANGE BROWN COLOR 10 - 50 ML.. | SUPPLEMENTARY DENTAL SUPPLIES
10108 | 4224200028200 | PIGMENT FOR INTRINSIC SKIN COLORATION OF SILICONE RUBBERS USED WITH SPECTROMETER DIGITAL COLOR MATCHING SYSTEM ORANGE COLOR 10 - 50 ML.. | SUPPLEMENTARY DENTAL SUPPLIES
10109 | 4224200028300 | PIGMENT FOR INTRINSIC SKIN COLORATION OF SILICONE RUBBERS USED WITH SPECTROMETER DIGITAL COLOR MATCHING SYSTEM PINK COLOR 10 - 50 ML.. | SUPPLEMENTARY DENTAL SUPPLIES
10110 | 4224200028400 | PIGMENT FOR INTRINSIC SKIN COLORATION OF SILICONE RUBBERS USED WITH SPECTROMETER DIGITAL COLOR MATCHING SYSTEM RED BROWN COLOR 10 - 50 ML.. | SUPPLEMENTARY DENTAL SUPPLIES
10111 | 4224200028500 | PIGMENT FOR INTRINSIC SKIN COLORATION OF SILICONE RUBBERS USED WITH SPECTROMETER DIGITAL COLOR MATCHING SYSTEM RED COLOR 10 - 50 ML.. | SUPPLEMENTARY DENTAL SUPPLIES
10112 | 4224200028600 | PIGMENT FOR INTRINSIC SKIN COLORATION OF SILICONE RUBBERS USED WITH SPECTROMETER DIGITAL COLOR MATCHING SYSTEM RED MOTTLE COLOR 10 - 50 ML.. | SUPPLEMENTARY DENTAL SUPPLIES
10113 | 4224200028700 | PIGMENT FOR INTRINSIC SKIN COLORATION OF SILICONE RUBBERS USED WITH SPECTROMETER DIGITAL COLOR MATCHING SYSTEM WHITE COLOR 10 - 50 ML.. | SUPPLEMENTARY DENTAL SUPPLIES
10114 | 4224200028800 | PRIMER AGENT TO ENHANCING THE BOND BETWEEN PLATINUM SILICON TO VARIOUS SUBSTRATES 1 - 2.5 OZ.. | SUPPLEMENTARY DENTAL SUPPLIES
10115 | 4224200029100 | SUPER TRANSLUCENT COLOR LIQUID SET (CLASSIC SHADES).. | SUPPLEMENTARY DENTAL SUPPLIES
10116 | 4224200029200 | THIXOTROPIC AGENT TO RAISE OR INCREASE THE VISCOSITY OF MOST PLATINUM SILICONE ELASTOMERS.10-40 ML.. | SUPPLEMENTARY DENTAL SUPPLIES
10117 | 4224200029600 | OIL COLORS WITH HIGH CHROMA HIGH TINTING STRENGTH EXCELLENT ADHESION FOR PAINTING ARTIFICIAL ACRYLIC EYES -BURNT UMBER COLOR 10-40 ML (TUBEEA).. | SUPPLEMENTARY DENTAL SUPPLIES
10118 | 4224200029700 | DIRECT SOCKET MATERIAL, GLASS FIBER, STANDARD DISTAL CONNECTOR, SIZE 5 INCH APPROXIMATELY | PROSTHETICS & ORTHOSIS SUPPLIES
10119 | 4224200029800 | DIRECT SOCKET MATERIAL, GLASS FIBER, STANDARD DISTAL CONNECTOR, SIZE 7 INCH APPROXIMATELY | PROSTHETICS & ORTHOSIS SUPPLIES
10120 | 4224200029900 | DIRECT SOCKET MATERIAL, GLASS FIBER, LARGE DISTAL CONNECTOR, SIZE 7 INCH APPROXIMATELY | PROSTHETICS & ORTHOSIS SUPPLIES
10121 | 4224200030000 | DIRECT SOCKET MATERIAL, GLASS FIBER, LARGE DISTAL CONNECTOR, SIZE 9 INCH APPROXIMATELY | PROSTHETICS & ORTHOSIS SUPPLIES
10122 | 4224200030100 | FAST SETTING ADHESIVE TWO COMPONENTS, 4 TO 10 MINUTES CURING TIME, FOR ATTACHMENTS OF SOCKET ADAPTER METAL AND PLASTIC, HIGH TEMPERATURE RESISTANCE, INCLUDING GUN OF SUPERGLUE, NET CONTENTS 50 ML GRAMS APPROXIMATELY | PROSTHETICS & ORTHOSIS SUPPLIES
10123 | 4224200030200 | PADDING SHEET, POLYETHYLENE FOAM, HARDNESS APPROX. SHORE A 15-20, LOW DENSITY: APPROX. 45 KG/M#, GOOD RESILIENCE, WASHABLE, CAUCASIAN COLOR, SIZE 1000 X 1000 MM, THICKNESS 3 MM. | PROSTHETICS & ORTHOSIS SUPPLIES
10124 | 4224200030300 | PADDING SHEET, POLYETHYLENE FOAM, HARDNESS APPROX. SHORE A 15-20, LOW DENSITY: APPROX. 45 KG/M#, GOOD RESILIENCE, WASHABLE, CAUCASIAN COLOR, SIZE 1000 X 1000 MM, THICKNESS 4 MM. | PROSTHETICS & ORTHOSIS SUPPLIES
10125 | 4224200030400 | PADDING SHEET, POLYETHYLENE FOAM, HARDNESS APPROX. SHORE A 15-20, LOW DENSITY: APPROX. 45 KG/M#, GOOD RESILIENCE, WASHABLE, CAUCASIAN COLOR, SIZE 1000 X 1000 MM, THICKNESS 5 MM. | PROSTHETICS & ORTHOSIS SUPPLIES
10126 | 4224200030500 | TORQUE WRENCH WITH CONNECTION PIECE, ADJUSTABLE AT THE HANDLE AND APPEARS ON THE SCALE, TOTAL WRENCH LENGTH 290 MM AND MEASUREMENT RANGE 1 - 25 NM, INCLUDES THREE BITS OF THE SIZE 3, 4, 5 | PROSTHETICS & ORTHOSIS SUPPLIES
10127 | 4224200030600 | TOOLS KIT FOR TAKING THE MEASUREMENTS OF THE TRANSFEMORAL, INCLUDING SPRING-TENSIONED MEASURING TAPE LENGTH 1500MM TWO-SIDED CM BOTH SIDES, CALLIPERS : MEASUREMENT RANGE 30 MM - 500 MM TO BE USED FOR DETERMINING THE LENGTH OF THE RESIDUAL LIMB FROM THE ISCHIAL TUBEROSITY TO THE RESIDUAL LIMB END, AND CALLIPER TO TAKE BONY AND ANATOMIC MEASUREMENTS OF TRANSFEMORAL WITH SYNTHETIC MATERIAL WHICH IS PLEASANT ON THE SKIN, ADJUSTABLE GONIOMETER : DIMENSIONS ( W X D X H ) 250 X 20 X 125 MM APPROXIMATELY, ROTATABLE LEVEL, ALUMINUM SOLE WITH INSET MAGNETS, HANDY, ADJUSTABLE GONIOMETER, ROTATION DISC SCALE IN DEGREES AND MM/M. | PROSTHETICS & ORTHOSIS SUPPLIES
10128 | 4224200030700 | ANVILS, AN ORTHOTICS WORKSHOP TOOL, HIGH-GRADE STEEL WHICH FEATURES HIGH HARDNESS AND DURABILITY, DIMENSIONS WXH 500 X 190 MM, ITS EXCELLENT FOR RIVETING, FLATTENING AND FORMING METAL, WEIGHT 40-80 KG | PROSTHETICS & ORTHOSIS SUPPLIES
10129 | 4224200030800 | BENCH VICE WITH SURFACE-HARDENED CLAMPING JAWS, ADJUSTABLE, HARDENED GUIDE RAIL, MEASURING SCALE FOR QUICK PRE-ADJUSTMENT OF THE CLAMPING WIDTH, ROUND, STABLE, JAW WIDTH 140-160 MM, HOLE SPACING 140-160 MM, WEIGHT 15-20 KG | PROSTHETICS & ORTHOSIS SUPPLIES
10130 | 4224200031000 | PIPE VISE OR PIPE-HOLDING FIXTURE, AN ORTHOTICS WORKSHOP TOOL, HINGED DESIGN WITH AUTOMATICALLY CLOSING SECURING HOOK, DROP FORGED MOVABLE JAW, MOVABLE JAW AND FIXED JAW EXCHANGEABLE, GRIPPING SURFACES MILLED AND HARDENED, STRONG SPINDLE WITH ADJUSTABLE T-HANDLE, TO BE USED FOR FOR PIPES UP TO 2 INCHES, JAW OPENING 60-80 MM, WEIGHT 4-6 KG. | PROSTHETICS & ORTHOSIS SUPPLIES
10131 | 4224200031100 | C CLAMPS, AN ORTHOTICS WORKSHOP TOOL, CLAMPING ARM MADE OF MALLEABLE IRON, PROFILED STEEL SLIDE RAIL, WOODEN HANDLE, JAW OPENING 180-220 MM APPROXIMATELY, WORKING RADIUS 100 MM, WEIGHT 1-3 KG | PROSTHETICS & ORTHOSIS SUPPLIES
10132 | 4224200031200 | YATES CLAMPS, AN ORTHOTICS WORKSHOP TOOL | PROSTHETICS & ORTHOSIS SUPPLIES
10133 | 4224200031300 | LONG-NOSED PLIERS, AN ORTHOTICS WORKSHOP TOOL, OIL HARDENED, SIDE PIECE WITH PVC COATING, POLISHED HEAD, LENGTH 140-160 MM | PROSTHETICS & ORTHOSIS SUPPLIES
10134 | 4224200031400 | ROUND-NOSED PLIERS, AN ORTHOTICS WORKSHOP TOOL, SIDE PIECE WITH PVC COATING, LENGTH 140-160 MM | PROSTHETICS & ORTHOSIS SUPPLIES
10135 | 4224200031500 | COMBINATION PLIERS, AN ORTHOTICS WORKSHOP TOOL, SIDE PIECE WITH PVC COATING, LENGTH 140-160 MM | PROSTHETICS & ORTHOSIS SUPPLIES
10136 | 4224200031600 | LASTING PLIERS, AN ORTHOTICS WORKSHOP TOOL, JAW WIDTH 8-10 MM APPROXIMATELY, LENGTH 180-220 MM APPROXIMATELY | PROSTHETICS & ORTHOSIS SUPPLIES
10137 | 4224200031700 | END-CUTTING PLIERS, AN ORTHOTICS WORKSHOP TOOL, INDUCTIVELY HARDENED CUTTING, SIDE PIECE WITH PVC COATING, FOR HARD WIRE, LENGTH 160-200 MMG APPROXIMATELY | PROSTHETICS & ORTHOSIS SUPPLIES
10138 | 4224200031800 | DIAGONAL-CUTTING AND SIDE-CUTTING PLIERS, AN ORTHOTICS WORKSHOP TOOL, SIDE PIECE WITH PVC COATING, FOR HARD WIRE, LENGTH 160-200 MM APPROXIMATELY | PROSTHETICS & ORTHOSIS SUPPLIES
10139 | 4224200031900 | SPREADING PLIERS AN ORTHOTICS WORKSHOP TOOL. | SUPPLEMENTARY PROSTHET,ORTHOSIS SUPPLIES
10140 | 4224200032100 | RIVETING HAMMER, AN ORTHOTICS WORKSHOP TOOL, DOUBLE CHANNEL, CHASING HAMMER WITH SHAFT | PROSTHETICS & ORTHOSIS SUPPLIES
10141 | 4224200032200 | BALL-PEEN HAMMER, AN ORTHOTICS WORKSHOP TOOL, DOUBLE CHANNEL, HEMISPHERIC/FLAT-ROUND, WITH SHAFT | PROSTHETICS & ORTHOSIS SUPPLIES
10142 | 4224200032500 | RUBBER HEAD HAMMER, AN ORTHOTICS WORKSHOP TOOL, RUBBER MALLET WITH SHAFT | PROSTHETICS & ORTHOSIS SUPPLIES
10143 | 4224200032800 | RATCHET WRENCHES KIT, STEEL, AN ORTHOTICS WORKSHOP TOOL, SHORT DESIGN, RING HEAD ANGLED AT 15°, 17 PARTS, IN TRANSPARENT BAG, FROM 6 TO 22 IN 1 MM INCREMENTS | PROSTHETICS & ORTHOSIS SUPPLIES
10144 | 4224200032900 | SINGLE-HOOK SPANNER KIT STEEL AN ORTHOTICS WORKSHOP TOOL. | SUPPLEMENTARY PROSTHET,ORTHOSIS SUPPLIES
10145 | 4224200033000 | FOLD UP POCKET HEX KEY KIT, AN ORTHOTICS WORKSHOP TOOL, STEEL, INCLUDES HOLDER, WRENCH SIZE 2, 5 / 3 / 4 / 5 / 6 / 8 / 10 | PROSTHETICS & ORTHOSIS SUPPLIES
10146 | 4224200033100 | T- HANDLE HEX KEY SET, STEEL BLADE, AN ORTHOTICS WORKSHOP TOOL, WITH PLASTIC T-HANDLE, WRENCH SIZE 2 / 3 / 4 / 5 / 6 / 8 / 10 | PROSTHETICS & ORTHOSIS SUPPLIES
10147 | 4224200033200 | DRAW KNIFE FOR MODIFICATION PURPOSES, AN ORTHOTICS WORKSHOP TOOL, STEEL BLADE, WITH WOODEN HANDLE | PROSTHETICS & ORTHOSIS SUPPLIES
10148 | 4224200033300 | SKIVING KNIFE, LEATHER CUTTING KNIFE HALF-ROUND, AN ORTHOTICS WORKSHOP TOOL, WOODEN HANDLE WITH BRASS COLLAR | PROSTHETICS & ORTHOSIS SUPPLIES
10149 | 4224200033400 | STRAIGHT HAND SHEARS OR SNIPS, AN ORTHOTICS WORKSHOP TOOL, STEEL, STRAIGHT, WITH TOOTHED BLADE, PAINTED HANDLE | PROSTHETICS & ORTHOSIS SUPPLIES
10150 | 4224200033500 | AVIATION SNIPS SHEAR, STEEL, AN ORTHOTICS WORKSHOP TOOL | PROSTHETICS & ORTHOSIS SUPPLIES
10151 | 4224200033600 | HAND BEVERLY SHEAR, AN ORTHOTICS WORKSHOP TOOL, FOR CUTTING METAL PLATES | PROSTHETICS & ORTHOSIS SUPPLIES
10152 | 4224200033700 | HACKSAW TO CUT METAL, AN ORTHOTICS WORKSHOP TOOL, STEEL, WITH PLASTIC HANDLE | PROSTHETICS & ORTHOSIS SUPPLIES
10153 | 4224200033800 | CORDLESS JIGSAW, AN ORTHOTICS WORKSHOP TOOL, 4-STAGE PENDULUM STROKE, KNOB HANDLE, ELECTRONICS INCLUDE CHOICE OF PROPER STROKE FOR RESPECTIVE MATERIAL, FIXTEC QUICK-CLAMPING SYSTEM FOR CHANGING SAW BLADES WITHOUT THE NEED FOR TOOLS, QUICK-ADJUSTMENT SYSTEM FOR 45° BEVEL CUTS, STABLE ALUMINUM CAST BASE PLATE FOR PRECISION WORK, METAL CHIP BLOWER, IDLE SPEED 450 - 3, 000 MIN-1, STROKE DEPTH 26 MM. | PROSTHETICS & ORTHOSIS SUPPLIES
10154 | 4224200033900 | SCRATCH AWL, AN ORTHOTICS WORKSHOP TOOL, STEEL, WITH ROUND BLADE AND PLASTIC HANDLE | PROSTHETICS & ORTHOSIS SUPPLIES
10155 | 4224200034000 | CENTER PUNCH KIT, AN ORTHOTICS WORKSHOP TOOL, STEEL, OCTAGONAL SHAFT, PAINTED | PROSTHETICS & ORTHOSIS SUPPLIES
10156 | 4224200034200 | PIN PUNCH KIT, AN ORTHOTICS WORKSHOP TOOL, CHROME-VANADIUM STEEL, SIX PARTS, IN WOODEN STAND, OCTAGONAL SHAFT, Ø 2, 3, 4, 5, 6 AND 8 MM | PROSTHETICS & ORTHOSIS SUPPLIES
10157 | 4224200034300 | LEATHER DRIVE PUNCH KIT, AN ORTHOTICS WORKSHOP TOOL, TOOL STEEL, 13 PARTS, Ø 2, 3, 4, 5, 6, 8, 10, 11, 13, 14, 16, 19 AND 20 MM | PROSTHETICS & ORTHOSIS SUPPLIES
10158 | 4224200034400 | CORDLESS HAND DRILL 18 VOLT, AN ORTHOTICS WORKSHOP TOOL, WORK ON RECHARGEABLE BATTERIES, ALLOWING THE USER TO INSERT A BATTERY PACK AND INSTANTLY HAVE AN OPERATING DRILL WITHOUT A POWER CABLE | PROSTHETICS & ORTHOSIS SUPPLIES
10159 | 4224200034500 | DRILL BITS KIT, AN ORTHOTICS WORKSHOP TOOL, USING FOR CUT AND MAKE HOLE FOR WOOD SURFACES | PROSTHETICS & ORTHOSIS SUPPLIES
10160 | 4224200034600 | DRILL BITS KIT, AN ORTHOTICS WORKSHOP TOOL, USING FOR CUT AND MAKE HOLE FOR METAL SURFACES | PROSTHETICS & ORTHOSIS SUPPLIES
10161 | 4224200034700 | DRILL BITS KIT, AN ORTHOTICS WORKSHOP TOOL, USING FOR CUT AND MAKE HOLE FOR STEEL SURFACES | PROSTHETICS & ORTHOSIS SUPPLIES
10162 | 4224200034800 | TUBE CUTTER, AN ORTHOTICS WORKSHOP TOOL, ESPECIALLY COMPACT AND HANDY DESIGN, CUTTING WHEEL FOR ESPECIALLY LONG SERVICE LIVES AND ESPECIALLY SUITABLE FOR STAINLESS STEEL | PROSTHETICS & ORTHOSIS SUPPLIES
10163 | 4224200034900 | BENDING IRONS KIT, AN ORTHOTICS WORKSHOP TOOL, FOR SHAPING OF STEELS, METAL PLATE AND ORTHOTICS BRACES | PROSTHETICS & ORTHOSIS SUPPLIES
10164 | 4224200035000 | STORAGE CONTAINER FOR GLUE, AN ORTHOTICS WORKSHOP TOOL, FLAT BRUSH, FOR ADHESIVE, VARNISH, CONTENTS 450-800 ML | PROSTHETICS & ORTHOSIS SUPPLIES
10165 | 4224200035100 | BENDING FORK, AN ORTHOTICS WORKSHOP TOOL, FOR SHAPING OF STEELS, METALS PLATE AND ORTHOTICS BRACES | PROSTHETICS & ORTHOSIS SUPPLIES
10166 | 4224200035200 | FIXTURE FOR BENDING BANDS, AN ORTHOTICS WORKSHOP TOOL, FOR BRACES AN ORTHOTICS FOR SHAPING OF STEELS AND METALS PLATE | PROSTHETICS & ORTHOSIS SUPPLIES
10167 | 4224200035300 | FLAT SURFORM FILE, AN ORTHOTICS WORKSHOP TOOL, FOR SHAPING OF CASTING AND MODIFICATION PURPOSE | PROSTHETICS & ORTHOSIS SUPPLIES
10168 | 4224200035400 | HALF-ROUND SURFORM FILE, AN ORTHOTICS WORKSHOP TOOL, FOR SHAPING OF CASTING AND MODIFICATION PURPOSE | PROSTHETICS & ORTHOSIS SUPPLIES
10169 | 4224200035500 | ROUND SURFORM FILE, AN ORTHOTICS WORKSHOP TOOL, FOR SHAPING OF CASTING AND MODIFICATION PURPOSE | PROSTHETICS & ORTHOSIS SUPPLIES
10170 | 4224200035600 | STEEL RULER, AN ORTHOTICS WORKSHOP TOOL, SCALES 50-60 CM APPROXIMATELY | PROSTHETICS & ORTHOSIS SUPPLIES
10171 | 4224200035700 | STEEL RULER, AN ORTHOTICS WORKSHOP TOOL, SCALES 30 CM APPROXIMATELY | PROSTHETICS & ORTHOSIS SUPPLIES
10172 | 4224200035800 | ADJUSTABLE GONIOMETER, MANAGEABLE, AN ORTHOTICS WORKSHOP TOOL, POSITIONING OF THE ROTATING LEVEL USING A HAND WHEEL. SOLE MADE OF AL UMINUM WITH INTEGRATED MAGNETS. ROTATION DISK SCALE IN DEGREES AND MM/M, DIMENSIONS ( L X W X H ) 250 X 20 X 125 MM APPROXIMATELY, WEIGHT 0.370 KG | PROSTHETICS & ORTHOSIS SUPPLIES
10173 | 4224200036000 | WATER LEVEL TOOL FOR ALIGNMENT, AN ORTHOTICS WORKSHOP TOOL, ALUMINUM ALLOY, WITH HORIZONTAL AND VERTICAL LEVEL MADE OF PLEXIGLAS, LENGTH 300-400 MM APPROXIMATELY | PROSTHETICS & ORTHOSIS SUPPLIES
10174 | 4224200036100 | SCHMID PERIMETER GAGE (INSIDE CIRCUMFERENCE GAUGE), AN ORTHOTICS WORKSHOP TOOL, USED FOR MEASURING THE DISTANCE AROUND THE INSIDE OF A SOCKET AT ANY SELECTED DEPTH BELOW THE LOWEST PORTION OF THE TOP OF THE SOCKET | PROSTHETICS & ORTHOSIS SUPPLIES
10175 | 4224200036200 | TRY SQUARE, AN ORTHOTICS WORKSHOP TOOL, STEEL SQUARE 90 DEGREE, STEEL, GALVANISED, SIDE PIECE, LENGTH 200 X 130 MM APPROXIMATELY | PROSTHETICS & ORTHOSIS SUPPLIES
10176 | 4224200036300 | ELECTRONIC WEIGHING SCALES OF MATERIAL IN A CONTAINER, AN ORTHOTICS WORKSHOP TOOL, SUITABLE FOR BATTERY AND MAINS OPERATION, ROBUST DESIGN, CAN BE TARED, TOTAL WEIGHT IS DISPLAYED AFTER THE WEIGHT IS REMOVED FROM THE SCALE PAN, DIMENSIONS ( W X D X H ) 140-250 X 200-240 X 60-90 MM APPROXIMATELY, WEIGHING RANGE UP TO 6000 G. | PROSTHETICS & ORTHOSIS SUPPLIES
10177 | 4224200036400 | VERTICAL FABRICATING JIG, AN ORTHOTICS WORKSHOP TOOL, FOR ASSEMBLING A PROSTHESIS | PROSTHETICS & ORTHOSIS SUPPLIES
10178 | 4224200036500 | SPANNER WRENCHES KIT, STEEL, AN ORTHOTICS WORKSHOP TOOL | PROSTHETICS & ORTHOSIS SUPPLIES
10179 | 4224200036600 | ROTARY HOLE LEATHER PUNCHER, AN ORTHOTICS WORKSHOP TOOL, PUNCHED, WITH SIX PUNCHING TUBES DIAMETERS: 2 / 2.5 / 3 / 3.5 / 4 AND 5 MM | PROSTHETICS & ORTHOSIS SUPPLIES
10180 | 4224200036700 | PLASTIC HEAD HAMMER, AN ORTHOTICS WORKSHOP TOOL | PROSTHETICS & ORTHOSIS SUPPLIES
10181 | 4224200037400 | SHUTTLE LOCK WITH PYRAMID, ATTACHED OUTSIDE SOCKET, ALUMINUM BODY | PROSTHETICS & ORTHOSIS SUPPLIES
10182 | 4224200037600 | SILICONE BREAST FORM, DELTA SHAPE, FULL CUP, SOFT AND LIGHT, NATURAL LOOKING DRAPE, TEAR-PROOF SILICON ENCASED IN TEAR-PROOF FILM, FIT IN POCKETED BRA, SIZE 10 (LYMPHEDEMA) | REHABILITATION,PHYSIOTHERAPY SUPPLIES
10183 | 4224200037700 | SILICONE BREAST FORM, DELTA SHAPE, FULL CUP, SOFT AND LIGHT, NATURAL LOOKING DRAPE, TEAR-PROOF SILICON ENCASED IN TEAR-PROOF FILM, FIT IN POCKETED BRA, SIZE 11 (LYMPHEDEMA) | REHABILITATION,PHYSIOTHERAPY SUPPLIES
10184 | 4224200037800 | SILICONE BREAST FORM, DELTA SHAPE, FULL CUP, SOFT AND LIGHT, NATURAL LOOKING DRAPE, TEAR-PROOF SILICON ENCASED IN TEAR-PROOF FILM, FIT IN POCKETED BRA, SIZE 5 (LYMPHEDEMA) | REHABILITATION,PHYSIOTHERAPY SUPPLIES
10185 | 4224200037900 | SILICONE BREAST FORM, DELTA SHAPE, FULL CUP, SOFT AND LIGHT, NATURAL LOOKING DRAPE, TEAR-PROOF SILICON ENCASED IN TEAR-PROOF FILM, FIT IN POCKETED BRA, SIZE 7 (LYMPHEDEMA) | REHABILITATION,PHYSIOTHERAPY SUPPLIES
10186 | 4224200038000 | SILICONE BREAST FORM, DELTA SHAPE, FULL CUP, SOFT AND LIGHT, NATURAL LOOKING DRAPE, TEAR-PROOF SILICON ENCASED IN TEAR-PROOF FILM, FIT IN POCKETED BRA, SIZE 8 (LYMPHEDEMA) | REHABILITATION,PHYSIOTHERAPY SUPPLIES
10187 | 4224200038100 | SILICONE BREAST FORM, DELTA SHAPE, FULL CUP, SOFT AND LIGHT, NATURAL LOOKING DRAPE, TEAR-PROOF SILICON ENCASED IN TEAR-PROOF FILM, FIT IN POCKETED BRA, SIZE 9 (LYMPHEDEMA) | REHABILITATION,PHYSIOTHERAPY SUPPLIES
10188 | 4224200038200 | ABOVE KNEE SUCTION/ EXPULSION VALVE MANUAL EQUIPPED WITH PUSH BUTTON RELEASE CORE OF VALVE CAN BE UNSCREWED FROM HOUSING ALLOWS DONNING WITH PULL SOCKS LOW BUILD AND SUITABLE FOR FABRICATION OF SOFT SOCKET INTERFACE. | SUPPLEMENTARY PROSTHET,ORTHOSIS SUPPLIES
10189 | 4224200038300 | SHOES FOR ACCOMMODATIVE ORTHOTIC DEVICES FOR AFO DEEP DESIGN TO ACCOMMODATE FOOT AND AFO WITH OR WITHOUT DEFORMITY FULL GRAIN COW/CALF LEATHER INSOLE AVAILABLE IN MULTIPLE WIDTHS SOFT PADDED COLLAR AND TONGUE SPECIAL SHAPED EXTENDED HEEL STIFFENER TO FIT AFO FLAT REMOVABLE INSOLE LIGHT AND DURABLE SOLE UNIT ADEQUATE TOE SPRING HIGH TOE BOX WITH PROTECTIVE TOE CAP MODIFIABLE HEEL AND SOLE DESIGNED ON SPECIALIST LASTS TO MAINTAIN 90° LOWER LIMB ALIGNMENT ASSORTED SIZE. | SUPPLEMENTARY PROSTHET,ORTHOSIS SUPPLIES
10190 | 4224200038400 | BELOW KNEE AUTO EXPULSION VALVE WITH PUSH BUTTON SUCTION RELEASE THREADED BODY (SIZE OF THREAD M10) FOR SEAL IN LINER. | SUPPLEMENTARY PROSTHET,ORTHOSIS SUPPLIES
10191 | 4224200038500 | CARBON BRAID WEBBING 50 METERS IN LENGTH AND 200MM WIDE.. | SUPPLEMENTARY PROSTHET,ORTHOSIS SUPPLIES
10192 | 4224200038600 | COSMETIC HAND OF LIGHT FOAM WITH METAL WIRE IN ALL FINGERS AVAILABLE IN LENGTHS APPROXIMATELY 220MM TO 640MM IN A VARIETY OF CIRCUMFERENCES ASSORTED SIZE SIDE AND COLOR... | SUPPLEMENTARY PROSTHET,ORTHOSIS SUPPLIES
10193 | 4224200038700 | COVER - CLOSED TOE BELOW KNEE SIZE AND COLOR ORDERED ON DEMAND INTEGRATED REINFORCING MESH AND ADVANCED MATERIAL FOR A MORE DURABLE FINISH AVAILABLE IN 19 COLOR SHADES WITH MICROPIGMENTATION AND SEAMLESS FINISH FOR AUTHENTIC REALISM TO SUIT ANY FOOT SIZE APPROXIMATELY 220MM TO 300MM TWO CALF SIZES EASILY REMOVABLE FOR HARDWARE ADJUSTMENT MAINTENANCE OR REPAIR SUITABLE FOR ANKLE DISARTICULATION AND PARTIAL FOOT APPLICATIONS EASY TO CLEAN USING SOAP AND WATER ASSORTED SIZE & SIDE & COLOR... | SUPPLEMENTARY PROSTHET,ORTHOSIS SUPPLIES
10194 | 4224200038800 | COVER - SPLIT TOE BELOW KNEE SIZE AND COLOR ORDERED ON DEMAND INTEGRATED REINFORCING MESH AND ADVANCED MATERIAL FOR A MORE DURABLE FINISH AVAILABLE IN 19 COLOR SHADES WITH MICROPIGMENTATION AND SEAMLESS FINISH FOR AUTHENTIC REALISM TO SUIT ANY FOOT SIZE APPROXIMATELY 220MM TO 300MM TWO CALF SIZES EASILY REMOVABLE FOR HARDWARE ADJUSTMENT MAINTENANCE OR REPAIR SUITABLE FOR ANKLE DISARTICULATION AND PARTIAL FOOT APPLICATIONS EASY TO CLEAN USING SOAP AND WATER RIGHT OR LEFT.. | SUPPLEMENTARY PROSTHET,ORTHOSIS SUPPLIES
10195 | 4224200038900 | CUSTOM MADE BOOTS THE FOLLOWING ADDITIONS COULD BE REQUIRED : LEATHER SOLE AND HEEL WITH RUBBER TOP PIECE COMMANDO TYPE SOLES AND HEELS ADDITIONAL PADDING ROCKER SOLE SOLE WEDGE STIFFENER OR SOLE PLATE IN COMPOSITE MATERIALS STIFFENER OR SOLE PLATE IN NON-COMPOSITE MATERIAL A RUBBER OR STEEL TIP TO THE TOE OR HEEL FLOATED SOLE ELONGATED HALF ELONGATED OBLIQUE FLOATED OR WEDGE TO THE HEEL TOE ROUND OR RECTANGULAR SOCKET SOCKET WITH FRONT OR BACKSTOPS TOE RAISING/TORSION SOCKET LINED AND PADDED T OR Y STRAP LINED AND PADDED DOUBLE DECKER T OR Y STRAP STIRRUP HEEL TOE RAISING OR CALIPER RETAINING STRAP PROTECTIVE TOE CAP TO COVER THE BOOT. CUSTOM MADE INSOLES MADE FROM EVA3DPLASTIC = CARBONFIBRE - INCORPORATE ANY ADAPTATION COVER MULTIPLE COLOR OR PATTERN ORTHOSIS (SERVICES). | SUPPLEMENTARY PROSTHET,ORTHOSIS SUPPLIES
10196 | 4224200039000 | CUSTOM MADE SANDAL THE FOLLOWING ADDITIONS COULD BE REQUIRED : LEATHER SOLE AND HEEL WITH RUBBER TOP PIECE COMMANDO TYPE SOLES AND HEELS ADDITIONAL PADDING ROCKER SOLE SOLE WEDGE STIFFENER OR SOLE PLATE IN COMPOSITE MATERIALS STIFFENER OR SOLE PLATE IN NON-COMPOSITE MATERIAL A RUBBER OR STEEL TIP TO THE TOE OR HEEL FLOATED SOLE ELONGATED HALF ELONGATED OBLIQUE FLOATED OR WEDGE TO THE HEEL TOE ROUND OR RECTANGULAR SOCKET SOCKET WITH FRONT OR BACKSTOPS TOE RAISING/TORSION SOCKET LINED AND PADDED T OR Y STRAP LINED AND PADDED DOUBLE DECKER T OR Y STRAP STIRRUP HEEL TOE RAISING OR CALIPER RETAINING STRAP PROTECTIVE TOE CAP TO COVER THE SANDAL. CUSTOM MADE INSOLES MADE FROM EVA3D = PLASTICCARBONFIBRE - INCORPORATE ANY ADAPTATION COVER MULTIPLE COLOR OR PATTERN ORTHOSIS (SERVICES). | SUPPLEMENTARY PROSTHET,ORTHOSIS SUPPLIES
10197 | 4224200039100 | CUSTOM MADE SHOES THE FOLLOWING ADDITIONS COULD BE REQUIRED : LEATHER SOLE AND HEEL WITH RUBBER TOP PIECE COMMANDO TYPE SOLES AND HEELS ADDITIONAL PADDING ROCKER SOLE SOLE WEDGE STIFFENER OR SOLE PLATE IN COMPOSITE MATERIALS STIFFENER OR SOLE PLATE IN NON-COMPOSITE MATERIAL A RUBBER OR STEEL TIP TO THE TOE OR HEEL FLOATED SOLE ELONGATED HALF ELONGATED OBLIQUE FLOATED OR WEDGE TO THE HEEL TOE ROUND OR RECTANGULAR SOCKET SOCKET WITH FRONT OR BACKSTOPS TOE RAISING/TORSION SOCKET LINED AND PADDED T OR Y STRAP LINED AND PADDED DOUBLE DECKER T OR Y STRAP STIRRUP HEEL TOE RAISING OR CALIPER RETAINING STRAP PROTECTIVE TOE CAP TO COVER THE SHOES CUSTOM MADE INSOLES MADE FROM EVA3DPLASTIC = CARBONFIBRE - INCORPORATE ANY ADAPTATION COVER MULTIPLE COLOR OR PATTERN ORTHOSIS (SERVICES). | SUPPLEMENTARY PROSTHET,ORTHOSIS SUPPLIES
10198 | 4224200039200 | ORTHOPEDIC BOOT WIDE (PEDIATRIC) LEATHER INSOLE AND AVAILABLE IN DIFFERENT WIDTHS. FULL GRAIN COW/CALF LEATHER SOFT PADDING AROUND THE COLLAR AND ANKLE FOR A BETTER FIT A HIGH AND EXTRA-LONG STIFFENER TO SUPPORT THE ANKLE FULL LEATHER INSOLE EASILY REMOVABLE AND ADAPTABLE (HARD-WEARING) SOLE-UNIT SUFFICIENT TOE-SPRING FOR EASY ROLL-OFF REMOVABLE PROFILED CORK INLAY INSIDE SHOE HIGH TOE-BOX AND STRONG TOE-CAP FOR PROTECTION OF THE TOES EXTRA PADDING AROUND THE ANKLE FOR MORE COMFORT SOFT TONGUE PADDING TO MOULD THE SHOE ROUND THE FOOT FIXATES THE SUBTALAR JOINTS AND STABILIZES THE TALOCRURAL JOINT MADE ON EXTRA DEPTH LASTS HIGH AND EXTENDED HEEL STIFFENERS REMOVABLE ANATOMICAL FOOTBEDS ASSORTED SIZE... | SUPPLEMENTARY PROSTHET,ORTHOSIS SUPPLIES
10199 | 4224200039400 | CUSTOM MADE PROSTHESIS TRANSHUMERAL STANDARD MYOELECTRIC HAND AND ELBOW JOINT (ELECTRONICALLY CONTROLLED AND POWERED) COMPLETE WORKING SYSTEM INCLUDING COVER SUITABLE FOR USE WITH ELECTRONIC COMPONENTS - AND BATTERY CHARGER AND TWO RECHARGEABLE BATTERIES (SERVICES). | SUPPLEMENTARY PROSTHET,ORTHOSIS SUPPLIES
10200 | 4224200039500 | CUSTOM MADE PROSTHESIS TRANSRADIAL STANDARD MYOELECTRIC HAND COMPLETE WORKING SYSTEM INCLUDING COVER SUITABLE FOR USE WITH ELECTRONIC COMPONENTS - AND BATTERY CHARGER (SERVICES). | SUPPLEMENTARY PROSTHET,ORTHOSIS SUPPLIES
10201 | 4224200039600 | CUSTOM MADE PROSTHESIS WRIST DISARTICULATION STANDARD MYOELECTRIC HAND COMPLETE WORKING SYSTEM INCLUDING COVER SUITABLE FOR USE WITH ELECTRONIC COMPONENTS - FOR WRIST DISARTICULATION AMPUTATION AND BATTERY CHARGER (SERVICES). | SUPPLEMENTARY PROSTHET,ORTHOSIS SUPPLIES
10202 | 4224200040000 | LANCET HEEL INCISION SAFETY FOR MICRO PREEMIE ASSORTED SIZES STERILE.... | SUPPLEMENTARY GEN.SUPPLIES NURS,WOUND
10203 | 4224200107200 | SILICONE LINER, LOCKING FOR TRANSFEMORAL AMPUTEES, ANTIBACTERIAL MATERIAL SUITABLE FOR AMPUTEES WITH EXCESS SOFT TISSUE, 3D , CLOTH COVER, CONICAL SHAPE IN DISTAL, CYLINDRICAL SHAPE IN PROXIMAL, THICKNESS FROM 4.5 MM DISTAL 2.5 MM PROXIMAL, SIZE 360 MM APPROXIMATELY | PROSTHETICS & ORTHOSIS SUPPLIES
10204 | 4224200107300 | MULTIAXIAL FOOT WITH DIVIDED HEEL, 3-D SPACER SMOOTH TRANSITION FROM STANCE PHASE TO SWING PHASE, PHYSIOLOGICAL ROLLOVER AND S-SPRING MULTI-AXIAL MOBILITY TO COMPENSATE FOR UNEVEN SURFACES AND COMFORTABLE WALKING UPHILL AND ON INCLINES ELASTIC FOAM COMPRESSION SPRING ARCH AT HEEL STRIKE OF THE BACK SPRING ARCH AT ROLLOVER, SIZE: 28 CM, RIGHT | PROSTHETICS & ORTHOSIS SUPPLIES
10205 | 4224200107400 | DYNAMIC ANKLE FOOT ORTHOSIS LEFT FOOT SIZE 10 3/4 INCHES FOOT PLATE 101/4 INCHES HEIGHT AT THICKEST PART OF CALF 131/4 INCHES - 15 INCHES PROXIMAL STRAP 141/4 INCHES HEEL HEIGHT 3/5 INCHES APPROXIMATELY CARBON FIBER INCORPORATED LIGHTWEIGHT ENERGY RETURN WITH TEXTILE COVER TO PREVENT SKIN CONTACT.. | SUPPLEMENTARY PROSTHET,ORTHOSIS SUPPLIES
10206 | 4224200107500 | DYNAMIC ANKLE FOOT ORTHOSIS LEFT FOOT SIZE 11 1/2 INCHES FOOT PLATE 11 INCHES HEIGHT AT THICKEST PART OF CALF 14 1/4 INCHES-15 3/4 INCHES PROXIMAL STRAP 15 INCHES HEEL HEIGHT 3/5 INCHES APPROXIMATELY CARBON FIBER INCORPORATED LIGHTWEIGHT ENERGY RETURN WITH TEXTILE COVER TO PREVENT SKIN CONTACT.. | SUPPLEMENTARY PROSTHET,ORTHOSIS SUPPLIES
10207 | 4224200107600 | DYNAMIC ANKLE FOOT ORTHOSIS (DAFO), RIGHT, FOOT SIZE 10 3/4 INCHES, FOOT PLATE 10 1/4 INCHES, HEIGHT AT THICKEST PART OF CALF 13 1/4 INCH-15 INCHES, PROXIMAL STRAP 14 1/4 INCHES, HEEL HEIGHT 3/5 INCHES APPROXIMATELY, CARBON FIBER INCORPORATED LIGHTWEIGHT ENERGY RETURN WITH TEXTILE COVER TO PREVENT SKIN CONTACT. | PROSTHETICS & ORTHOSIS SUPPLIES
10208 | 4224200107700 | DYNAMIC ANKLE FOOT ORTHOSIS (DAFO), RIGHT, FOOT SIZE 10 INCHES FOOT PLATE 93/4 INCHES, HEIGHT AT THICKEST PART OF CALF 12 1/2 INCHES - 14 1/4 INCHES, PROXIMAL STRAP 131/4 INCHES, HEEL HEIGHT 3/5 INCHES APPROXIMATELY, CARBON FIBER INCORPORATED LIGHTWEIGHT ENERGY RETURN WITH TEXTILE COVER TO PREVENT SKIN CONTACT. | PROSTHETICS & ORTHOSIS SUPPLIES
10209 | 4224200107800 | DYNAMIC ANKLE FOOT ORTHOSIS RIGHT FOOT SIZE 11 1/2 INCHES FOOT PLATE 11 INCHES HEIGHT AT THICKEST PART OF CALF 14 1/4 INCHES-15 3/4 INCHES PROXIMAL STRAP 15 INCHES HEEL HEIGHT 3/5 INCHES APPROXIMATELY CARBON FIBER INCORPORATED LIGHTWEIGHT ENERGY RETURN WITH TEXTILE COVER TO PREVENT SKIN CONTACT.. | SUPPLEMENTARY PROSTHET,ORTHOSIS SUPPLIES
10210 | 4224200107900 | DYNAMIC FOOT PROSTHETIC, MEN, WITH INNER FLEXIBLE FOOT, DORSAL REINFORCEMENT, MEDIUM DENSITY HEEL AND RESEMBLES THE NATURAL FOOT SHAPE WITH SMOOTH SURFACE, SHAPED TOES AND SANDAL TOE, COMFORTABLE HEEL STRIKE AND A SMOOTHER MORE DYNAMIC, HEEL HEIGHT 10 MM, LEFT, MEN, SIZE 22 CM | PROSTHETICS & ORTHOSIS SUPPLIES
10211 | 4224200108000 | DYNAMIC FOOT PROSTHETIC, FOR MEN, WITH INNER FLEXIBLE FOOT, DORSAL REINFORCEMENT, MEDIUM DENSITY HEEL AND RESEMBLES THE NATURAL FOOT SHAPE WITH SMOOTH SURFACE, SHAPED TOES AND SANDAL TOE, COMFORTABLE HEEL STRIKE AND A SMOOTHER MORE DYNAMIC, HEEL HEIGHT 10 MM, LEFT, MEN, SIZE 23 CM | PROSTHETICS & ORTHOSIS SUPPLIES
10212 | 4224200108100 | DYNAMIC FOOT PROSTHETIC, FOR MEN, WITH INNER FLEXIBLE FOOT, DORSAL REINFORCEMENT, MEDIUM DENSITY HEEL AND RESEMBLES THE NATURAL FOOT SHAPE WITH SMOOTH SURFACE, SHAPED TOES AND SANDAL TOE, COMFORTABLE HEEL STRIKE AND A SMOOTHER MORE DYNAMIC, HEEL HEIGHT 10 MM, LEFT, MEN, SIZE 26 CM | PROSTHETICS & ORTHOSIS SUPPLIES
10213 | 4224200108200 | DYNAMIC FOOT PROSTHETIC, FOR MEN, WITH INNER FLEXIBLE FOOT, DORSAL REINFORCEMENT, MEDIUM DENSITY HEEL AND RESEMBLES THE NATURAL FOOT SHAPE WITH SMOOTH SURFACE, SHAPED TOES AND SANDAL TOE, COMFORTABLE HEEL STRIKE AND A SMOOTHER MORE DYNAMIC, HEEL HEIGHT 10 MM, LEFT, MEN, SIZE 28 CM | PROSTHETICS & ORTHOSIS SUPPLIES
10214 | 4224200108300 | DYNAMIC FOOT PROSTHETIC, FOR MEN, WITH INNER FLEXIBLE FOOT, DORSAL REINFORCEMENT, MEDIUM DENSITY HEEL AND RESEMBLES THE NATURAL FOOT SHAPE WITH SMOOTH SURFACE, SHAPED TOES AND SANDAL TOE, COMFORTABLE HEEL STRIKE AND A SMOOTHER MORE DYNAMIC, HEEL HEIGHT 10 MM, RIGHT, MEN, SIZE 24 CM | PROSTHETICS & ORTHOSIS SUPPLIES
10215 | 4224200108400 | DYNAMIC FOOT PROSTHETIC, FOR MEN, WITH INNER FLEXIBLE FOOT, DORSAL REINFORCEMENT, MEDIUM DENSITY HEEL AND RESEMBLES THE NATURAL FOOT SHAPE WITH SMOOTH SURFACE, SHAPED TOES AND SANDAL TOE, COMFORTABLE HEEL STRIKE AND A SMOOTHER MORE DYNAMIC, HEEL HEIGHT 10 MM, RIGHT, MEN, SIZE 25 CM | PROSTHETICS & ORTHOSIS SUPPLIES
10216 | 4224200108500 | DYNAMIC FOOT PROSTHETIC, FOR MEN, WITH INNER FLEXIBLE FOOT, DORSAL REINFORCEMENT, MEDIUM DENSITY HEEL AND RESEMBLES THE NATURAL FOOT SHAPE WITH SMOOTH SURFACE, SHAPED TOES AND SANDAL TOE, COMFORTABLE HEEL STRIKE AND A SMOOTHER MORE DYNAMIC, HEEL HEIGHT 10 MM, RIGHT, MEN, SIZE 26 CM | PROSTHETICS & ORTHOSIS SUPPLIES
10217 | 4224200108600 | DYNAMIC FOOT PROSTHETIC, FOR MEN, WITH INNER FLEXIBLE FOOT, DORSAL REINFORCEMENT, MEDIUM DENSITY HEEL AND RESEMBLES THE NATURAL FOOT SHAPE WITH SMOOTH SURFACE, SHAPED TOES AND SANDAL TOE, COMFORTABLE HEEL STRIKE AND A SMOOTHER MORE DYNAMIC, HEEL HEIGHT 10 MM, LEFT, MEN, SIZE 24 CM | PROSTHETICS & ORTHOSIS SUPPLIES
10218 | 4224200108700 | DYNAMIC FOOT PROSTHETIC, FOR MEN, WITH INNER FLEXIBLE FOOT, DORSAL REINFORCEMENT, MEDIUM DENSITY HEEL AND RESEMBLES THE NATURAL FOOT SHAPE WITH SMOOTH SURFACE, SHAPED TOES AND SANDAL TOE, COMFORTABLE HEEL STRIKE AND A SMOOTHER MORE DYNAMIC, HEEL HEIGHT 10 MM, LEFT, MEN, SIZE 25 CM | PROSTHETICS & ORTHOSIS SUPPLIES
10219 | 4224200108800 | DYNAMIC FOOT PROSTHETIC, FOR MEN, WITH INNER FLEXIBLE FOOT, DORSAL REINFORCEMENT, MEDIUM DENSITY HEEL AND RESEMBLES THE NATURAL FOOT SHAPE WITH SMOOTH SURFACE, SHAPED TOES AND SANDAL TOE, COMFORTABLE HEEL STRIKE AND A SMOOTHER MORE DYNAMIC, HEEL HEIGHT 10 MM, LEFT, MEN, SIZE 27 CM | PROSTHETICS & ORTHOSIS SUPPLIES
10220 | 4224200108900 | DYNAMIC FOOT PROSTHETIC, FOR MEN, WITH INNER FLEXIBLE FOOT, DORSAL REINFORCEMENT, MEDIUM DENSITY HEEL AND RESEMBLES THE NATURAL FOOT SHAPE WITH SMOOTH SURFACE, SHAPED TOES AND SANDAL TOE, COMFORTABLE HEEL STRIKE AND A SMOOTHER MORE DYNAMIC, HEEL HEIGHT 10 MM, RIGHT, MEN, SIZE 22 CM | PROSTHETICS & ORTHOSIS SUPPLIES
10221 | 4224200109000 | DYNAMIC FOOT PROSTHETIC, FOR MEN, WITH INNER FLEXIBLE FOOT, DORSAL REINFORCEMENT, MEDIUM DENSITY HEEL AND RESEMBLES THE NATURAL FOOT SHAPE WITH SMOOTH SURFACE, SHAPED TOES AND SANDAL TOE, COMFORTABLE HEEL STRIKE AND A SMOOTHER MORE DYNAMIC, HEEL HEIGHT 10 MM, RIGHT, MEN, SIZE 23 CM | PROSTHETICS & ORTHOSIS SUPPLIES
10222 | 4224200109100 | DYNAMIC FOOT PROSTHETIC, FOR MEN, WITH INNER FLEXIBLE FOOT, DORSAL REINFORCEMENT, MEDIUM DENSITY HEEL AND RESEMBLES THE NATURAL FOOT SHAPE WITH SMOOTH SURFACE, SHAPED TOES AND SANDAL TOE, COMFORTABLE HEEL STRIKE AND A SMOOTHER MORE DYNAMIC, HEEL HEIGHT 10 MM, RIGHT, MEN, SIZE 28 CM | PROSTHETICS & ORTHOSIS SUPPLIES
10223 | 4224200110700 | FOOT ADAPTER FOR SACH AND DYNAMIC FOOT FOR CHILDREN WITH M6 THREAD | PROSTHETICS & ORTHOSIS SUPPLIES
10224 | 4224200110800 | DYNAMIC FOOT PROSTHETIC, FOR MEN, WITH INNER FLEXIBLE FOOT, DORSAL REINFORCEMENT, MEDIUM DENSITY HEEL AND RESEMBLES THE NATURAL FOOT SHAPE WITH SMOOTH SURFACE, SHAPED TOES AND SANDAL TOE, COMFORTABLE HEEL STRIKE AND A SMOOTHER MORE DYNAMIC, HEEL HEIGHT 10 MM, RIGHT, MEN, SIZE 27 CM | PROSTHETICS & ORTHOSIS SUPPLIES
10225 | 4224200110900 | ELECTRONICALLY CONTROLLED SYSTEM ORTHOTIC KNEE JOINT, WITH A LOCKED STANCE PHASE AND FREE SWING THROUGH PHASE KIT INCLUDES ALL COMPONENTS, TRAINING, AND CERTIFICATION FOR CPO AND TECHNICIANS, SECURED STANCE PHASE FREE SWING THROUGH PHASE ELECTRONICALLY, LEFT | PROSTHETICS & ORTHOSIS SUPPLIES
10226 | 4224200111000 | CUSTOM MADE, TRANSFEMORAL, KIT, LIGHTWEIGHT, KNEE MICROPROCESSOR, ROTATION ADAPTER, DOUBLE ADAPTER, LAMINATION ANCHOR WITH PYRAMID A DAPTER, LAMINATION DUMMY, PYRAMID RECEIVER WITH THREADED CONNECTOR, FOOTSHELL, PROSTHETIC FOOT, TUBE ADAPTER ALUMINUM WITH CONNECTION CABLE, KNEE JOINT SHOULD ALSO INCLUDE, CLIMBING STAIRS, SAFELY WALKING BACKWARDS AND OVERCOMING OBSTACLES, RELIEVES THE ENTIRE MUSCULOSKELETAL SYSTEM, WITH THE HYDRAULIC UNIT CONTROLS KNEE MOVEMENT, RESISTANCES ARE CONTROLLED INDEPENDENTLY OF ONE ANOTHER BY TWO CONTROL VALVES, WEATHERPROOF, CONTROLLED VIA THE APP, JOINT INCLUDE THE COMPLEX SENSOR SYSTEM, (SERVICES) | PROSTHETICS & ORTHOSIS SUPPLIES
10227 | 4224200111100 | CUSTOM MADE, ELECTRONICALLY CONTROLLED SYSTEM ORTHOTIC KNEE JOINT WITH A LOCKED STANCE PHASE AND FREE SWING-THROUGH PHASE. KIT INCLUDES ALL COMPONENTS, TRAINING AND CERTIFICATION FOR CPO AND TECHNICIANS. SECURED STANCE PHASE - FREE SWING-THROUGH PHASE ELECTRONICALLY, ORTHOSIS, (SERVICES) | PROSTHETICS & ORTHOSIS SUPPLIES
10228 | 4224200111200 | CUSTOM MADE, COSMETIC COVER, PROSTHESIS, HIGH DEFINITION SILICONE, TRANSTIBIAL, ADULT, WITH MULTI-COLORED SKIN TONE AND ATTENTION TO DETAIL INCLUDING HAIRS, MOLES AND FRECKLES, SILICONE TOE NAILS WHICH CAN BE PAINTED WITH NAIL VARNISH BY PATIENT TO INCLUDE SILICONE TEST EACH IF REQUIRED, (SERVICES) | PROSTHETICS & ORTHOSIS SUPPLIES
10229 | 4224200111300 | CUSTOM MADE, COSMETIC COVER, HALF LENGTH, HIGH DEFINITION SILICONE, TRANSFEMORAL, ADULT, WITH MULTI-COLORED SKIN TONE AND ATTENTION TO DETAIL INCLUDING HAIRS, MOLES AND FRECKLES, SILICONE TOE NAILS WHICH CAN BE PAINTED WITH NAIL VARNISH BY PATIENT TO INCLUDE SILICONE TEST EACH IF REQUIRED, PROSTHESIS, (SERVICES) | PROSTHETICS & ORTHOSIS SUPPLIES
10230 | 4224200111400 | ELECTRONICALLY CONTROLLED SYSTEM ORTHOTIC KNEE JOINT, WITH A LOCKED STANCE PHASE AND FREE SWING THROUGH PHASE KIT INCLUDES ALL COMPONENTS, TRAINING, AND CERTIFICATION FOR CPO AND TECHNICIANS, SECURED STANCE PHASE FREE SWING THROUGH PHASE ELECTRONICALLY, RIGHT | PROSTHETICS & ORTHOSIS SUPPLIES
10231 | 4224200111500 | CUSTOM MADE, PARTIAL FOOT PROSTHESIS, HIGH DEFINITION SILICONE WITH CARBON FOOT PLATE, ADULT, MULTI-COLORED SKIN TONE, AND ATTENTION TO DETAIL INCLUDING HAIRS, MOLES, AND FRECKLES, SILICONE TOES NAILS WHICH CAN BE PAINTED WITH NAIL VARNISH BY THE USER TO INCLUDE SILICONE TEST PIECE IF REQUIRED, (SERVICES) | PROSTHETICS & ORTHOSIS SUPPLIES
10232 | 4224200111700 | MULTIAXIAL FOOT WITH DIVIDED HEEL, 3-D SPACER SMOOTH TRANSITION FROM STANCE PHASE TO SWING PHASE, PHYSIOLOGICAL ROLLOVER AND S-SPRING MULTI-AXIAL MOBILITY TO COMPENSATE FOR UNEVEN SURFACES AND COMFORTABLE WALKING UPHILL AND ON INCLINES ELASTIC FOAM COMPRESSION SPRING ARCH AT HEEL STRIKE OF THE BACK SPRING ARCH AT ROLLOVER, SIZE: 24 CM LEFT | PROSTHETICS & ORTHOSIS SUPPLIES
10233 | 4224200111800 | CUSTOM MADE, PARTIAL HAND PROSTHESIS, HIGH DEFINITION SILICONE, ADULT, MULTI-COLORED SKIN TONE, AND ATTENTION TO DETAIL INCLUDING HAIRS, MOLES, AND FRECKLES, SILICONE NAILS WHICH CAN BE PAINTED WITH NAIL VARNISH BY THE USER TO INCLUDE SILICONE TEST PIECE IF REQUIRED, (SERVICES) | PROSTHETICS & ORTHOSIS SUPPLIES
10234 | 4224200111900 | CUSTOM MADE, COSMETIC PROSTHESIS, HIGH DEFINITION SILICONE, TOE, ADULT, ONE TOE, STRETCHABLE SILICONE, WITH MULTI-COLORED SKIN TONE AND ATTENTION TO DETAIL INCLUDING HAIRS, MOLES, AND FRECKLES, SILICONE NAILS WHICH CAN BE PAINTED WITH NAIL VARNISH BY USER, INCLUDE SILICONE FOOT BAND, INCLUDE SILICONE SOCKET, COMPONENTS AND TEST PIECE REQUIRED , (SERVICES) | PROSTHETICS & ORTHOSIS SUPPLIES
10235 | 4224200112000 | MULTIAXIAL FOOT WITH DIVIDED HEEL, 3-D SPACER SMOOTH TRANSITION FROM STANCE PHASE TO SWING PHASE, PHYSIOLOGICAL ROLLOVER AND S-SPRING MULTI-AXIAL MOBILITY TO COMPENSATE FOR UNEVEN SURFACES AND COMFORTABLE WALKING UPHILL AND ON INCLINES ELASTIC FOAM COMPRESSION SPRING ARCH AT HEEL STRIKE OF THE BACK SPRING ARCH AT ROLLOVER, SIZE: 24 CM, RIGHT | PROSTHETICS & ORTHOSIS SUPPLIES
10236 | 4224200112200 | TRANSFEMORAL PROSTHESIS, KIT, MICROPROCESSOR CONTROLLED PROSTHETIC LEG SYSTEM (COMPLETE KIT ), MICROPROCESSOR KNEE PROSTHETIC FOOT ADAPTER, CHARGER, AND WIRELESS CONNECTION, INCLUDE ADAPTATION USER ADJUSTABLE ACTIVITY MODES, EASY SWING PHASE RELEASE ALSO POSSIBLE WITH SMALL STEPS AND WHEN USING WALKING AIDS, CONTROLLED SITTING AND STANDING, SAFE STANDING THANKS TO LOCKED STANCE PHASE OR INTUITIVE STANCE FUNCTION IN ACTIVITY, BLUETOOTH, KNEE JOINT WEIGHT UP TO 950 GRAMS, USER WEIGHT 120 KG, 3 YEARS WARRANTY, INCLUDES COMPLETE ACCESSORIES, PROGRAM AND STAFF TRAINING, ASSORTED SIZE AND SIDE AND COLOR | PROSTHETICS & ORTHOSIS SUPPLIES
10237 | 4224200112300 | MULTIAXIAL FOOT WITH DIVIDED HEEL, 3-D SPACER SMOOTH TRANSITION FROM STANCE PHASE TO SWING PHASE, PHYSIOLOGICAL ROLLOVER AND S-SPRING MULTI-AXIAL MOBILITY TO COMPENSATE FOR UNEVEN SURFACES AND COMFORTABLE WALKING UPHILL AND ON INCLINES ELASTIC FOAM COMPRESSION SPRING ARCH AT HEEL STRIKE OF THE BACK SPRING ARCH AT ROLLOVER, SIZE: 25 CM, LEFT | PROSTHETICS & ORTHOSIS SUPPLIES
10238 | 4224200112400 | CUSTOM MADE, TRANSFEMORAL, COMPLETE KIT, MICROPROCESSOR KNEE PROSTHETIC FOOT ADAPTER, CHARGER, AND WIRELESS CONNECTION, INCLUDE ADAPTATION USER ADJUSTABLE ACTIVITY MODES, HIGH DEGREE OF SAFETY, CONTROLLED SITTING AND STANDING, SMART CONTROL, INTEGRATED BLUETOOTH, MAXIMUM WEIGHT OF THE KNEE JOINT 950 G, USER WEIGHT 120 KG, (SERVICES) | PROSTHETICS & ORTHOSIS SUPPLIES
10239 | 4224200112500 | TRANSFEMORAL PROSTHESIS, KIT, MICROPROCESSOR CONTROLLED PROSTHETIC LEG SYSTEM (COMPLETE KIT ), MICROPROCESSOR KNEE PROSTHETIC, FOOT, TUBE ADAPTER, TITANIUM, CHARGER AND WIRELESS CONNECTION WITH COMPLETE ACCESSORIES, HYDRAULIC UNIT, THE SENSOR DATA ARE UPDATED AND EVALUATED 100 TIMES PER SECOND, WEATHERPROOF, CONTROLLED BY APP, BLUETOOTH, WALK BACKWARDS, KNEE JOINT WEIGHT UP TO 1300 GRAMS, USER WEIGHT 140 KG, 3 YEARS WARRANTY, INCLUDES COMPLETE ACCESSORIES, PROGRAM AND STAFF TRAINING, ASSORTED SIZE AND SIDE AND COLOR | PROSTHETICS & ORTHOSIS SUPPLIES
10240 | 4224200112600 | MULTIAXIAL FOOT WITH DIVIDED HEEL, 3-D SPACER SMOOTH TRANSITION FROM STANCE PHASE TO SWING PHASE, PHYSIOLOGICAL ROLLOVER AND S-SPRING MULTI-AXIAL MOBILITY TO COMPENSATE FOR UNEVEN SURFACES AND COMFORTABLE WALKING UPHILL AND ON INCLINES ELASTIC FOAM COMPRESSION SPRING ARCH AT HEEL STRIKE OF THE BACK SPRING ARCH AT ROLLOVER, SIZE: 25 CM, RIGHT | PROSTHETICS & ORTHOSIS SUPPLIES
10241 | 4224200112800 | MULTIAXIAL FOOT WITH DIVIDED HEEL, 3-D SPACER SMOOTH TRANSITION FROM STANCE PHASE TO SWING PHASE, PHYSIOLOGICAL ROLLOVER AND S-SPRING MULTI-AXIAL MOBILITY TO COMPENSATE FOR UNEVEN SURFACES AND COMFORTABLE WALKING UPHILL AND ON INCLINES ELASTIC FOAM COMPRESSION SPRING ARCH AT HEEL STRIKE OF THE BACK SPRING ARCH AT ROLLOVER, SIZE: 26 CM, LEFT | PROSTHETICS & ORTHOSIS SUPPLIES
10242 | 4224200112900 | SILICONE LINER, LOCKING FOR TRANSFEMORAL AMPUTEES, ANTIBACTERIAL MATERIAL SUITABLE FOR AMPUTEES WITH EXCESS SOFT TISSUE, 3D , CLOTH COVER, CONICAL SHAPE IN DISTAL, CYLINDRICAL SHAPE IN PROXIMAL, THICKNESS FROM 4.5 MM DISTAL 2.5 MM PROXIMAL, SIZE 320 MM APPROXIMATELY | PROSTHETICS & ORTHOSIS SUPPLIES
10243 | 4224200113000 | MULTIAXIAL FOOT WITH DIVIDED HEEL, 3-D SPACER SMOOTH TRANSITION FROM STANCE PHASE TO SWING PHASE, PHYSIOLOGICAL ROLLOVER AND S-SPRING MULTI-AXIAL MOBILITY TO COMPENSATE FOR UNEVEN SURFACES AND COMFORTABLE WALKING UPHILL AND ON INCLINES ELASTIC FOAM COMPRESSION SPRING ARCH AT HEEL STRIKE OF THE BACK SPRING ARCH AT ROLLOVER, SIZE: 27 CM, LEFT | PROSTHETICS & ORTHOSIS SUPPLIES
10244 | 4224200113100 | MULTIAXIAL FOOT WITH DIVIDED HEEL, 3-D SPACER SMOOTH TRANSITION FROM STANCE PHASE TO SWING PHASE, PHYSIOLOGICAL ROLLOVER AND S-SPRING MULTI-AXIAL MOBILITY TO COMPENSATE FOR UNEVEN SURFACES AND COMFORTABLE WALKING UPHILL AND ON INCLINES ELASTIC FOAM COMPRESSION SPRING ARCH AT HEEL STRIKE OF THE BACK SPRING ARCH AT ROLLOVER, SIZE: 28 CM, LEFT | PROSTHETICS & ORTHOSIS SUPPLIES
10245 | 4224200113200 | MULTIAXIAL FOOT WITH DIVIDED HEEL, 3-D SPACER SMOOTH TRANSITION FROM STANCE PHASE TO SWING PHASE, PHYSIOLOGICAL ROLLOVER AND S-SPRING MULTI-AXIAL MOBILITY TO COMPENSATE FOR UNEVEN SURFACES AND COMFORTABLE WALKING UPHILL AND ON INCLINES ELASTIC FOAM COMPRESSION SPRING ARCH AT HEEL STRIKE OF THE BACK SPRING ARCH AT ROLLOVER, SIZE: 29 CM, LEFT | PROSTHETICS & ORTHOSIS SUPPLIES
10246 | 4224200113300 | MULTIAXIAL FOOT WITH DIVIDED HEEL, 3-D SPACER SMOOTH TRANSITION FROM STANCE PHASE TO SWING PHASE, PHYSIOLOGICAL ROLLOVER AND S-SPRING MULTI-AXIAL MOBILITY TO COMPENSATE FOR UNEVEN SURFACES AND COMFORTABLE WALKING UPHILL AND ON INCLINES ELASTIC FOAM COMPRESSION SPRING ARCH AT HEEL STRIKE OF THE BACK SPRING ARCH AT ROLLOVER, SIZE: 30 CM LEFT | PROSTHETICS & ORTHOSIS SUPPLIES
10247 | 4224200113400 | MULTIAXIAL PROSTHETIC FOOT WITH FOOT SHELL, WITH DIVIDED FOREFOOT AREA, CUSHIONING HEEL, HIGH ENERGY RETURN, SIZE: 31 CM, LEFT | PROSTHETICS & ORTHOSIS SUPPLIES
10248 | 4224200113500 | ELEVATED VACUUM SYSTEM, PREVENTS VOLUME LOSS AND MINIMIZES VOLUME FLUCTUATIONS IN THE RESIDUAL LIMB, TUBE CLAMP 34 MM, SYSTEM HEIGHT 95 MM, FOR BODY WEIGHT UP TO 125 KG, STEEL & TITANIUM, INCLUDING SEALING SLEEVE AND LINER W/ INCLUDES COMPLETE ACCESSORIES, PROGRAM AND STAFF TRAINING, ASSORTED SLEEVE AND LINER SIZE | PROSTHETICS & ORTHOSIS SUPPLIES
10249 | 4224200113600 | MODULAR POLYCENTRIC PROSTHETIC KNEE JOINT WITH HYDRAULIC SWING PHASE CONTROL, FEATURING A FIVE-AXIS DESIGN FOR STANCE AND SWING MODES. PROVIDES SMOOTH, ADJUSTABLE SWING INITIATION, PROGRESSIVE DAMPING FOR NATURAL GAIT ACROSS VARIOUS WALKING SPEEDS, AND CONTROLLED STANCE PHASE FLEXION UP TO 15°. LIGHTWEIGHT, WITH 175° FLEXION ANGLE, HIGH GROUND CLEARANCE, AND SAFE, COMFORTABLE PERFORMANCE ON UNEVEN TERRAIN AND INCLINES UP TO 10°,CAN BE USED FOR KNEE DISARTICULATION (KD) | PROSTHETICS & ORTHOSIS SUPPLIES
10250 | 4224200113700 | PROSTHETIC MODULAR MONOCENTRIC KNEE JOINT, WITH ROTARY HYDRAULICS, APPROVED FOR PROSTHESIS WEARERS WITH A BODY WEIGHT OF UP TO 150 KG, BOTH THE STANCE AND THE SWING PHASE ARE CONTROLLED BY THE HYDRAULICS AND WALKING DOWN INCLINES ARE EFFECTIVELY SUPPORTED BY CLOSELY APPROXIMATELY IMITATING A PHYSIOLOGICAL GAIT PATTERN EVEN AT VARIOUS WALKING SPEEDS WATER PROOF CONSTRUCTION, CAN BE USED IN THE SHOWER OR IN THE POOL, INTEGRATED MANUAL LOCK OFFERS IMPROVED SAFETY IN WET AREAS AND MORE COMFORTABLE WHEN STANDING FOR EXTENDED PERIODS, INCLUDING TUBE ADAPTER DIAMETER 34 MM, MAXIMUM WEIGHT OF THE KNEE JOINT 1250 GRAMS, APPROXIMATELY. | PROSTHETICS & ORTHOSIS SUPPLIES
10251 | 4224200113900 | COMPLETE MICROPROCESSOR PROSTHETIC LEG SYSTEM, KIT, LIGHTWEIGHT, HYDRAULIC CONTROL, COMPLEX SENSOR SYSTEM, AND APP-BASED ADJUSTMENT. DESIGNED FOR SAFE STAIR CLIMBING, BACKWARD WALKING, INCLUDES PROSTHETIC FOOT, FOOT SHELL, ROTATION AND PYRAMID ADAPTERS OR THREADED, LAMINATION COMPONENTS, CUSTOM CARBON PROTECTOR, AND WEATHERPROOF CONSTRUCTION, CONTROLLED VIA THE APP, INCLUDES COMPLETE ACCESSORIES, PROGRAM AND STAFF TRAINING, ASSORTED SIZE AND SIDE | PROSTHETICS & ORTHOSIS SUPPLIES
10252 | 4224200114000 | CUSTOM MADE, COSMETIC COVER, PROSTHESIS, FULL LENGTH, HIGH DEFINITION SILICONE, TRANSFEMORAL, ADULT, WITH MULTI-COLORED SKIN TONE AND ATTENTION TO DETAIL INCLUDING HAIRS, MOLES AND FRECKLES, SILICONE TOE NAILS WHICH CAN BE PAINTED WITH NAIL VARNISH BY PATIENT TO INCLUDE SILICONE TEST EACH IF REQUIRED, (SERVICES) | PROSTHETICS & ORTHOSIS SUPPLIES
10253 | 4224200114300 | ORTHOTIC KNEE JOINT, RING LOCK, RING LOCK EXTENDED, LOCKING SURFACE DROP, LOCK ALUMINUM ROUNDED, ALUMINUM SQUARED, STAINLESS STEEL, AND TITANIUM UPRIGHTS AVAILABLE, STRONGEST RING LOCK KNEE JOINT, ASSORTED SIZE, SIDE AND MATERIAL | PROSTHETICS & ORTHOSIS SUPPLIES
10254 | 4224200114400 | ORTHOTIC KNEE JOINT, RING LOCK, RING LOCKDROP, WHEN FLEXED ALUMINUM ROUNDED, ALUMINUM SQUARED, STAINLESS STEEL, AND TITANIUM UPRIGHTS, AVAILABLE, INFANT SIZE | PROSTHETICS & ORTHOSIS SUPPLIES
10255 | 4224200114500 | ORTHOTIC KNEE JOINT, LEVER LOCK, SPRING LOADED LEVER SYSTEM, AUTOMATIC LOCKING, ALUMINUM ROUNDED, ALUMINUM SQUARED, STAINLESS STEEL AND TITANIUM UPRIGHTS, AVAILABLE VARUS/VALGUS CONTOURS, AVAILABLE CAN BE COMBINED WITH LEVER RELEASE KIT, PROVIDE STABILITY DURING THE STANCE PHASE OF GAIT, AUTOMATIC LOCKING, RELEASE KIT, ASSORTED SIZE, SIDE AND MATERIAL | PROSTHETICS & ORTHOSIS SUPPLIES
10256 | 4224200114600 | ORTHOTIC KNEE JOINT, POSTERIOR OFFSET LEVER LOCK SYSTEM AXIS, ALUMINUM ROUNDED, ALUMINUM SQUARED, STAINLESS STEEL, AND TITANIUM UPRIGHTS AVAILABLE, VARUS/VALGUS CONTOURS, COMBINED WITH LEVER RELEASE KIT, PROVIDE STABILITY, AUTOMATICALLY AT FULL EXTENSION, UNLOCKING WHEN COMBINED WITH LEVER RELEASE KIT, MEDIAL/LATERAL CONTROL, ASSORTED SIZE, SIDE AND MATERIAL, | PROSTHETICS & ORTHOSIS SUPPLIES
10257 | 4224200114700 | ORTHOTIC KNEE JOINT, FREE MOTION, 180 DEGREE EXTENSION, STOP UNRESTRICTED FLEXION THROUGH FULL RANGE OF MOTION, ALUMINUM ROUNDED, AL UMINUM SQUARED, STAINLESS STEEL, AND TITANIUM UPRIGHTS AVAILABLE UNRESTRICTED FLEXION THROUGH FULL RANGE OF MOTION, MEDIAL/LATERAL CONTROL GENU RECURVATUM, ASSORTED SIZE AND MATERIAL | PROSTHETICS & ORTHOSIS SUPPLIES
10258 | 4224200114900 | ORTHOTIC KNEE JOINT, LEVER LOCK SYSTEM, INCREASE/DECREASE KNEE EXTENSION IN 6 DEGREE INTERVALS, KNEE LOCKS WHEN SET EXTENSION IS METAL ALUMINUM, ROUNDED, AND STAINLESS STEEL UPRIGHTS AVAILABLE CAN BE COMBINED WITH LEVER, RELEASE KIT, FULL KNEE EXTENSION, ASSORTED SIZE, SIDE AND MATERIAL | PROSTHETICS & ORTHOSIS SUPPLIES
10259 | 4224200115000 | ORTHOTIC KNEE JOINT, OFFSET, FREE MOTION WITH 180 DEGREE EXTENSION STOP POSTERIOR OFFSET PROVIDES MEDIOLATERAL KNEE STABILITY DOES NOT LIMIT FUNCTIONAL KNEE FLEXION RANGE OF MOTION VARUS/VALGUS CONTOURS AVAILABLE INFANT SIZE S AVAILABLE ALUMINUM ROUNDED ALUMINUM SQUARED STAINLESS STEEL AND TITANIUM UPRIGHTS AVAILABLE, ASSORTED SIZE, SIDE AND MATERIAL | PROSTHETICS & ORTHOSIS SUPPLIES
10260 | 4224200115100 | ORTHOTIC KNEE JOINT, RING, LOCK, ADJUSTABLE EXTENSION AND FLEXION, ALUMINUM, ROUNDED, AND STAINLESS STEEL, UPRIGHTS AVAILABLE, PROVIDE STABILITY, ASSORTED SIZE, SIDE AND MATERIAL | PROSTHETICS & ORTHOSIS SUPPLIES
10261 | 4224200115200 | SILICONE LINER, LOCKING FOR TRANSFEMORAL AMPUTEES, ANTIBACTERIAL MATERIAL SUITABLE FOR AMPUTEES WITH EXCESS SOFT TISSUE, 3D , CLOTH COVER, CONICAL SHAPE IN DISTAL, CYLINDRICAL SHAPE IN PROXIMAL, THICKNESS FROM 4.5 MM DISTAL 2.5 MM PROXIMAL, SIZE 380 MM APPROXIMATELY | PROSTHETICS & ORTHOSIS SUPPLIES
10262 | 4224200115300 | ORTHOTIC KNEE JOINT, TRIGGER LOCK SPRING LOADED LEVER SYSTEM, KIT, AUTOMATICALLY ENGAGED LOCK, ALUMINUM ROUNDED, ALUMINUM SQUARED, S TAINLESS STEEL AND TITANIUM UPRIGHTS, TRIGGER ALLOWS THE JOINT TO BE UNLOCKED WITHOUT BENDING MEDIAL/LATERAL CONTROL, ASSORTED SIZE, SIDE AND MATERIAL | PROSTHETICS & ORTHOSIS SUPPLIES
10263 | 4224200115400 | SILICONE LINER, LOCKING FOR TRANSFEMORAL AMPUTEES, ANTIBACTERIAL MATERIAL SUITABLE FOR AMPUTEES WITH EXCESS SOFT TISSUE, 3D , CLOTH COVER, CONICAL SHAPE IN DISTAL, CYLINDRICAL SHAPE IN PROXIMAL, THICKNESS FROM 4.5 MM DISTAL 2.5 MM PROXIMAL, SIZE 400 MM APPROXIMATELY | PROSTHETICS & ORTHOSIS SUPPLIES
10264 | 4224200115500 | ORTHOTIC KNEE JOINT, RING LOCK, AXIS OF MOTION, POSTERIOR TO UPRIGHT POSTERIOR, OFFSET PROVIDES, MEDIOLATERAL, KNEE STABILITY, PROVIDES ANTERIO-POSTERIOR STABILITY, WITH LOCK ENGAGED, VARUS/VALGUS CONTOURS, AVAILABLE IN FANT SIZE S, AVAILABLE ALUMINUM ROUNDED, ALUMINUM SQUARED, STAINLESS STEEL, AND TITANIUM UPRIGHTS AVAILABLE, PROVIDE STABILITY, ASSORTED SIZE, SIDE AND MATERIAL | PROSTHETICS & ORTHOSIS SUPPLIES
10265 | 4224200115600 | SILICONE LINER, LOCKING FOR TRANSFEMORAL AMPUTEES, ANTIBACTERIAL MATERIAL SUITABLE FOR AMPUTEES WITH EXCESS SOFT TISSUE, 3D , CLOTH COVER, CONICAL SHAPE IN DISTAL, CYLINDRICAL SHAPE IN PROXIMAL, THICKNESS FROM 4.5 MM DISTAL 2.5 MM PROXIMAL, SIZE 450 MM APPROXIMATELY | PROSTHETICS & ORTHOSIS SUPPLIES
10266 | 4224200115700 | ORTHOTIC KNEE JOINT, RATCHET, LOCK, PROMOTES FULL KNEE EXTENSION THROUGH INCREMENTAL RANGE OF KNEE FLEXION, SECURE SEMI - AUTOMATIC LOCKING MECHANISM, ALUMINUM ROUNDED, STAINLESS STEEL AND TITANIUM UPRIGHTS AVAILABLE, ASSORTED SIZE, SIDE AND MATERIAL | PROSTHETICS & ORTHOSIS SUPPLIES
10267 | 4224200115900 | SILICONE LINER LOCKING FOR TRANSFEMORAL AMPUTEES ANTIBACTERIAL MATERIAL SUITABLE FOR AMPUTEES WITH EXCESS SOFT TISSUE 3D CLOTH COVER CONICAL SHAPE IN DISTAL CYLINDRICAL SHAPE IN PROXIMAL THICKNESS FROM 4.5 MM DISTAL 2.5 MM PROXIMAL SIZE 550 MM APPROXIMATELY. | SUPPLEMENTARY PROSTHET,ORTHOSIS SUPPLIES
10268 | 4224200116000 | TRANSFEMORAL PROSTHESIS, KIT, WEIGHT ACTIVATED LOADED KNEE (WALK), MODULAR MONOCENTRIC KNEE JOINT, TITANIUM, WITH EXTENSION ASSIST AND PROTECTIVE SLEEVE, TO CONTROL THE SWING PHASE, THE AXIS FRICTION AND THE SPRING FORCE OF THE EXTENSION ASSIST ARE ADJUSTABLE, INCLUDING: ROTATABLE SOCKET ADAPTER WITH PYRAMID RECEIVER, TUBE ADAPTER, PROTECTIVE SLEEVE AND COSMETIC FOAM, MAXIMUM WEIGHT OF THE KNEE JOINT : 370 GRAMS APPROXIMATELY, NOT INCLUDED FOOT, ASSORTED SIZE AND SIDE | PROSTHETICS & ORTHOSIS SUPPLIES
10269 | 4224200116100 | TRANSFEMORAL PROSTHESIS, KIT, MODULAR KNEE JOINT, LIGHTWEIGHT, MONOCENTRIC WITH HYDRAULIC SWING PHASE CONTROL AND WITH POWERFUL LINEAR HYDRAULICS FOR SWING PHASE CONTROL, PARTICULARLY WELL SUITED FOR HIGHLY ACTIVE USERS, HYDRAULICS FOR SWING PHASE CONTROL ARE ADAPTED TO THE LOWER PENDULUM MASS, THE KNEE JOINT HOUSING HAS A DORSAL RECESS TO ALLOW FOR A LARGER FLEXION ANGLE, FOR LOADING UP TO 75 KG, INCLUDING ROTATABLE SOCKET ADAPTER WITH 3 PRONG PYRAMID RECEIVER STAINLESS STEEL, TUBE ADAPTER, AND TUBE CLAMP ADAPTER ALUMINUM AND COSMETIC FOAM COVER, MAXIMUM WEIGHT OF THE KNEE JOINT: 350 GRAMS, APPROXIMATELY, NOT INCLUDED FOOT, ASSORTED SIZE AND SIDE | PROSTHETICS & ORTHOSIS SUPPLIES
10270 | 4224200116200 | TRANSFEMORAL PROSTHESIS, KIT, MODULAR KNEE JOINT, LIGHTWEIGHT, MONOCENTRIC, WITH HYDRAULIC SWING PHASE CONTROL, PARTICULARLY WELL SU ITED FOR HIGHLY ACTIVE USERS. THE KNEE JOINT HOUSING HAS A DORSAL RECESS TO ALLOW FOR A LARGER FLEXION ANGLE, FOR LOADING UP TO 150 KG, INCLUDING : ROTATABLE SOCKET 4-WHOLE ADAPTER, WITH PYRAMID RECEIVER STAINLESS STEEL, TUBE ADAPTER AND TUBE CLAMP ADAPTER STAINLESS STEEL, AND COSMETIC FOAM COVER, MAXIMUM WEIGHT OF THE KNEE JOINT : 370 GRAMS APPROXIMATELY, NOT INCLUDED FOOT, ASSORTED SIZE AND SIDE | PROSTHETICS & ORTHOSIS SUPPLIES
10271 | 4224200116300 | TRANSFEMORAL PROSTHESIS, KIT, MICROPROCESSOR CONTROLLED PROSTHETIC LEG SYSTEM (COMPLETE KIT ), INCLUDING MICROPROCESSOR KNEE JOINT, PROSTHETIC FOOT ADAPTER, TUBE ADAPTER, POWER SUPPLY UNIT, BATTERY CHARGER, AND WIRELESS CONNECTION, INCLUDE ADAPTATION USER ADJUSTABLE ACTIVITY MODES, WEATHERPROOF CONSTRUCTION. CONTROL VIA APP WITH INTEGRATED BLUETOOTH, BACKWARD WALKING. KNEE JOINT WEIGHT 1200–1300 GR, MAXIMUM USER WEIGHT UP TO 136 KG. 3 YEARS WARRANTY, INCLUDES COMPLETE ACCESSORIES, PROGRAM AND STAFF TRAINING, ASSORTED SIZE AND SIDE . | PROSTHETICS & ORTHOSIS SUPPLIES
10272 | 4224200116400 | SILICONE LINER, LOCKING FOR TRANSHUMERAL AND TRANSRADIAL AMPUTEES, SUITABLE FOR AMPUTEES WITH EXCESS SOFT TISSUE, SIZE 110 MM APPROXIMATELY | PROSTHETICS & ORTHOSIS SUPPLIES
10273 | 4224200116500 | SILICONE LINER, LOCKING FOR TRANSHUMERAL AND TRANSRADIAL AMPUTEES, SUITABLE FOR AMPUTEES WITH EXCESS SOFT TISSUE, SIZE 140 MM APPROXIMATELY | PROSTHETICS & ORTHOSIS SUPPLIES
10274 | 4224200116600 | SILICONE LINER, LOCKING FOR TRANSHUMERAL AND TRANSRADIAL AMPUTEES, SUITABLE FOR AMPUTEES WITH EXCESS SOFT TISSUE, SIZE 160 MM APPROXIMATELY | PROSTHETICS & ORTHOSIS SUPPLIES
10275 | 4224200116700 | SILICONE LINER, LOCKING FOR TRANSHUMERAL AND TRANSRADIAL AMPUTEES, SUITABLE FOR AMPUTEES WITH EXCESS SOFT TISSUE, SIZE 180 MM APPROXIMATELY | PROSTHETICS & ORTHOSIS SUPPLIES
10276 | 4224200116800 | SILICONE LINER, LOCKING FOR TRANSHUMERAL AND TRANSRADIAL AMPUTEES, SUITABLE FOR AMPUTEES WITH EXCESS SOFT TISSUE, SIZE 200 MM APPROXIMATELY | PROSTHETICS & ORTHOSIS SUPPLIES
10277 | 4224200116900 | SILICONE LINER, LOCKING FOR TRANSHUMERAL AND TRANSRADIAL AMPUTEES, SUITABLE FOR AMPUTEES WITH EXCESS SOFT TISSUE, SIZE 220 MM APPROXIMATELY | PROSTHETICS & ORTHOSIS SUPPLIES
10278 | 4224200117000 | KNEE ANKLE FOOT ORTHOSIS (KAFO), FREE WALK OR EQUAL, FREE SWING PHASE SECURE STANCE PHASE, SMOOTH GAIT PATTERN, LIGHTWEIGHT, THIN, AND STABLE, SUITABLE FOR A WEIGHT OF UP TO 120 KILOGRAMS, UNILATERAL JOINT BAR, ASSORTED SIZE AND SIDE | PROSTHETICS & ORTHOSIS SUPPLIES
10279 | 4224200117200 | KNEE ANKLE FOOT ORTHOSIS (KAFO), FREE WALK OR EQUAL, FREE SWING PHASE SECURE STANCE PHASE, SMOOTH GAIT PATTERN, LIGHTWEIGHT, THIN, AND STABLE, SUITABLE FOR A WEIGHT OF UP TO 80 KILOGRAMS, UNILATERAL JOINT BAR, ASSORTED SIDE AND COLOUR | PROSTHETICS & ORTHOSIS SUPPLIES
10280 | 4224200117500 | ORTHOTIC KNEE JOINTS WITH WEDGE LOCK AND PULL, RELEASE CABLE, LIGHT, AND STURDY, MODULAR JOINT SYSTEM, VERSATILE IN APPLICATION, EASY MAINTENANCE, YOU CAN EASILY DISASSEMBLE ALL COMPONENTS FOR MAINTENANCE PURPOSES AND REPLACE THEM IF NECESSARY, PAIR, ASSORTED SIZE AND SIDE | PROSTHETICS & ORTHOSIS SUPPLIES
10281 | 4224200117600 | MULTIAXIAL PROSTHETIC FOOT, FLEXIBLE KEEL FOOT WITH TOES WITH ASSEMBLED, TITANIUM ADAPTER, PERMITS MULTI AXIAL ANKLE MOVEMENT AND HAS PRONATION SUPINATION AND ROTATION IN THE HORIZONTAL PLANE, FOAM CONNECTION CAP, K LEVEL UP TO K3, MAX. BODY WEIGHT 100 KG, SIZE: 24 LEFT | PROSTHETICS & ORTHOSIS SUPPLIES
10282 | 4224200117700 | MULTIAXIAL PROSTHETIC FOOT, FLEXIBLE KEEL FOOT WITH TOES WITH ASSEMBLED, TITANIUM ADAPTER, PERMITS MULTI AXIAL ANKLE MOVEMENT AND HAS PRONATION SUPINATION AND ROTATION IN THE HORIZONTAL PLANE, FOAM CONNECTION CAP, K LEVEL UP TO K3, MAX. BODY WEIGHT 100 KG, SIZE: 25 LEFT | PROSTHETICS & ORTHOSIS SUPPLIES
10283 | 4224200117800 | MULTIAXIAL PROSTHETIC FOOT, FLEXIBLE KEEL FOOT WITH TOES WITH ASSEMBLED, TITANIUM ADAPTER, PERMITS MULTI AXIAL ANKLE MOVEMENT AND HAS PRONATION SUPINATION AND ROTATION IN THE HORIZONTAL PLANE, FOAM CONNECTION CAP, K LEVEL UP TO K3, MAX. BODY WEIGHT 100 KG, SIZE: 26 LEFT | PROSTHETICS & ORTHOSIS SUPPLIES
10284 | 4224200117900 | MULTIAXIAL PROSTHETIC FOOT, FLEXIBLE KEEL FOOT WITH TOES WITH ASSEMBLED, TITANIUM ADAPTER, PERMITS MULTI AXIAL ANKLE MOVEMENT AND HAS PRONATION SUPINATION AND ROTATION IN THE HORIZONTAL PLANE, FOAM CONNECTION CAP, K LEVEL UP TO K3, MAX. BODY WEIGHT 100 KG, SIZE: 27 LEFT | PROSTHETICS & ORTHOSIS SUPPLIES
10285 | 4224200118000 | MULTIAXIAL PROSTHETIC FOOT, FLEXIBLE KEEL FOOT WITH TOES WITH ASSEMBLED, TITANIUM ADAPTER, PERMITS MULTI AXIAL ANKLE MOVEMENT AND HAS PRONATION SUPINATION AND ROTATION IN THE HORIZONTAL PLANE, FOAM CONNECTION CAP, K LEVEL UP TO K3, MAX. BODY WEIGHT 100 KG, SIZE: 28 LEFT | PROSTHETICS & ORTHOSIS SUPPLIES
10286 | 4224200118100 | MULTIAXIAL PROSTHETIC FOOT, FLEXIBLE KEEL FOOT WITH TOES WITH ASSEMBLED, TITANIUM ADAPTER, PERMITS MULTI AXIAL ANKLE MOVEMENT AND HAS PRONATION SUPINATION AND ROTATION IN THE HORIZONTAL PLANE, FOAM CONNECTION CAP, K LEVEL UP TO K3, MAX. BODY WEIGHT 100 KG, SIZE: 29 LEFT | PROSTHETICS & ORTHOSIS SUPPLIES
10287 | 4224200118200 | MULTIAXIAL PROSTHETIC FOOT, FLEXIBLE KEEL FOOT WITH TOES WITH ASSEMBLED, TITANIUM ADAPTER, PERMITS MULTI AXIAL ANKLE MOVEMENT AND HAS PRONATION SUPINATION AND ROTATION IN THE HORIZONTAL PLANE, FOAM CONNECTION CAP, K LEVEL UP TO K3, MAX. BODY WEIGHT 100 KG, SIZE: 24 RIGHT | PROSTHETICS & ORTHOSIS SUPPLIES
10288 | 4224200118300 | MULTIAXIAL PROSTHETIC FOOT, FLEXIBLE KEEL FOOT WITH TOES WITH ASSEMBLED, TITANIUM ADAPTER, PERMITS MULTI AXIAL ANKLE MOVEMENT AND HAS PRONATION SUPINATION AND ROTATION IN THE HORIZONTAL PLANE, FOAM CONNECTION CAP, K LEVEL UP TO K3, MAX. BODY WEIGHT 100 KG, SIZE: 25 RIGHT | PROSTHETICS & ORTHOSIS SUPPLIES
10289 | 4224200118400 | MULTIAXIAL PROSTHETIC FOOT, FLEXIBLE KEEL FOOT WITH TOES WITH ASSEMBLED, TITANIUM ADAPTER, PERMITS MULTI AXIAL ANKLE MOVEMENT AND HAS PRONATION SUPINATION AND ROTATION IN THE HORIZONTAL PLANE, FOAM CONNECTION CAP, K LEVEL UP TO K3, MAX. BODY WEIGHT 100 KG, SIZE: 26 RIGHT | PROSTHETICS & ORTHOSIS SUPPLIES
10290 | 4224200118500 | MULTIAXIAL PROSTHETIC FOOT, FLEXIBLE KEEL FOOT WITH TOES WITH ASSEMBLED, TITANIUM ADAPTER, PERMITS MULTI AXIAL ANKLE MOVEMENT AND HAS PRONATION SUPINATION AND ROTATION IN THE HORIZONTAL PLANE, FOAM CONNECTION CAP, K LEVEL UP TO K3, MAX. BODY WEIGHT 100 KG, SIZE: 27 RIGHT | PROSTHETICS & ORTHOSIS SUPPLIES
10291 | 4224200118600 | MULTIAXIAL PROSTHETIC FOOT, FLEXIBLE KEEL FOOT WITH TOES WITH ASSEMBLED, TITANIUM ADAPTER, PERMITS MULTI AXIAL ANKLE MOVEMENT AND HAS PRONATION SUPINATION AND ROTATION IN THE HORIZONTAL PLANE, FOAM CONNECTION CAP, K LEVEL UP TO K3, MAX. BODY WEIGHT 100 KG, SIZE: 28 RIGHT | PROSTHETICS & ORTHOSIS SUPPLIES
10292 | 4224200118700 | MULTIAXIAL PROSTHETIC FOOT, FLEXIBLE KEEL FOOT WITH TOES WITH ASSEMBLED, TITANIUM ADAPTER, PERMITS MULTI AXIAL ANKLE MOVEMENT AND HAS PRONATION SUPINATION AND ROTATION IN THE HORIZONTAL PLANE, FOAM CONNECTION CAP, K LEVEL UP TO K3, MAX. BODY WEIGHT 100 KG, SIZE: 29 RIGHT | PROSTHETICS & ORTHOSIS SUPPLIES
10293 | 4224200118800 | PROSTHETIC FOOT, LIGHTWEIGHT, CARBON WITH COMFORTABLE ROLLOVER CHARACTERISTICS INCLUDES THE FOOTSHELL WITH COSMESIS CONNECTION CAP S MOOTH TRANSITION FROM STANCE PHASE TO SWING PHASE MULTI - AXIAL MOBILITY TO COMPENSATE FOR UNEVEN SURFACES AND COMFORTABLE WALKING UPHILL AND ON INCLINES GOOD ENERGY RETURN IN THE FOREFOOT AND HEEL GOOD SHOCK ABSORPTION PROGRESSIVE SPRING CHARACTERISTICS SAFETY: CONTROLLED PLANTAR FLEXION OF UP TO 12 DEGREE VERY GOOD IN - /EVERSION AND PRO - SUPINATION GOOD INITIATION OF KNEE FLEXION, LEFT, SIZE 24 | PROSTHETICS & ORTHOSIS SUPPLIES
10294 | 4224200118900 | PROSTHETIC FOOT, LIGHTWEIGHT, CARBON WITH COMFORTABLE ROLLOVER CHARACTERISTICS INCLUDES THE FOOTSHELL WITH COSMESIS CONNECTION CAP S MOOTH TRANSITION FROM STANCE PHASE TO SWING PHASE MULTI - AXIAL MOBILITY TO COMPENSATE FOR UNEVEN SURFACES AND COMFORTABLE WALKING UPHILL AND ON INCLINES GOOD ENERGY RETURN IN THE FOREFOOT AND HEEL GOOD SHOCK ABSORPTION PROGRESSIVE SPRING CHARACTERISTICS SAFETY: CONTROLLED PLANTAR FLEXION OF UP TO 12 DEGREE VERY GOOD IN - /EVERSION AND PRO - SUPINATION GOOD INITIATION OF KNEE FLEXION, LEFT, SIZE 25 | PROSTHETICS & ORTHOSIS SUPPLIES
10295 | 4224200119000 | PROSTHETIC FOOT, LIGHTWEIGHT, CARBON WITH COMFORTABLE ROLLOVER CHARACTERISTICS INCLUDES THE FOOTSHELL WITH COSMESIS CONNECTION CAP S MOOTH TRANSITION FROM STANCE PHASE TO SWING PHASE MULTI - AXIAL MOBILITY TO COMPENSATE FOR UNEVEN SURFACES AND COMFORTABLE WALKING UPHILL AND ON INCLINES GOOD ENERGY RETURN IN THE FOREFOOT AND HEEL GOOD SHOCK ABSORPTION PROGRESSIVE SPRING CHARACTERISTICS SAFETY: CONTROLLED PLANTAR FLEXION OF UP TO 12 DEGREE VERY GOOD IN - /EVERSION AND PRO - SUPINATION GOOD INITIATION OF KNEE FLEXION, LEFT, SIZE 26 | PROSTHETICS & ORTHOSIS SUPPLIES
10296 | 4224200119100 | PROSTHETIC FOOT, LIGHTWEIGHT, CARBON WITH COMFORTABLE ROLLOVER CHARACTERISTICS INCLUDES THE FOOTSHELL WITH COSMESIS CONNECTION CAP S MOOTH TRANSITION FROM STANCE PHASE TO SWING PHASE MULTI - AXIAL MOBILITY TO COMPENSATE FOR UNEVEN SURFACES AND COMFORTABLE WALKING UPHILL AND ON INCLINES GOOD ENERGY RETURN IN THE FOREFOOT AND HEEL GOOD SHOCK ABSORPTION PROGRESSIVE SPRING CHARACTERISTICS SAFETY: CONTROLLED PLANTAR FLEXION OF UP TO 12 DEGREE VERY GOOD IN - /EVERSION AND PRO - SUPINATION GOOD INITIATION OF KNEE FLEXION, LEFT, SIZE 27 | PROSTHETICS & ORTHOSIS SUPPLIES
10297 | 4224200119200 | PROSTHETIC FOOT, LIGHTWEIGHT, CARBON WITH COMFORTABLE ROLLOVER CHARACTERISTICS INCLUDES THE FOOTSHELL WITH COSMESIS CONNECTION CAP S MOOTH TRANSITION FROM STANCE PHASE TO SWING PHASE MULTI - AXIAL MOBILITY TO COMPENSATE FOR UNEVEN SURFACES AND COMFORTABLE WALKING UPHILL AND ON INCLINES GOOD ENERGY RETURN IN THE FOREFOOT AND HEEL GOOD SHOCK ABSORPTION PROGRESSIVE SPRING CHARACTERISTICS SAFETY: CONTROLLED PLANTAR FLEXION OF UP TO 12 DEGREE VERY GOOD IN - /EVERSION AND PRO - SUPINATION GOOD INITIATION OF KNEE FLEXION, LEFT, SIZE 28 | PROSTHETICS & ORTHOSIS SUPPLIES
10298 | 4224200119300 | PROSTHETIC FOOT, LIGHTWEIGHT, CARBON WITH COMFORTABLE ROLLOVER CHARACTERISTICS INCLUDES THE FOOTSHELL WITH COSMESIS CONNECTION CAP S MOOTH TRANSITION FROM STANCE PHASE TO SWING PHASE MULTI - AXIAL MOBILITY TO COMPENSATE FOR UNEVEN SURFACES AND COMFORTABLE WALKING UPHILL AND ON INCLINES GOOD ENERGY RETURN IN THE FOREFOOT AND HEEL GOOD SHOCK ABSORPTION PROGRESSIVE SPRING CHARACTERISTICS SAFETY: CONTROLLED PLANTAR FLEXION OF UP TO 12 DEGREE VERY GOOD IN - /EVERSION AND PRO - SUPINATION GOOD INITIATION OF KNEE FLEXION, LEFT, SIZE 29 | PROSTHETICS & ORTHOSIS SUPPLIES
10299 | 4224200119400 | PROSTHETIC FOOT LIGHTWEIGHT CARBON WITH COMFORTABLE ROLLOVER CHARACTERISTICS INCLUDES THE FOOT SHELL WITH COSMESIS CONNECTION CAP SM OOTH TRANSITION FROM STANCE PHASE TO SWING PHASE MULTI - AXIAL MOBILITY TO COMPENSATE FOR UNEVEN SURFACES AND COMFORTABLE WALKING UPHILL AND ON INCLINES GOOD ENERGY RETURN IN THE FOREFOOT AND HEEL GOOD SHOCK ABSORPTION PROGRESSIVE SPRING CHARACTERISTICS SAFETY: CONTROLLED PLANTAR FLEXION OF UP TO 12 DEGREE VERY GOOD IN - /EVERSION AND PRO - SUPINATION GOOD INITIATION OF KNEE FLEXION LEFT SIZE 30. | SUPPLEMENTARY PROSTHET,ORTHOSIS SUPPLIES
10300 | 4224200119500 | PROSTHETIC FOOT, LIGHTWEIGHT, CARBON WITH COMFORTABLE ROLLOVER CHARACTERISTICS INCLUDES THE FOOTSHELL WITH COSMESIS CONNECTION CAP S MOOTH TRANSITION FROM STANCE PHASE TO SWING PHASE MULTI - AXIAL MOBILITY TO COMPENSATE FOR UNEVEN SURFACES AND COMFORTABLE WALKING UPHILL AND ON INCLINES GOOD ENERGY RETURN IN THE FOREFOOT AND HEEL GOOD SHOCK ABSORPTION PROGRESSIVE SPRING CHARACTERISTICS SAFETY: CONTROLLED PLANTAR FLEXION OF UP TO 12 DEGREE VERY GOOD IN - /EVERSION AND PRO - SUPINATION GOOD INITIATION OF KNEE FLEXION, RIGHT, SIZE 24 | PROSTHETICS & ORTHOSIS SUPPLIES
10301 | 4224200119600 | PROSTHETIC FOOT, LIGHTWEIGHT, CARBON WITH COMFORTABLE ROLLOVER CHARACTERISTICS INCLUDES THE FOOTSHELL WITH COSMESIS CONNECTION CAP S MOOTH TRANSITION FROM STANCE PHASE TO SWING PHASE MULTI - AXIAL MOBILITY TO COMPENSATE FOR UNEVEN SURFACES AND COMFORTABLE WALKING UPHILL AND ON INCLINES GOOD ENERGY RETURN IN THE FOREFOOT AND HEEL GOOD SHOCK ABSORPTION PROGRESSIVE SPRING CHARACTERISTICS SAFETY: CONTROLLED PLANTAR FLEXION OF UP TO 12 DEGREE VERY GOOD IN - /EVERSION AND PRO - SUPINATION GOOD INITIATION OF KNEE FLEXION, RIGHT, SIZE 25 | PROSTHETICS & ORTHOSIS SUPPLIES
10302 | 4224200119700 | PROSTHETIC FOOT, LIGHTWEIGHT, CARBON WITH COMFORTABLE ROLLOVER CHARACTERISTICS INCLUDES THE FOOTSHELL WITH COSMESIS CONNECTION CAP S MOOTH TRANSITION FROM STANCE PHASE TO SWING PHASE MULTI - AXIAL MOBILITY TO COMPENSATE FOR UNEVEN SURFACES AND COMFORTABLE WALKING UPHILL AND ON INCLINES GOOD ENERGY RETURN IN THE FOREFOOT AND HEEL GOOD SHOCK ABSORPTION PROGRESSIVE SPRING CHARACTERISTICS SAFETY: CONTROLLED PLANTAR FLEXION OF UP TO 12 DEGREE VERY GOOD IN - /EVERSION AND PRO - SUPINATION GOOD INITIATION OF KNEE FLEXION, RIGHT, SIZE 26 | PROSTHETICS & ORTHOSIS SUPPLIES
10303 | 4224200119800 | PROSTHETIC FOOT, LIGHTWEIGHT, CARBON WITH COMFORTABLE ROLLOVER CHARACTERISTICS INCLUDES THE FOOTSHELL WITH COSMESIS CONNECTION CAP S MOOTH TRANSITION FROM STANCE PHASE TO SWING PHASE MULTI - AXIAL MOBILITY TO COMPENSATE FOR UNEVEN SURFACES AND COMFORTABLE WALKING UPHILL AND ON INCLINES GOOD ENERGY RETURN IN THE FOREFOOT AND HEEL GOOD SHOCK ABSORPTION PROGRESSIVE SPRING CHARACTERISTICS SAFETY: CONTROLLED PLANTAR FLEXION OF UP TO 12 DEGREE VERY GOOD IN - /EVERSION AND PRO - SUPINATION GOOD INITIATION OF KNEE FLEXION, RIGHT, SIZE 27 | PROSTHETICS & ORTHOSIS SUPPLIES
10304 | 4224200119900 | PROSTHETIC FOOT, LIGHTWEIGHT, CARBON WITH COMFORTABLE ROLLOVER CHARACTERISTICS INCLUDES THE FOOTSHELL WITH COSMESIS CONNECTION CAP S MOOTH TRANSITION FROM STANCE PHASE TO SWING PHASE MULTI - AXIAL MOBILITY TO COMPENSATE FOR UNEVEN SURFACES AND COMFORTABLE WALKING UPHILL AND ON INCLINES GOOD ENERGY RETURN IN THE FOREFOOT AND HEEL GOOD SHOCK ABSORPTION PROGRESSIVE SPRING CHARACTERISTICS SAFETY: CONTROLLED PLANTAR FLEXION OF UP TO 12 DEGREE VERY GOOD IN - /EVERSION AND PRO - SUPINATION GOOD INITIATION OF KNEE FLEXION, RIGHT, SIZE 28 | PROSTHETICS & ORTHOSIS SUPPLIES
10305 | 4224200120000 | PROSTHETIC FOOT, LIGHTWEIGHT, CARBON WITH COMFORTABLE ROLLOVER CHARACTERISTICS INCLUDES THE FOOTSHELL WITH COSMESIS CONNECTION CAP S MOOTH TRANSITION FROM STANCE PHASE TO SWING PHASE MULTI - AXIAL MOBILITY TO COMPENSATE FOR UNEVEN SURFACES AND COMFORTABLE WALKING UPHILL AND ON INCLINES GOOD ENERGY RETURN IN THE FOREFOOT AND HEEL GOOD SHOCK ABSORPTION PROGRESSIVE SPRING CHARACTERISTICS SAFETY: CONTROLLED PLANTAR FLEXION OF UP TO 12 DEGREE VERY GOOD IN - /EVERSION AND PRO - SUPINATION GOOD INITIATION OF KNEE FLEXION, RIGHT, SIZE 29 | PROSTHETICS & ORTHOSIS SUPPLIES
10306 | 4224200120100 | PROSTHETIC FOOT LIGHTWEIGHT CARBON WITH COMFORTABLE ROLLOVER CHARACTERISTICS INCLUDES THE FOOT SHELL WITH COSMESIS CONNECTION CAP SM OOTH TRANSITION FROM STANCE PHASE TO SWING PHASE MULTI - AXIAL MOBILITY TO COMPENSATE FOR UNEVEN SURFACES AND COMFORTABLE WALKING UPHILL AND ON INCLINES GOOD ENERGY RETURN IN THE FOREFOOT AND HEEL GOOD SHOCK ABSORPTION PROGRESSIVE SPRING CHARACTERISTICS SAFETY: CONTROLLED PLANTAR FLEXION OF UP TO 12 DEGREE VERY GOOD IN - /EVERSION AND PRO - SUPINATION GOOD INITIATION OF KNEE FLEXION RIGHT SIZE 30. | SUPPLEMENTARY PROSTHET,ORTHOSIS SUPPLIES
10307 | 4224200120200 | DYNAMIC FOOT PROSTHETIC, KIT, FOR CHILDREN, SUPPLIED WITH FOOT ADAPTER AND SCREW CONNECTION, TUBE ADAPTER, TUBE CLAMP ADAPTER, SOCKET ADAPTER, COSMETIC FOAM, AND PERLON STOCKINGS, SIZE 14, LEFT | PROSTHETICS & ORTHOSIS SUPPLIES
10308 | 4224200120300 | DYNAMIC FOOT PROSTHETIC, KIT, FOR CHILDREN, SUPPLIED WITH FOOT ADAPTER AND SCREW CONNECTION, TUBE ADAPTER, TUBE CLAMP ADAPTER, SOCKET ADAPTER, COSMETIC FOAM, AND PERLON STOCKINGS, SIZE 15, LEFT | PROSTHETICS & ORTHOSIS SUPPLIES
10309 | 4224200120400 | DYNAMIC FOOT PROSTHETIC, KIT, FOR CHILDREN, SUPPLIED WITH FOOT ADAPTER AND SCREW CONNECTION, TUBE ADAPTER, TUBE CLAMP ADAPTER, SOCKET ADAPTER, COSMETIC FOAM, AND PERLON STOCKINGS, SIZE 16, LEFT | PROSTHETICS & ORTHOSIS SUPPLIES
10310 | 4224200120500 | DYNAMIC FOOT PROSTHETIC, KIT, FOR CHILDREN, SUPPLIED WITH FOOT ADAPTER AND SCREW CONNECTION, TUBE ADAPTER, TUBE CLAMP ADAPTER, SOCKET ADAPTER, COSMETIC FOAM, AND PERLON STOCKINGS, SIZE 17, LEFT | PROSTHETICS & ORTHOSIS SUPPLIES
10311 | 4224200120600 | DYNAMIC FOOT PROSTHETIC, FOR CHILDREN, SUPPLIED WITH FOOT ADAPTER AND SCREW CONNECTION, TUBE ADAPTER, TUBE CLAMP ADAPTER, SOCKET ADAPTER, COSMETIC FOAM, AND PERLON STOCKINGS, SIZE 18, RIGHT | PROSTHETICS & ORTHOSIS SUPPLIES
10312 | 4224200120700 | DYNAMIC FOOT PROSTHETIC, KIT, FOR CHILDREN, SUPPLIED WITH FOOT ADAPTER AND SCREW CONNECTION, TUBE ADAPTER, TUBE CLAMP ADAPTER, SOCKET ADAPTER, COSMETIC FOAM, AND PERLON STOCKINGS, SIZE 19, RIGHT | PROSTHETICS & ORTHOSIS SUPPLIES
10313 | 4224200120800 | DYNAMIC FOOT PROSTHETIC, FOR CHILDREN, SUPPLIED WITH FOOT ADAPTER AND SCREW CONNECTION, TUBE ADAPTER, TUBE CLAMP ADAPTER, SOCKET ADAPTER, COSMETIC FOAM, AND PERLON STOCKINGS, SIZE 20, LEFT | PROSTHETICS & ORTHOSIS SUPPLIES
10314 | 4224200120900 | DYNAMIC FOOT PROSTHETIC, KIT, FOR CHILDREN, SUPPLIED WITH FOOT ADAPTER AND SCREW CONNECTION, TUBE ADAPTER, TUBE CLAMP ADAPTER, SOCKET ADAPTER, COSMETIC FOAM, AND PERLON STOCKINGS, SIZE 21, LEFT | PROSTHETICS & ORTHOSIS SUPPLIES
10315 | 4224200121000 | DYNAMIC FOOT PROSTHETIC, KIT, FOR CHILDREN, SUPPLIED WITH FOOT ADAPTER AND SCREW CONNECTION, TUBE ADAPTER, TUBE CLAMP ADAPTER, SOCKET ADAPTER, COSMETIC FOAM, AND PERLON STOCKINGS, SIZE 14, RIGHT | PROSTHETICS & ORTHOSIS SUPPLIES
10316 | 4224200121100 | DYNAMIC FOOT PROSTHETIC, KIT, FOR CHILDREN, SUPPLIED WITH FOOT ADAPTER AND SCREW CONNECTION, TUBE ADAPTER, TUBE CLAMP ADAPTER, SOCKET ADAPTER, COSMETIC FOAM, AND PERLON STOCKINGS, SIZE 15, RIGHT | PROSTHETICS & ORTHOSIS SUPPLIES
10317 | 4224200121200 | DYNAMIC FOOT PROSTHETIC, KIT, FOR CHILDREN, SUPPLIED WITH FOOT ADAPTER AND SCREW CONNECTION, TUBE ADAPTER, TUBE CLAMP ADAPTER, SOCKET ADAPTER, COSMETIC FOAM, AND PERLON STOCKINGS, SIZE 16, RIGHT | PROSTHETICS & ORTHOSIS SUPPLIES
10318 | 4224200121300 | DYNAMIC FOOT PROSTHETIC, KIT, FOR CHILDREN, SUPPLIED WITH FOOT ADAPTER AND SCREW CONNECTION, TUBE ADAPTER, TUBE CLAMP ADAPTER, SOCKET ADAPTER, COSMETIC FOAM, AND PERLON STOCKINGS, SIZE 17, RIGHT | PROSTHETICS & ORTHOSIS SUPPLIES
10319 | 4224200121400 | DYNAMIC FOOT PROSTHETIC, KIT, FOR CHILDREN, SUPPLIED WITH FOOT ADAPTER AND SCREW CONNECTION, TUBE ADAPTER, TUBE CLAMP ADAPTER, SOCKET ADAPTER, COSMETIC FOAM, AND PERLON STOCKINGS, SIZE 18, LEFT | PROSTHETICS & ORTHOSIS SUPPLIES
10320 | 4224200121500 | DYNAMIC FOOT PROSTHETIC, KIT, FOR CHILDREN, SUPPLIED WITH FOOT ADAPTER AND SCREW CONNECTION, TUBE ADAPTER, TUBE CLAMP ADAPTER, SOCKET ADAPTER, COSMETIC FOAM, AND PERLON STOCKINGS, SIZE 19, LEFT | PROSTHETICS & ORTHOSIS SUPPLIES
10321 | 4224200121600 | DYNAMIC FOOT PROSTHETIC, KIT, FOR CHILDREN, SUPPLIED WITH FOOT ADAPTER AND SCREW CONNECTION, TUBE ADAPTER, TUBE CLAMP ADAPTER, SOCKET ADAPTER, COSMETIC FOAM, AND PERLON STOCKINGS, SIZE 20, RIGHT | PROSTHETICS & ORTHOSIS SUPPLIES
10322 | 4224200121700 | DYNAMIC FOOT PROSTHETIC, KIT, FOR CHILDREN, SUPPLIED WITH FOOT ADAPTER AND SCREW CONNECTION, TUBE ADAPTER, TUBE CLAMP ADAPTER, SOCKET ADAPTER, COSMETIC FOAM, AND PERLON STOCKINGS, SIZE 21, RIGHT | PROSTHETICS & ORTHOSIS SUPPLIES
10323 | 4224200122600 | HYPEREXTENSION SPINAL ORTHOSIS, JEWETT STYLE, CONTINUOUS HEIGHT ADJUSTMENT, WATERPROOF, ASSORTED SIZE | PROSTHETICS & ORTHOSIS SUPPLIES
10324 | 4224200122700 | PROSTHETIC CARBON FOOT, FOOTSHELL WITH COSMESIS CONNECTION CAP, SPLIT BIG TOE AND CONNECTS THE FOREFOOT AND THE HEEL SPRING, K LEVEL K3 -K4, WITH CARBON HEEL SPRING CUSTOMIZABLE SHOCK ABSORPTION, WITH TWO DIFFERENT HEEL WEDGE OPTIONS WITH POSSIBILITY REPLACEABLE HEEL WEDGE, WATERPROOF, BODY WEIGHT 100 - 150 KG, SIZE 24, LEFT. | PROSTHETICS & ORTHOSIS SUPPLIES
10325 | 4224200122800 | PROSTHETIC CARBON FOOT, FOOTSHELL WITH COSMESIS CONNECTION CAP, SPLIT BIG TOE AND CONNECTS THE FOREFOOT AND THE HEEL SPRING, K LEVEL K3 -K4, WITH CARBON HEEL SPRING CUSTOMIZABLE SHOCK ABSORPTION, WITH TWO DIFFERENT HEEL WEDGE OPTIONS WITH POSSIBILITY REPLACEABLE HEEL WEDGE, WATERPROOF, BODY WEIGHT 100 - 150 KG, SIZE 25, LEFT. | PROSTHETICS & ORTHOSIS SUPPLIES
10326 | 4224200122900 | PROSTHETIC CARBON FOOT, FOOTSHELL WITH COSMESIS CONNECTION CAP, SPLIT BIG TOE AND CONNECTS THE FOREFOOT AND THE HEEL SPRING, K LEVEL K3 -K4, WITH CARBON HEEL SPRING CUSTOMIZABLE SHOCK ABSORPTION, WITH TWO DIFFERENT HEEL WEDGE OPTIONS WITH POSSIBILITY REPLACEABLE HEEL WEDGE, WATERPROOF, BODY WEIGHT 100 - 150 KG, SIZE 26, LEFT. | PROSTHETICS & ORTHOSIS SUPPLIES
10327 | 4224200123000 | PROSTHETIC CARBON FOOT, FOOTSHELL WITH COSMESIS CONNECTION CAP, SPLIT BIG TOE AND CONNECTS THE FOREFOOT AND THE HEEL SPRING, K LEVEL K3 -K4, WITH CARBON HEEL SPRING CUSTOMIZABLE SHOCK ABSORPTION, WITH TWO DIFFERENT HEEL WEDGE OPTIONS WITH POSSIBILITY REPLACEABLE HEEL WEDGE, WATERPROOF, BODY WEIGHT 100 - 150 KG, SIZE 27, LEFT. | PROSTHETICS & ORTHOSIS SUPPLIES
10328 | 4224200123100 | PROSTHETIC CARBON FOOT, FOOTSHELL WITH COSMESIS CONNECTION CAP, SPLIT BIG TOE AND CONNECTS THE FOREFOOT AND THE HEEL SPRING, K LEVEL K3 -K4, WITH CARBON HEEL SPRING CUSTOMIZABLE SHOCK ABSORPTION, WITH TWO DIFFERENT HEEL WEDGE OPTIONS WITH POSSIBILITY REPLACEABLE HEEL WEDGE, WATERPROOF, BODY WEIGHT 100 - 150 KG, SIZE 28, LEFT. | PROSTHETICS & ORTHOSIS SUPPLIES
10329 | 4224200123200 | PROSTHETIC CARBON FOOT, FOOTSHELL WITH COSMESIS CONNECTION CAP, SPLIT BIG TOE AND CONNECTS THE FOREFOOT AND THE HEEL SPRING, K LEVEL K3 -K4, WITH CARBON HEEL SPRING CUSTOMIZABLE SHOCK ABSORPTION, WITH TWO DIFFERENT HEEL WEDGE OPTIONS WITH POSSIBILITY REPLACEABLE HEEL WEDGE, WATERPROOF, BODY WEIGHT 100 - 150 KG, SIZE 29, LEFT. | PROSTHETICS & ORTHOSIS SUPPLIES
10330 | 4224200123400 | PROSTHETIC CARBON FOOT, FOOTSHELL WITH COSMESIS CONNECTION CAP, SPLIT BIG TOE AND CONNECTS THE FOREFOOT AND THE HEEL SPRING, K LEVEL K3 -K4, WITH CARBON HEEL SPRING CUSTOMIZABLE SHOCK ABSORPTION, WITH TWO DIFFERENT HEEL WEDGE OPTIONS WITH POSSIBILITY REPLACEABLE HEEL WEDGE, WATERPROOF, BODY WEIGHT 100 - 150 KG, SIZE 24, RIGHT. | PROSTHETICS & ORTHOSIS SUPPLIES
10331 | 4224200123500 | PROSTHETIC CARBON FOOT, FOOTSHELL WITH COSMESIS CONNECTION CAP, SPLIT BIG TOE AND CONNECTS THE FOREFOOT AND THE HEEL SPRING, K LEVEL K3 -K4, WITH CARBON HEEL SPRING CUSTOMIZABLE SHOCK ABSORPTION, WITH TWO DIFFERENT HEEL WEDGE OPTIONS WITH POSSIBILITY REPLACEABLE HEEL WEDGE, WATERPROOF, BODY WEIGHT 100 - 150 KG, SIZE 25, RIGHT. | PROSTHETICS & ORTHOSIS SUPPLIES
10332 | 4224200123600 | PROSTHETIC CARBON FOOT, FOOTSHELL WITH COSMESIS CONNECTION CAP, SPLIT BIG TOE AND CONNECTS THE FOREFOOT AND THE HEEL SPRING, K LEVEL K3 -K4, WITH CARBON HEEL SPRING CUSTOMIZABLE SHOCK ABSORPTION, WITH TWO DIFFERENT HEEL WEDGE OPTIONS WITH POSSIBILITY REPLACEABLE HEEL WEDGE, WATERPROOF, BODY WEIGHT 100 - 150 KG, SIZE 26, RIGHT. | PROSTHETICS & ORTHOSIS SUPPLIES
10333 | 4224200123700 | PROSTHETIC CARBON FOOT, FOOTSHELL WITH COSMESIS CONNECTION CAP, SPLIT BIG TOE AND CONNECTS THE FOREFOOT AND THE HEEL SPRING, K LEVEL K3 -K4, WITH CARBON HEEL SPRING CUSTOMIZABLE SHOCK ABSORPTION, WITH TWO DIFFERENT HEEL WEDGE OPTIONS WITH POSSIBILITY REPLACEABLE HEEL WEDGE, WATERPROOF, BODY WEIGHT 100 - 150 KG, SIZE 27, RIGHT. | PROSTHETICS & ORTHOSIS SUPPLIES
10334 | 4224200123800 | PROSTHETIC CARBON FOOT, FOOTSHELL WITH COSMESIS CONNECTION CAP, SPLIT BIG TOE AND CONNECTS THE FOREFOOT AND THE HEEL SPRING, K LEVEL K3 -K4, WITH CARBON HEEL SPRING CUSTOMIZABLE SHOCK ABSORPTION, WITH TWO DIFFERENT HEEL WEDGE OPTIONS WITH POSSIBILITY REPLACEABLE HEEL WEDGE, WATERPROOF, BODY WEIGHT 100 - 150 KG, SIZE 28, RIGHT. | PROSTHETICS & ORTHOSIS SUPPLIES
10335 | 4224200123900 | PROSTHETIC CARBON FOOT, FOOTSHELL WITH COSMESIS CONNECTION CAP, SPLIT BIG TOE AND CONNECTS THE FOREFOOT AND THE HEEL SPRING, K LEVEL K3 -K4, WITH CARBON HEEL SPRING CUSTOMIZABLE SHOCK ABSORPTION, WITH TWO DIFFERENT HEEL WEDGE OPTIONS WITH POSSIBILITY REPLACEABLE HEEL WEDGE, WATERPROOF, BODY WEIGHT 100 - 150 KG, SIZE 29, RIGHT. | PROSTHETICS & ORTHOSIS SUPPLIES
10336 | 4224200124200 | CARBON FOOT, WITH FOOTSHELL AND COSMESIS CONNECTION CAP, INCLUDES A SEPARATE BIG TOE AND CONNECTS THE FOREFOOT AND THE HEEL SPRING TO FORM A COMPLETE SYSTEM, , SAFETY WALKING ON UNEVEN SURFACES, AN INTERCONNECTED, LINEAR SPRING DESIGN PROVIDES THE LEVEL OF MIDSTANCE SUPPORT NEEDED FOR ACTIVITIES WHERE RESPONSIVENESS IS ESSENTIAL, FOR PATIENTS WITH LIMITED CLEARANCE, ROBUST TITANIUM ADAPTER, CUSTOMIZABLE SHOCK ABSORPTION WITH TWO DIFFERENT HEEL WEDGE OPTIONS, SUITABLE FOR A BROAD RANGE OF APPLICATION, FROM EVERYDAY LIFE TO DEMANDING PROFESSIONS AND EVEN LEISURE SPORTS, WATER AND CORROSION - RESISTANT, SIZE 24, LEFT. | PROSTHETICS & ORTHOSIS SUPPLIES
10337 | 4224200124400 | CARBON FOOT, WITH FOOTSHELL AND COSMESIS CONNECTION CAP, INCLUDES A SEPARATE BIG TOE AND CONNECTS THE FOREFOOT AND THE HEEL SPRING TO FORM A COMPLETE SYSTEM, , SAFETY WALKING ON UNEVEN SURFACES, AN INTERCONNECTED, LINEAR SPRING DESIGN PROVIDES THE LEVEL OF MIDSTANCE SUPPORT NEEDED FOR ACTIVITIES WHERE RESPONSIVENESS IS ESSENTIAL, FOR PATIENTS WITH LIMITED CLEARANCE, ROBUST TITANIUM ADAPTER, CUSTOMIZABLE SHOCK ABSORPTION WITH TWO DIFFERENT HEEL WEDGE OPTIONS, SUITABLE FOR A BROAD RANGE OF APPLICATION, FROM EVERYDAY LIFE TO DEMANDING PROFESSIONS AND EVEN LEISURE SPORTS, WATER AND CORROSION - RESISTANT, SIZE 25, LEFT. | PROSTHETICS & ORTHOSIS SUPPLIES
10338 | 4224200124600 | CARBON FOOT, WITH FOOTSHELL AND COSMESIS CONNECTION CAP, INCLUDES A SEPARATE BIG TOE AND CONNECTS THE FOREFOOT AND THE HEEL SPRING TO FORM A COMPLETE SYSTEM, , SAFETY WALKING ON UNEVEN SURFACES, AN INTERCONNECTED, LINEAR SPRING DESIGN PROVIDES THE LEVEL OF MIDSTANCE SUPPORT NEEDED FOR ACTIVITIES WHERE RESPONSIVENESS IS ESSENTIAL, FOR PATIENTS WITH LIMITED CLEARANCE, ROBUST TITANIUM ADAPTER, CUSTOMIZABLE SHOCK ABSORPTION WITH TWO DIFFERENT HEEL WEDGE OPTIONS, SUITABLE FOR A BROAD RANGE OF APPLICATION, FROM EVERYDAY LIFE TO DEMANDING PROFESSIONS AND EVEN LEISURE SPORTS, WATER AND CORROSION - RESISTANT, SIZE 26, LEFT. | PROSTHETICS & ORTHOSIS SUPPLIES
10339 | 4224200124800 | CARBON FOOT, WITH FOOTSHELL AND COSMESIS CONNECTION CAP, INCLUDES A SEPARATE BIG TOE AND CONNECTS THE FOREFOOT AND THE HEEL SPRING TO FORM A COMPLETE SYSTEM, , SAFETY WALKING ON UNEVEN SURFACES, AN INTERCONNECTED, LINEAR SPRING DESIGN PROVIDES THE LEVEL OF MIDSTANCE SUPPORT NEEDED FOR ACTIVITIES WHERE RESPONSIVENESS IS ESSENTIAL, FOR PATIENTS WITH LIMITED CLEARANCE, ROBUST TITANIUM ADAPTER, CUSTOMIZABLE SHOCK ABSORPTION WITH TWO DIFFERENT HEEL WEDGE OPTIONS, SUITABLE FOR A BROAD RANGE OF APPLICATION, FROM EVERYDAY LIFE TO DEMANDING PROFESSIONS AND EVEN LEISURE SPORTS, WATER AND CORROSION - RESISTANT, SIZE 27, LEFT. | PROSTHETICS & ORTHOSIS SUPPLIES
10340 | 4224200125200 | CARBON FOOT, WITH FOOTSHELL AND COSMESIS CONNECTION CAP, INCLUDES A SEPARATE BIG TOE AND CONNECTS THE FOREFOOT AND THE HEEL SPRING TO FORM A COMPLETE SYSTEM, , SAFETY WALKING ON UNEVEN SURFACES, AN INTERCONNECTED, LINEAR SPRING DESIGN PROVIDES THE LEVEL OF MIDSTANCE SUPPORT NEEDED FOR ACTIVITIES WHERE RESPONSIVENESS IS ESSENTIAL, FOR PATIENTS WITH LIMITED CLEARANCE, ROBUST TITANIUM ADAPTER, CUSTOMIZABLE SHOCK ABSORPTION WITH TWO DIFFERENT HEEL WEDGE OPTIONS, SUITABLE FOR A BROAD RANGE OF APPLICATION, FROM EVERYDAY LIFE TO DEMANDING PROFESSIONS AND EVEN LEISURE SPORTS, WATER AND CORROSION - RESISTANT, SIZE 29, LEFT. | PROSTHETICS & ORTHOSIS SUPPLIES
10341 | 4224200126700 | PROSTHETIC MODULAR TRANSTIBIAL KIT, TITANIUM, 34 MM, WITH COSMETIC FOAM MAX WEIGHT 150 KG | PROSTHETICS & ORTHOSIS SUPPLIES
10342 | 4224200126800 | TRANSTIBIAL PROSTHETIC KIT WITH LIGHTWEIGHT, DURABLE CARBON FOOT, DUST AND SPLASH-WATER RESISTANT, EFFICIENT ENERGY RETURN, COMFORTABLE HEEL STRIKE, AND SUPPORT FOR VARIOUS WALKING SPEEDS. INCLUDES LOW-PROFILE FOOT SHELL WITH ALIGNMENT MARKS, TITANIUM ADAPTERS, TRANS-TIBIAL LAMINATION ANCHOR WITH PYRAMID, AND COSMETIC FOAM, LEFT, SIZE 24 | PROSTHETICS & ORTHOSIS SUPPLIES
10343 | 4224200126900 | TRANSTIBIAL PROSTHETIC KIT WITH LIGHTWEIGHT, DURABLE CARBON FOOT, DUST AND SPLASH-WATER RESISTANT, EFFICIENT ENERGY RETURN, COMFORTABLE HEEL STRIKE, AND SUPPORT FOR VARIOUS WALKING SPEEDS. INCLUDES LOW-PROFILE FOOT SHELL WITH ALIGNMENT MARKS, TITANIUM ADAPTERS, TRANS-TIBIAL LAMINATION ANCHOR WITH PYRAMID, AND COSMETIC FOAM, LEFT, SIZE 25 | PROSTHETICS & ORTHOSIS SUPPLIES
10344 | 4224200127000 | TRANSTIBIAL PROSTHETIC KIT WITH LIGHTWEIGHT, DURABLE CARBON FOOT, DUST AND SPLASH-WATER RESISTANT, EFFICIENT ENERGY RETURN, COMFORTABLE HEEL STRIKE, AND SUPPORT FOR VARIOUS WALKING SPEEDS. INCLUDES LOW-PROFILE FOOT SHELL WITH ALIGNMENT MARKS, TITANIUM ADAPTERS, TRANS-TIBIAL LAMINATION ANCHOR WITH PYRAMID, AND COSMETIC FOAM, RIGHT, SIZE 24 | PROSTHETICS & ORTHOSIS SUPPLIES
10345 | 4224200127100 | TRANSTIBIAL PROSTHETIC KIT WITH LIGHTWEIGHT, DURABLE CARBON FOOT, DUST AND SPLASH-WATER RESISTANT, EFFICIENT ENERGY RETURN, COMFORTABLE HEEL STRIKE, AND SUPPORT FOR VARIOUS WALKING SPEEDS. INCLUDES LOW-PROFILE FOOT SHELL WITH ALIGNMENT MARKS, TITANIUM ADAPTERS, TRANS-TIBIAL LAMINATION ANCHOR WITH PYRAMID, AND COSMETIC FOAM, RIGHT, SIZE 25 | PROSTHETICS & ORTHOSIS SUPPLIES
10346 | 4224200127200 | TRANSTIBIAL PROSTHETIC KIT WITH LIGHTWEIGHT, DURABLE CARBON FOOT, DUST AND SPLASH-WATER RESISTANT, EFFICIENT ENERGY RETURN, COMFORTABLE HEEL STRIKE, AND SUPPORT FOR VARIOUS WALKING SPEEDS. INCLUDES LOW-PROFILE FOOT SHELL WITH ALIGNMENT MARKS, TITANIUM ADAPTERS, TRANS-TIBIAL LAMINATION ANCHOR WITH PYRAMID, AND COSMETIC FOAM, LEFT, SIZE 26 | PROSTHETICS & ORTHOSIS SUPPLIES
10347 | 4224200127300 | TRANSTIBIAL PROSTHETIC KIT WITH LIGHTWEIGHT, DURABLE CARBON FOOT, DUST AND SPLASH-WATER RESISTANT, EFFICIENT ENERGY RETURN, COMFORTABLE HEEL STRIKE, AND SUPPORT FOR VARIOUS WALKING SPEEDS. INCLUDES LOW-PROFILE FOOT SHELL WITH ALIGNMENT MARKS, TITANIUM ADAPTERS, TRANS-TIBIAL LAMINATION ANCHOR WITH PYRAMID, AND COSMETIC FOAM, LEFT, SIZE 27 | PROSTHETICS & ORTHOSIS SUPPLIES
10348 | 4224200127400 | TRANSTIBIAL PROSTHETIC KIT WITH LIGHTWEIGHT, DURABLE CARBON FOOT, DUST AND SPLASH-WATER RESISTANT, EFFICIENT ENERGY RETURN, COMFORTABLE HEEL STRIKE, AND SUPPORT FOR VARIOUS WALKING SPEEDS. INCLUDES LOW-PROFILE FOOT SHELL WITH ALIGNMENT MARKS, TITANIUM ADAPTERS, TRANS-TIBIAL LAMINATION ANCHOR WITH PYRAMID, AND COSMETIC FOAM, LEFT, SIZE 28 | PROSTHETICS & ORTHOSIS SUPPLIES
10349 | 4224200127500 | TRANSTIBIAL PROSTHETIC KIT WITH LIGHTWEIGHT, DURABLE CARBON FOOT, DUST AND SPLASH-WATER RESISTANT, EFFICIENT ENERGY RETURN, COMFORTABLE HEEL STRIKE, AND SUPPORT FOR VARIOUS WALKING SPEEDS. INCLUDES LOW-PROFILE FOOT SHELL WITH ALIGNMENT MARKS, TITANIUM ADAPTERS, TRANS-TIBIAL LAMINATION ANCHOR WITH PYRAMID, AND COSMETIC FOAM, RIGHT, SIZE 26 | PROSTHETICS & ORTHOSIS SUPPLIES
10350 | 4224200127600 | TRANSTIBIAL PROSTHETIC KIT WITH LIGHTWEIGHT, DURABLE CARBON FOOT, DUST AND SPLASH-WATER RESISTANT, EFFICIENT ENERGY RETURN, COMFORTABLE HEEL STRIKE, AND SUPPORT FOR VARIOUS WALKING SPEEDS. INCLUDES LOW-PROFILE FOOT SHELL WITH ALIGNMENT MARKS, TITANIUM ADAPTERS, TRANS-TIBIAL LAMINATION ANCHOR WITH PYRAMID, AND COSMETIC FOAM, RIGHT, SIZE 27 | PROSTHETICS & ORTHOSIS SUPPLIES
10351 | 4224200127700 | TRANSTIBIAL PROSTHETIC KIT WITH LIGHTWEIGHT, DURABLE CARBON FOOT, DUST AND SPLASH-WATER RESISTANT, EFFICIENT ENERGY RETURN, COMFORTABLE HEEL STRIKE, AND SUPPORT FOR VARIOUS WALKING SPEEDS. INCLUDES LOW-PROFILE FOOT SHELL WITH ALIGNMENT MARKS, TITANIUM ADAPTERS, TRANS-TIBIAL LAMINATION ANCHOR WITH PYRAMID, AND COSMETIC FOAM, RIGHT, SIZE 28 | PROSTHETICS & ORTHOSIS SUPPLIES
10352 | 4224200127800 | PROSTHETIC MODULAR TRANSTIBIAL KIT WITH LAMINATION ANCHOR AND COSMETIC FOAM | PROSTHETICS & ORTHOSIS SUPPLIES
10353 | 4224200127900 | PROSTHETIC MODULAR, SINGLE AXIS KNEE JOINT, STAINLESS STEEL WITH MANUAL LOCK AND INTERNAL EXTENSION ASSIST | PROSTHETICS & ORTHOSIS SUPPLIES
10354 | 4224200128000 | PROSTHETIC MODULAR, SINGLE AXIS KNEE JOINT, TITANIUM, WITH MANUAL LOCK AND INTERNAL EXTENSION ASSIST | PROSTHETICS & ORTHOSIS SUPPLIES
10355 | 4224200128100 | PROSTHETIC MODULAR, POLYCENTRIC, FOUR BAR LINKAGE KNEE JOINT WITH INTERNAL, EXTENSION ASSIST, TITANIUM | PROSTHETICS & ORTHOSIS SUPPLIES
10356 | 4224200128300 | PROSTHETIC MODULAR TRANSFEMORAL KIT, PEDIATRIC, INCLUDING SINGLE AXIS KNEE JOINT, CLAMP ADAPTER, COSMETIC FOAM, AND PERLON STOCKINGS KIT OR EQUIVALENT | PROSTHETICS & ORTHOSIS SUPPLIES
10357 | 4224200128400 | TRANSFEMORAL PROSTHESIS, KIT, MODULAR, SINGLE AXIS KNEE JOINT, WITH LOCK FOR CHILDREN, ALUMINUM ALLOY WITH PROXIMAL ADJUSTMENT PYRAMID AND DISTAL TUBE, CLAMP, NOT INCLUDED FOOT | PROSTHETICS & ORTHOSIS SUPPLIES
10358 | 4224200128500 | PROSTHETIC MODULAR TRANSFEMORAL KIT, PEDIATRIC, INCLUDING SINGLE AXIS KNEE JOINT WITH LOCK, CLAMP ADAPTER, COSMETIC FOAM, AND PERLON STOCKINGS OR EQUIVALENT | PROSTHETICS & ORTHOSIS SUPPLIES
10359 | 4224200128700 | PROSTHETIC, KIT, POLYCENTRIC KNEE, WITH HYDRAULIC SWING PHASE CONTROL, FOR KNEE DISARTICULATION, TUBE ADAPTER, TUBE CLAMP ADAPTER, AND COSMETIC FOAM, HIGH ACTIVITY, MAXIMUM WEIGHT 120-130 KG, NOT INCLUDED FOOT | PROSTHETICS & ORTHOSIS SUPPLIES
10360 | 4224200128800 | PROSTHETIC MODULAR KNEE JOINT POLYCENTRIC, PEDIATRIC, ALUMINUM WITH INTEGRATED ROTATION, THE LOWER JOINT SECTION PERMITS ROTATION OF THE PROSTHETIC FOOT, THE FLEXION ANGLE OF APPROXIMATELY 165 DEGREES AND KNEE FLEXION APPROXIMATELY 175 DEGREES, ENABLES CHILDREN A GOOD KNEELING OR SQUATTING POSITION WITH FOOT ROTATED OUTWARD FOR BODY WEIGHT UP TO 35 KG | PROSTHETICS & ORTHOSIS SUPPLIES
10361 | 4224200128900 | PROSTHETIC MODULAR TRANSFEMORAL KIT, PEDIATRIC, INCLUDING POLYCENTRIC KNEE JOINT, CLAMP ADAPTER, COSMETIC FOAM, AND PERLON STOCKINGS OR EQUIVALENT | PROSTHETICS & ORTHOSIS SUPPLIES
10362 | 4224200129000 | PROSTHETIC MODULAR HYDRAULIC KNEE JOINT, PEDIATRIC, ALUMINUM WITH 4 - AXIS - POLYCENTRIC WITH HYDRAULIC SWING PHASE CONTROL OFFERS ENHANCED SAFETY AND MAKES IT EASY TO INITIATE THE SWING PHASE HIGH FLEXION ANGLE OF 150 DEGREE ALLOWS THE CHILD MAXIMUM FREEDOM OF MOVEMENT HYDRAULIC SWING PHASE CONTROL SUPPORTS THE CHILD AT DIFFERENT WALKING SPEEDS FOR BODY WEIGHT UP TO 45 KG MAXIMUM WEIGHT OF THE KNEE JOINT 515 GRAM APPROXIMATELY | PROSTHETICS & ORTHOSIS SUPPLIES
10363 | 4224200129100 | PROSTHETIC WEIGHT ACTIVATED LOADED KNEE, ALUMINUM, MONOCENTRIC KNEE JOINT, KNEE OFFERS K1-K2, WITH A LOAD-DEPENDENT BRAKE MECHANISM AND AN OPTIONAL LOCKING FUNCTION, SPRING EXTENSION ASSIST KNEE FLEXION ANGLE, 130 DEGREES, FOR BODY WEIGHT UP TO 125 KG | PROSTHETICS & ORTHOSIS SUPPLIES
10364 | 4224200129200 | SILICONE LINER, CUSHION FOR TRANSTIBIAL AMPUTEES, WITH ONE SEALING RING HEIGHTS, SUITABLE FOR AMPUTEES WITH EXCESS SOFT TISSUE, CLOTH COVER, SIZE 180 MM APPROXIMATELY, THICKNESS: 2.5-3 MM | PROSTHETICS & ORTHOSIS SUPPLIES
10365 | 4224200129300 | SILICONE LINER, CUSHION FOR TRANSTIBIAL AMPUTEES, WITH ONE SEALING RING HEIGHTS, SUITABLE FOR AMPUTEES WITH EXCESS SOFT TISSUE, CLOTH COVER, SIZE 200 MM APPROXIMATELY, THICKNESS: 2.5-3 MM | PROSTHETICS & ORTHOSIS SUPPLIES
10366 | 4224200129400 | SILICONE LINER, CUSHION FOR TRANSTIBIAL AMPUTEES, WITH ONE SEALING RING HEIGHTS, SUITABLE FOR AMPUTEES WITH EXCESS SOFT TISSUE, CLOTH COVER, SIZE 220 MM APPROXIMATELY, THICKNESS: 2.5-3 MM | PROSTHETICS & ORTHOSIS SUPPLIES
10367 | 4224200129500 | SILICONE LINER, CUSHION FOR TRANSTIBIAL AMPUTEES, WITH ONE SEALING RING HEIGHTS, SUITABLE FOR AMPUTEES WITH EXCESS SOFT TISSUE, CLOTH COVER, SIZE 235 MM APPROXIMATELY, THICKNESS: 2.5-3 MM | PROSTHETICS & ORTHOSIS SUPPLIES
10368 | 4224200129600 | SILICONE LINER, CUSHION FOR TRANSTIBIAL AMPUTEES, WITH ONE SEALING RING HEIGHTS, SUITABLE FOR AMPUTEES WITH EXCESS SOFT TISSUE, CLOTH COVER, SIZE 250 MM APPROXIMATELY, THICKNESS: 2.5-3 MM | PROSTHETICS & ORTHOSIS SUPPLIES
10369 | 4224200129700 | SILICONE LINER, CUSHION FOR TRANSTIBIAL AMPUTEES, WITH ONE SEALING RING HEIGHTS, SUITABLE FOR AMPUTEES WITH EXCESS SOFT TISSUE, CLOTH COVER, SIZE 265 MM APPROXIMATELY, THICKNESS: 2.5-3 MM | PROSTHETICS & ORTHOSIS SUPPLIES
10370 | 4224200129800 | SILICONE LINER, CUSHION FOR TRANSTIBIAL AMPUTEES, WITH ONE SEALING RING HEIGHTS, SUITABLE FOR AMPUTEES WITH EXCESS SOFT TISSUE, CLOTH COVER, SIZE 280 MM APPROXIMATELY, THICKNESS: 2.5-3 MM | PROSTHETICS & ORTHOSIS SUPPLIES
10371 | 4224200129900 | SILICONE LINER, CUSHION FOR TRANSTIBIAL AMPUTEES, WITH ONE SEALING RING HEIGHTS, SUITABLE FOR AMPUTEES WITH EXCESS SOFT TISSUE, CLOTH COVER, SIZE 300 MM APPROXIMATELY, THICKNESS: 2.5-3 MM | PROSTHETICS & ORTHOSIS SUPPLIES
10372 | 4224200130000 | SILICONE LINER, CUSHION FOR TRANSTIBIAL AMPUTEES, WITH ONE SEALING RING HEIGHTS, SUITABLE FOR AMPUTEES WITH EXCESS SOFT TISSUE, CLOTH COVER, SIZE 320 MM APPROXIMATELY, THICKNESS: 2.5-3 MM | PROSTHETICS & ORTHOSIS SUPPLIES
10373 | 4224200130100 | SILICONE LINER, CUSHION FOR TRANSTIBIAL AMPUTEES, WITH ONE SEALING RING HEIGHTS, SUITABLE FOR AMPUTEES WITH EXCESS SOFT TISSUE, CLOTH COVER, SIZE 340 MM APPROXIMATELY, THICKNESS: 2.5-3 MM | PROSTHETICS & ORTHOSIS SUPPLIES
10374 | 4224200130200 | SILICONE LINER, CUSHION FOR TRANSTIBIAL AMPUTEES, WITH ONE SEALING RING HEIGHTS, SUITABLE FOR AMPUTEES WITH EXCESS SOFT TISSUE, CLOTH COVER, SIZE 360 MM APPROXIMATELY, THICKNESS: 2.5-3 MM | PROSTHETICS & ORTHOSIS SUPPLIES
10375 | 4224200130400 | SILICONE LINER, LOCKING FOR TRANSTIBIAL AMPUTEES, WITH DISTAL CONNECTION, ANTIBACTERIAL MATERIAL SUITABLE FOR AMPUTEES WITH EXCESS S OFT TISSUE, CLOTH COVER, SIZE 160 MM APPROXIMATELY, THICKNESS: 2.5-3 MM | PROSTHETICS & ORTHOSIS SUPPLIES
10376 | 4224200130500 | SILICONE LINER, LOCKING FOR TRANSTIBIAL AMPUTEES, WITH DISTAL CONNECTION, ANTIBACTERIAL MATERIAL SUITABLE FOR AMPUTEES WITH EXCESS S OFT TISSUE, CLOTH COVER, SIZE 180 MM APPROXIMATELY, THICKNESS: 2.5-3 MM | PROSTHETICS & ORTHOSIS SUPPLIES
10377 | 4224200131800 | PROSTHETICS HIP JOINT SYSTEM, COMPATIBLE WITH THE MICROPROCESSOR KNEE JOINT AND THE CORRESPONDING SYSTEM COMPONENTS, FLEXION ANGLE 120-140 DEGREE, BODY WEIGHT 100-125 KG, LEFT | PROSTHETICS & ORTHOSIS SUPPLIES
10378 | 4224200131900 | PROSTHETICS HIP JOINT SYSTEM, COMPATIBLE WITH THE MICROPROCESSOR KNEE JOINT AND THE CORRESPONDING SYSTEM COMPONENTS, FLEXION ANGLE 120-140 DEGREE, BODY WEIGHT 100-125 KG, RIGHT | PROSTHETICS & ORTHOSIS SUPPLIES
10379 | 4224200132000 | PROSTHETIC MODULAR, SINGLE AXIS HIP JOINT, ALUMINUM WITH STRIDE CONTROL AND EXTENSION ASSIST | PROSTHETICS & ORTHOSIS SUPPLIES
10380 | 4224200132100 | PROSTHETIC MODULAR, SINGLE AXIS HIP JOINT, ALUMINUM WITH MANUAL LOCK, LEFT | PROSTHETICS & ORTHOSIS SUPPLIES
10381 | 4224200132200 | PROSTHETIC MODULAR HIP JOINT OF TITANIUM, WITH INTERNAL EXTENSION ASSIST ADJUSTABLE ABDUCTION FLEXION AND EXTENSION | PROSTHETICS & ORTHOSIS SUPPLIES
10382 | 4224200132300 | PROSTHETIC MODULAR, HIP JOINT FOR CHILDREN, ALUMINUM ALLOY WITH PROXIMAL SOCKET ATTACHMENT PLATE AND DISTAL TUBE CLAMP (HIP DISARTICULATION) | PROSTHETICS & ORTHOSIS SUPPLIES
10383 | 4224200132400 | ANKLE FOOT ORTHOSIS (AFO), PEDIATRIC, CARBON FIBER, SIZE LARGE, LEFT | PROSTHETICS & ORTHOSIS SUPPLIES
10384 | 4224200132500 | ANKLE FOOT ORTHOSIS (AFO), PEDIATRIC, CARBON FIBER, SIZE LARGE, RIGHT | PROSTHETICS & ORTHOSIS SUPPLIES
10385 | 4224200132600 | ANKLE FOOT ORTHOSIS (AFO), PEDIATRIC, CARBON FIBER, SIZE MEDIUM, LEFT | PROSTHETICS & ORTHOSIS SUPPLIES
10386 | 4224200132700 | ANKLE FOOT ORTHOSIS (AFO), PEDIATRIC, CARBON FIBER, SIZE MEDIUM, RIGHT | PROSTHETICS & ORTHOSIS SUPPLIES
10387 | 4224200132800 | ANKLE FOOT ORTHOSIS (AFO), PEDIATRIC, CARBON FIBER, SIZE SMALL, LEFT | PROSTHETICS & ORTHOSIS SUPPLIES
10388 | 4224200132900 | ANKLE FOOT ORTHOSIS (AFO), PEDIATRIC, CARBON FIBER, SIZE SMALL, RIGHT | PROSTHETICS & ORTHOSIS SUPPLIES
10389 | 4224200133000 | CUSTOM MADE, TRANSFEMORAL COMPLETE KIT, INCLUDING MICROPROCESSOR KNEE, PROSTHETIC FOOT, ADAPTER, CHARGER AND WIRELESS CONNECTION, KNEE JOINT INCLUDE MICROPROCESSOR, SENSOR, AND CONTROL TECHNOLOGY KNEE, THE SENSOR DATA ARE UPDATED AND EVALUATED 100 TIMES PER SECOND, MAXIMUM KNEE FLEXION 135 DEGREE WITHOUT FLEXION STOP, PYRAMID ADAPTER, 5 DIFFERENT MODES, WATERPROOF, SMART CONTROL WITH APP, PROTECTIVE COVER, INDUCTIVE CHARGER , BATTERY LIFE: 5 DAYS, KNEE JOINT WEIGHT UP TO 1.8 KG, BODY WEIGHT 125 KG, (SERVICES) | PROSTHETICS & ORTHOSIS SUPPLIES
10390 | 4224200133200 | CUSTOM MADE, KAFO, MICROPROCESSOR CONTROL KNEE, INCLUDING, SUPPORTS KNEE FLEXION, NAVIGATING SLOPES, WALKING ON UNEVEN TERRAIN OR, THE MICROPROCESSOR SENSOR MAKES THE ENTIRE GAIT PATTERN MORE DYNAMIC AND RESPONSIVE, THE USER CAN ALSO CHANGE SETTINGS ON THEIR JOINT SWITCHING BETWEEN DIFFERENT MODES USING THE SMARTPHONE APPLICATION, ORTHOSIS, (SERVICES) | PROSTHETICS & ORTHOSIS SUPPLIES
10391 | 4224200133300 | KAFO, MICROPROCESSOR CONTROL KNEE, COMPLETE INCLUDING, SUPPORTS KNEE FLEXION, NAVIGATING SLOPES, WALKING ON UNEVEN TERRAIN OR, THE M ICROPROCESSOR SENSOR MAKES THE ENTIRE GAIT PATTERN MORE DYNAMIC AND RESPONSIVE, THE USER CAN ALSO CHANGE SETTINGS ON THEIR JOINT SWITCHING BETWEEN DIFFERENT MODES USING THE SMARTPHONE APPLICATION | PROSTHETICS & ORTHOSIS SUPPLIES
10392 | 4224200133400 | MODULAR ORTHOTIC ANKLE JOINT KIT, DOUBLE-ACTION FUNCTION, FOR GRAFO, PROVIDING CONTINUOUSLY ADJUSTABLE CONTROL OF PLANTAR FLEXION AND DORSIFLEXION WITH ENERGY RETURN, | PROSTHETICS & ORTHOSIS SUPPLIES
10393 | 4224200133500 | PROSTHETIC FOOT AND ANKLE, MICROPROCESSOR FOOT AND ANKLE, COMPLETE PROSTHETIC FOOT SYSTEM, OFFERS A HIGH LEVEL OF SECURITY ALONG WITH INCREASED ADAPTABILITY AND A MORE NATURAL MOTION SEQUENCE, THE UNIQUE 4-AXIS DESIGN DURING FOOT ROLLOVER, THE FOUR AXES CAUSE THE ANKLE JOINT TO PLANTAR FLEX (FOOT LOWERING), HIS ENABLES A MORE EVEN AND MORE NATURAL GAIT PATTERN WHILE PREVENTING TIRING COMPENSATING MOVEMENTS WITH HYDRAULIC REAL-TIME CONTROL, THEREFORE, ADJUSTS ITSELF IMMEDIATELY TO THE USERS WALKING SPEED AND GROUND CONDITIONS, CONTROLLED BY APP, MAXIMUM BODY WEIGHT 125 KG APPROXIMATELY, FOOT ASSORTED SIZES AND SIDE | PROSTHETICS & ORTHOSIS SUPPLIES
10394 | 4224200133600 | CARBON FOOT LIGHTWEIGHT WITH PYRAMID ADAPTER LIGHTWEIGHT WITH FOOT SHELL ROBUST AND DURABLE WITH LOW CLEARANCE WATER AND DUST RESISTANT CONFORMANCE ON UNEVEN TERRAIN FOR SAFE STANDING AND WALKING THE HEEL FOAM OFFERS A COMFORTABLE AND SAVE HEEL STRIKE TOE INSERT PRE - INSTALLED IN THE FOOT SHELL SERVES TO EXTEND MULTIPLE CADENCE MAXIMUM BODY WEIGHT: 125 KG FOOT ASSORTED SIZE AND SIDE | PROSTHETICS & ORTHOSIS SUPPLIES
10395 | 4224200133700 | PROSTHETIC CARBON FOOT, FOOTSHELL DOUBLE SPRINGS AND A LONG CARBON BASE SPRING, SHOCK ABSORPTION, DIFFERENT HEEL WEDGE OPTIONS, WATER RESISTANT TO FRESH SALT AND CHLORINATED WATER, WITH SLIM CONNECTION ADAPTER MAXIMUM BODY WEIGHT 150 KG, ASSORTED SIZE AND SIDE. | PROSTHETICS & ORTHOSIS SUPPLIES
10396 | 4224200133900 | PROSTHETIC FOOT AND ANKLE, MICROPROCESSOR-CONTROLLED, ADAPTIVE PLANTARFLEXION AND DORSIFLEXION, STANDING SUPPORT MODE FOR ENHANCED BALANCE AND STABILITY, IMPROVED TOE CLEARANCE TO REDUCE TRIP RISK, SUPPORTS NATURAL GAIT ON LEVEL AND UNEVEN SURFACES, INDICATED FOR MODERATE ACTIVITY AMPUTEES, SUPPLIED WITH COMPLETE ACCESSORIES, ASSORTED SIZES AND SIDE. | PROSTHETICS & ORTHOSIS SUPPLIES
10397 | 4224200134000 | HYDRAULIC ANKLE FOOT PROSTHETICS, WITH SPLIT TOE CARBON FIBER FOOT MODULE, WITH FOOT SHELL, INDEPENDENT HYDRAULIC CONTROL OF PLANTAR AND DORSIFLEXION, ACTIVITY LEVEL K3, ASSORTED SIDE AND SIZE. | PROSTHETICS & ORTHOSIS SUPPLIES
10398 | 4224200134500 | HYDRAULIC KNEE JOINT, POLYCENTRIC LOCK STANCE FLEXION CAN BE ADJUSTED MIMICKING KNEE FLEXION DURING EARLY STANCE MID SWING SHORTENING - FOR BETTER TOE CLEARANCE SWING CONTROL ADJUSTMENT TO ACCOMMODATE TO CHANGES IN WALKING SPEED APPLICABLE TO LONG TF OR KD USERS ENHANCED STABILITY OVER 4 - BAR SYSTEMS, FOR AMPUTEES TRANSFEMORAL AND KNEE DISARTICULATION AMPUTEES MULTI SPEED WALKERS MODERATE TO HIGH IMPACT MAX. USER WEIGHT 100 KG, LEVEL: K3 AND K4 | PROSTHETICS & ORTHOSIS SUPPLIES
10399 | 4224200134700 | PROSTHETIC KNEE PNEUMATIC PROVIDING HIGH STANCE STABILITY WITH LOW VOLUNTARY CONTROL. FEATURES MID-SWING SHORTENING FOR IMPROVED TOE CLEARANCE ADJUSTABLE EXTENSION SPEED AND CUSTOMIZABLE STANCE SETTINGS TO ENHANCE STABILITY SUITABLE FOR TRANSFEMORAL USERS LOW TO MODERATE IMPACT (K1–K2) WITH INTEGRATED EXTENSION SPRING 4-BAR ADJUSTABLE GEOMETRY AND MAX USER WEIGHT UP TO 120 KG.. | SUPPLEMENTARY PROSTHET,ORTHOSIS SUPPLIES
10400 | 4224200134900 | PROSTHETIC KNEE JOINT, TRANSFEMORAL, 4 - BAR INTEGRATED EXTENSION SPRING, LOCKING POSSIBILITY WHEN NEEDED STANCE PHASE STABILITY LOW VOLUNTARY CONTROL REQUIRED MID SWING SHORTENING - FOR BETTER TO CLEARANCE ADJUSTABLE EXTENSION TO OPTIMIZE EXTENSION SPEED MORE, LOW TO MODERATE IMPACT LEVEL MAXIMUM USER WEIGHT 125 KG K - LEVEL: K 1 AND K 2, WITH OPTIONAL ADAPTERS/ OTHER | PROSTHETICS & ORTHOSIS SUPPLIES
10401 | 4224200135300 | PROSTHETIC FOOT WITH ANKLE JOINT PROVIDING VARIABLE STIFFNESS STABILITY MULTI-AXIAL CARBON DESIGN WITH SPLIT-TOE BLADE FOR SURFACE ADAPTATION LIGHTWEIGHT NATURAL-LOOKING FOR LOW TO MODERATE IMPACT USERS (K2–K3) MAX WEIGHT 125 KG FOR TRANSTIBIAL TRANSFEMORAL KNEE AND HIP DISARTICULATION AMPUTEES.. | SUPPLEMENTARY PROSTHET,ORTHOSIS SUPPLIES
10402 | 4224200135500 | CARBON FOOT SMOOTH ROLL OVER INCREASED PUSH - OFF CONTROL UNTIL LAST STANCE MORE STABILITY VERTICAL SHOCK ABSORPTION MORE DORSIFLEXION THAN STANDARD FEET CLOSER TO SOUND SIDE STANDARD PROSTHETIC FEET (LESS COMORBIDITIES) LESS EFFORT WHEN WALKING LESS FATIGUE IMPROVED SATISFACTION AND DISPLACEMENT TRANSTIBIAL TRANSFEMORAL KNEE AND HIP DISARTICULATION AMPUTEES LOW MODERATE AND HIGH IMPACT LEVEL K - LEVEL: K2 K 3 AND K 4 USER WEIGHT ABOVE 130 KG MAXASSORTED SIZE AND SIDE... | SUPPLEMENTARY PROSTHET,ORTHOSIS SUPPLIES
10403 | 4224200135900 | PROSTHETIC CARBON FOOT PLATE, USED FOR AMPUTEES WITH LONG RESIDUAL LIMB, INCLUDING PARTIAL FOOT AMPUTATION, PLATE SECURELY BONDS TO THE SOCKET FACILITATES COSMETIC FINISHING ENERGY STORING, LOW / MODERATE AND HIGH IMPACT LEVEL K - LEVEL: K1 K 2 K 3 AND K 4 MAXIMUM BODY WEIGHT UP TO 150 KG, FITS REGULAR FOOT COVER, ASSORTED SIZE AND SIDE | PROSTHETICS & ORTHOSIS SUPPLIES
10404 | 4224200136100 | CUSTOM MADE, PARTIAL HAND PROSTHESIS, MICROPROCESSOR CONTROLLED, REPLACEMENT FOR 1 TO 5 DIGITS, COMBINATION OF QUICK GRIPS APP CONTROL AND GRIP CHIPS PROXIMITY CONTROL, COMPACT SOLUTION, MUSCLE CONTROL USES SPECIFIC MUSCLE SIGNALS CALLED TRIGGERS TO INSTRUCT THE HAND TO ACTIVATE A SPECIFIC GRIP, VARI - GRIP OR EQUIVALENT FEATURE FOR ADDITIONAL GRIP STRENGTH, AUTO - GRASP OR EQUIVALENT - ANTI DROP SAFETY FEATURE , QUICK ACCESS TO MOST USED GRIPS AND ACTIVITIES, COMPACT AND LOW KEY, NATURAL MOVEMENT, UP TO 32 GRIPS AVAILABLE, CONTROLLED BY APP, (SERVICES) | PROSTHETICS & ORTHOSIS SUPPLIES
10405 | 4224200136200 | PARTIAL HAND PROSTHESIS, MICROPROCESSOR CONTROLLED, CUSTOM FITTED, REPLACEMENT FOR 1 TO 5 DIGITS, COMBINATION OF QUICK GRIPS APP CONTROL AND GRIP CHIPS PROXIMITY CONTROL, COMPACT SOLUTION, MUSCLE CONTROL USES SPECIFIC MUSCLE SIGNALS CALLED TRIGGERS TO INSTRUCT THE HAND TO ACTIVATE A SPECIFIC GRIP, VARI - GRIP OR EQUIVALENT FEATURE FOR ADDITIONAL GRIP STRENGTH, AUTO - GRASP OR EQUIVALENT - ANTI DROP SAFETY FEATURE , QUICK ACCESS TO MOST USED GRIPS AND ACTIVITIES, COMPACT AND LOW KEY, NATURAL MOVEMENT, UP TO 32 GRIPS AVAILABLE, CONTROLLED BY APP, (CUSTOM MANUFACTURING) | PROSTHETICS & ORTHOSIS SUPPLIES
10406 | 4224200136600 | CUSTOM MADE PROSTHESIS MICROPROCESSOR-CONTROLLED KNEE WITH AUTOMATIC SETUP AND MINIMAL ADJUSTMENTS FEATURING ANGLE LOAD AND KINEMATIC SENSORS FOR ADAPTIVE RESISTANCE CONTINUOUS STANCE STABILITY ACCURATE STAND-TO-WALK TRANSITION SECURE KNEELING UP TO 45° MAGNETORHEOLOGICAL TECHNOLOGY FOR IMMEDIATE GAIT RESPONSE MANUAL EXTENSION LOCK IP34-RATED PROTECTION APP COMPATIBILITY FOR SETTINGS AND FEEDBACK FOR TRANSFEMORAL AND KNEE DISARTICULATION USERS LOW TO MODERATE IMPACT LEVELS MAXIMUM WEIGHT 136 KG K-LEVEL AS REQUIRED (SERVICES). | SUPPLEMENTARY PROSTHET,ORTHOSIS SUPPLIES
10407 | 4224200136700 | CUSTOM MADE, TRANSFEMORAL, PROSTHETIC KNEE, MICROPROCESSOR CONTROLLED SYSTEM, KNEE DISARTICULATION, HIGH RESISTANCE OUTPUT, STUMBLE RECOVERY, BATTERY LIFE UP TO 3 DAYS, CARBON FOOT, WATERPROOF, USER CAN CHANGE SETTINGS, POSSIBILITY TO MONITOR PROGRESS, WEIGHT 135 KG APPROXIMATELY, K-LEVEL: K3 AND K4,LAMINATED SOCKETS, SUSPENSION AS PATIENT NEED , (SERVICES) | PROSTHETICS & ORTHOSIS SUPPLIES
10408 | 4224200136800 | CUSTOM MADE, TRANSTIBIAL, ANKLE FOOT MICROPROCESSOR SYSTEM, CARBON FIBER FOOT, ANKLE ALIGNMENT, SWING DORSIFLEXION, WATER RESISTING, WIRELESS ADJUSTMENT CONTROL FOR SETTINGS, LOW TO MODERATE IMPACT LEVEL, MAX. WEIGHT 125 KG, CONTROL K-LEVEL: K2 AND K3, INCLUDE TEST SOCKET, PROSTHESIS, (SERVICES) | PROSTHETICS & ORTHOSIS SUPPLIES
10409 | 4224200136900 | TRANSFEMORAL PROSTHESIS, SACH FOOT WITH TOES, FOOT ADAPTER, TUBE CLAMP ADAPTER, TUBE ADAPTER, LAMINATION ANCHOR WITH PYRAMID, ROTATABLE, FOAM COVER, COSMETIC STOCKINGS, INTERNAL SOFT SOCKET OR DERMA SEAL DOUBLE FORTE, ALL COMPONENTS FROM STAINLESS STEEL, NOT INCLUDED KNEE JOINT, ASSORTED SIZE AND SIDE | PROSTHETICS & ORTHOSIS SUPPLIES
10410 | 4224200137000 | CUSTOM MADE, TRANSFEMORAL, SACH FOOT WITH TOES, FOOT ADAPTER, KNEE JOINT FOR K1-K2 LEVEL, TUBE CLAMP ADAPTER, TUBE ADAPTER, LAMINATION ANCHOR WITH PYRAMID, ROTATABLE, FOAM COVER, COSMETIC STOCKINGS, INTERNAL SOFT SOCKET, ALL COMPONENTS FROM STAINLESS STEEL, PROSTHESIS, (SERVICES) | PROSTHETICS & ORTHOSIS SUPPLIES
10411 | 4224200137300 | TRANSFEMORAL PROSTHESIS, SINGLE AXIS FOOT WITH TOES, SINGLE AXIS FOOT ADAPTER WITH CONNECTION CAP, TUBE CLAMP ADAPTER, TUBE ADAPTER, LAMINATION ANCHOR WITH PYRAMID, ROTATABLE, FOAM COVER, PERLON COSMETIC STOCKINGS, INTERNAL SOFT SOCKET OR DERMA SEAL DOUBLE FORTE, ALL COMPONENTS FROM STAINLESS STEEL, NOT INCLUDED KNEE JOINT, (CUSTOM MANUFACTURING) | PROSTHETICS & ORTHOSIS SUPPLIES
10412 | 4224200137400 | CUSTOM MADE, TRANSFEMORAL PROSTHESIS, SINGLE AXIS FOOT WITH TOES, SINGLE AXIS FOOT ADAPTER WITH CONNECTION CAP, TUBE CLAMP ADAPTER, TUBE ADAPTER, LAMINATION ANCHOR WITH PYRAMID, ROTATABLE, FOAM COVER, PERLON COSMETIC STOCKINGS, INTERNAL SOFT SOCKET OR DERMA SEAL DOUBLE FORTE, ALL COMPONENTS FROM STAINLESS STEEL, NOT INCLUDED KNEE JOINT, (SERVICES) | PROSTHETICS & ORTHOSIS SUPPLIES
10413 | 4224200137500 | TRANSTIBIAL PROSTHESIS, SINGLE AXIS FOOT WITH TOES, SINGLE AXIS FOOT ADAPTER CONNECTION CAP, TUBE CLAMP ADAPTER, TUBE ADAPTER, LAMINATION ANCHOR WITH PYRAMID, ROTATABLE, FOAM COVER, COSMETIC STOCKINGS, INTERNAL SOFT SOCKET, FABRICATION WITH COMPONENTS, ALL COMPONENTS FROM TITANIUM, (CUSTOM MANUFACTURING) | PROSTHETICS & ORTHOSIS SUPPLIES
10414 | 4224200137600 | CUSTOM MADE, TRANSTIBIAL PROSTHESIS, SINGLE AXIS FOOT WITH TOES, SINGLE AXIS FOOT ADAPTER CONNECTION CAP, TUBE CLAMP ADAPTER, TUBE ADAPTER, LAMINATION ANCHOR WITH PYRAMID, ROTATABLE, FOAM COVER, COSMETIC STOCKINGS, INTERNAL SOFT SOCKET, FABRICATION WITH COMPONENTS, ALL COMPONENTS FROM TITANIUM, (SERVICES) | PROSTHETICS & ORTHOSIS SUPPLIES
10415 | 4224200137700 | TRANSFEMORAL PROSTHESIS, KIT, DYNAMIC FOOT WITH PYRAMID WITH INNER FLEXIBLE FOOT, DORSAL REINFORCEMENT MEDIUM DENSITY HEEL AND RESEMBLES THE NATURAL FOOT SHAPE WITH SMOOTH SURFACE AND SANDAL TOE, TUBE CLAMP ADAPTER, TUBE ADAPTER, LAMINATION ANCHOR WITH PYRAMID, ROTATABLE, FOAM COVER, PERLON COSMETIC STOCKINGS, INTERNAL SOFT SOCKET OR DERMA SEAL DOUBLE FORTE, ALL COMPONENTS FROM STAINLESS STEEL, NOT INCLUDED KNEE JOINT, ASSORTED SIZE AND SIDE | PROSTHETICS & ORTHOSIS SUPPLIES
10416 | 4224200137800 | CUSTOM MADE, TRANSFEMORAL PROSTHESIS, DYNAMIC FOOT WITH PYRAMID, RESEMBLES THE NATURAL FOOT SHAPE WITH SMOOTH SURFACE AND SANDAL TOE, TUBE CLAMP ADAPTER, TUBE ADAPTER, LAMINATION ANCHOR WITH PYRAMID, ROTATABLE, FOAM COVER, PERLON COSMETIC STOCKINGS, INTERNAL SOFT SOCKET OR DERMA SEAL DOUBLE FORTE, ALL COMPONENTS FROM STAINLESS STEEL, NOT INCLUDED KNEE JOINT, (SERVICES) | PROSTHETICS & ORTHOSIS SUPPLIES
10417 | 4224200137900 | TRANSFEMORAL PROSTHESIS KIT, DYNAMIC FOOT WITH PYRAMID WITH INNER FLEXIBLE FOOT, DORSAL REINFORCEMENT MEDIUM DENSITY HEEL AND RESEMBLES THE NATURAL FOOT SHAPE WITH SMOOTH SURFACE AND SANDAL TOE, TUBE CLAMP ADAPTER, TUBE ADAPTER, LAMINATION ANCHOR WITH PYRAMID, ROTATABLE, FOAM COVER, PERLON COSMETIC STOCKINGS, INTERNAL SOFT SOCKET OR DERMA SEAL DOUBLE FORTE, ALL COMPONENTS FROM TITANIUM, NOT INCLUDED KNEE JOINT, ASSORTED SIZE AND SIDE | PROSTHETICS & ORTHOSIS SUPPLIES
10418 | 4224200138000 | CUSTOM MADE, TRANSFEMORAL PROSTHESIS, DYNAMIC FOOT WITH PYRAMID, RESEMBLES THE NATURAL FOOT SHAPE WITH SMOOTH SURFACE AND SANDAL TOE, TUBE CLAMP ADAPTER, TUBE ADAPTER, LAMINATION ANCHOR WITH PYRAMID, ROTATABLE, FOAM COVER, PERLON COSMETIC STOCKINGS, INTERNAL SOFT SOCKET OR DERMA SEAL DOUBLE FORTE, ALL COMPONENTS FROM TITANIUM, NOT INCLUDED KNEE JOINT, (SERVICES) | PROSTHETICS & ORTHOSIS SUPPLIES
10419 | 4224200138100 | TRANSFEMORAL PROSTHESIS, KIT, PROSTHETIC CARBON FOOT, FOOT SHELL WITH COSMESIS CONNECTION CAP AND FOOT ADAPTER, TUBE CLAMP ADAPTER, TUBE ADAPTER, LAMINATION ANCHOR WITH PYRAMID, ROTATABLE, FOAM COVER, COSMETIC STOCKINGS, ALL COMPONENTS FROM STAINLESS STEEL, SHUTTLE LOCK WITH DISTAL ADJUSTABLE PYRAMID COMPLETE SET, HEIGHT: 25 MM APPROXIMATELY. INCLUDING LAMINATION DUMMY SET WITH SCREW AND SILICONE LINER SOCKET WITH DISTAL CONNECTION, WITH HIGH SHOCK ABSORPTION, ANTI-BACTERIAL AND SKIN FRIENDLY, NOT INCLUDED KNEE JOINT, ASSORTED SIZE AND SIDE | PROSTHETICS & ORTHOSIS SUPPLIES
10420 | 4224200138200 | CUSTOM MADE, TRANSFEMORAL PROSTHESIS, CARBON FOOT, FOOTSHELL WITH COSMESIS CONNECTION CAP AND FOOT ADAPTER, TUBE CLAMP ADAPTER, TUBE ADAPTER, LAMINATION ANCHOR WITH PYRAMID, ROTATABLE, FOAM COVER, COSMETIC STOCKINGS, ALL COMPONENTS FROM STAINLESS STEEL, SHUTTLE LOCK WITH DISTAL ADJUSTABLE PYRAMID COMPLETE SET, HEIGHT: 25 MM APPROX, LAMINATION AND SILICONE LINER SOCKET WITH DISTAL CONNECTION, WITH HIGH SHOCK ABSORPTION, ANTIBACTERIAL AND SKIN-FRIENDLY, NOT INCLUDED KNEE JOINT, (SERVICES) | PROSTHETICS & ORTHOSIS SUPPLIES
10421 | 4224200138300 | TRANSFEMORAL PROSTHESIS, CARBON FOOT, FOOT SHELL WITH COSMESIS CONNECTION CAP AND FOOT ADAPTER, TUBE CLAMP ADAPTER, TUBE ADAPTER, LA MINATION ANCHOR WITH PYRAMID, ROTATABLE, FOAM COVER, COSMETIC STOCKINGS, ALL COMPONENTS FROM TITANIUM, SHUTTLE LOCK WITH DISTAL ADJUSTABLE PYRAMID COMPLETE SET, TO CONNECTION BETWEEN THE LINER AND PROSTHESIS, SYSTEM HEIGHT: 25 MM APPROXIMATELY. INCLUDING LAMINATION DUMMY SET WITH SCREW AND SILICONE LINER SOCKET WITH DISTAL CONNECTION, WITH HIGH SHOCK ABSORPTION, ANTI-BACTERIAL AND SKIN-FRIENDLY, NOT INCLUDED KNEE JOINT, ASSORTED SIZE AND SIDE | PROSTHETICS & ORTHOSIS SUPPLIES
10422 | 4224200138400 | CUSTOM MADE, TRANSFEMORAL PROSTHESIS, CARBON FOOT, FOOTSHELL WITH COSMESIS CONNECTION CAP AND FOOT ADAPTER, TUBE CLAMP ADAPTER, TUBE ADAPTER, LAMINATION ANCHOR WITH PYRAMID, ROTATABLE, FOAM COVER, COSMETIC STOCKINGS, ALL COMPONENTS FROM TITANIUM, SHUTTLE LOCK WITH DISTAL ADJUSTABLE PYRAMID COMPLETE SET, HEIGHT: 25 MM APPROX, LAMINATION AND SILICONE LINER SOCKET WITH DISTAL CONNECTION, WITH HIGH SHOCK ABSORPTION, ANTIBACTERIAL AND SKIN-FRIENDLY, NOT INCLUDED KNEE JOINT, (SERVICES) | PROSTHETICS & ORTHOSIS SUPPLIES
10423 | 4224200138500 | TRANSFEMORAL PROSTHESIS, KIT, MULTIAXIAL FOOT WITH PYRAMID, DIVIDED HEEL, SPACER SMOOTH TRANSITION FROM STANCE PHASE TO SWING PHASE, TUBE CLAMP ADAPTER, TUBE ADAPTER, LAMINATION ANCHOR WITH PYRAMID, ROTATABLE, FOAM COVER, COSMETIC STOCKINGS, ALL COMPONENTS FROM STAINLESS STEEL, SHUTTLE LOCK WITH DISTAL ADJUSTABLE PYRAMID COMPLETE SET, TO CONNECTION BETWEEN THE LINER AND PROSTHESIS, SYSTEM HEIGHT: 25 MM APPROXIMATELY, LAMINATION DUMMY SET WITH SCREW AND SILICONE LINER SOCKET WITH DISTAL CONNECTION, WITH HIGH SHOCK ABSORPTION, ANTI-BACTERIAL PROPERTIES AND SKIN-FRIENDLY, NOT INCLUDED KNEE JOINT, ASSORTED SIZE AND SIDE | PROSTHETICS & ORTHOSIS SUPPLIES
10424 | 4224200138600 | CUSTOM MADE, TRANSFEMORAL PROSTHESIS, MULTIAXIAL FOOT WITH PYRAMID, SPLIT HEEL, TUBE CLAMP ADAPTER, TUBE ADAPTER, LAMINATION ANCHOR WITH PYRAMID, ROTATABLE, FOAM COVER, COSMETIC STOCKINGS, ALL COMPONENTS FROM STAINLESS STEEL, SHUTTLE LOCK WITH DISTAL ADJUSTABLE PYRAMID COMPLETE SET, HEIGHT: 25 MM APPROXIMATELY, LAMINATION AND SILICONE LINER SOCKET WITH DISTAL CONNECTION, WITH HIGH SHOCK ABSORPTION, THE ANTI-BACTERIAL AND SKIN-FRIENDLY, NOT INCLUDED KNEE JOINT, (SERVICES) | PROSTHETICS & ORTHOSIS SUPPLIES
10425 | 4224200138700 | TRANSFEMORAL PROSTHESIS, KIT, MULTIAXIAL FOOT WITH PYRAMID, DIVIDED HEEL, SPACER SMOOTH TRANSITION FROM STANCE PHASE TO SWING PHASE, TUBE CLAMP ADAPTER, TUBE ADAPTER, LAMINATION ANCHOR WITH PYRAMID, ROTATABLE, FOAM COVER, COSMETIC STOCKINGS, ALL COMPONENTS FROM TITANIUM, SHUTTLE LOCK WITH DISTAL ADJUSTABLE PYRAMID COMPLETE SET, SYSTEM HEIGHT: 25 MM APPROXIMATELY INCLUDING LAMINATION DUMMY SET WITH SCREW AND SILICONE LINER SOCKET WITH DISTAL CONNECTION, WITH HIGH SHOCK ABSORPTION, WITH ANTI-BACTERIAL AND SKIN-FRIENDLY, NOT INCLUDED KNEE JOINT, ASSORTED SIZE AND SIDE | PROSTHETICS & ORTHOSIS SUPPLIES
10426 | 4224200138800 | CUSTOM MADE, TRANSFEMORAL PROSTHESIS, MULTIAXIAL FOOT WITH PYRAMID, SPLIT HEEL, TUBE CLAMP ADAPTER, TUBE ADAPTER, , LAMINATION ANCHOR WITH PYRAMID, ROTATABLE, FOAM COVER, COSMETIC STOCKINGS, ALL COMPONENTS FROM TITANIUM, SHUTTLE LOCK WITH DISTAL ADJUSTABLE PYRAMID COMPLETE SET, HEIGHT: 25 MM APPROXIMATELY INCLUDING LAMINATION AND SILICONE LINER SOCKET WITH DISTAL CONNECTION, WITH HIGH SHOCK ABSORPTION, WITH ANTI-BACTERIAL AND SKIN-FRIENDLY, NOT INCLUDED KNEE JOINT, (SERVICES) | PROSTHETICS & ORTHOSIS SUPPLIES
10427 | 4224200138900 | TRANSFEMORAL PROSTHESIS, SINGLE AXIS FOOT WITH TOES, SINGLE AXIS FOOT ADAPTER "ALUMINUM" WITH CONNECTION CAP, TUBE ADAPTER "ALUMINUM", MODULAR LIGHTWEIGHT SINGLE AXIS KNEE JOINT WITH LOCK, THE UPPER JOINT SECTION WITH PYRAMID ADAPTER AND LOWER JOINT SECTION WITH TUBE CLAMP ARE CONNECTED THROUGH THE KNEE AXIS, KNEE FLEXION ANGLE 155°, MAXIMUM WEIGHT OF THE KNEE JOINT: 290 GRAMS, APPROXIMATELY, FOR BODY WEIGHT UP TO 150 KG., LAMINATION ANCHOR WITH PYRAMID RECEIVER, ROTATABLE, FOAM COVER, COSMETIC STOCKINGS, INTERNAL SOFT SOCKET, FABRICATION WITH COMPONENTS, (CUSTOM MANUFACTURING) | PROSTHETICS & ORTHOSIS SUPPLIES
10428 | 4224200139000 | CUSTOM MADE, TRANSFEMORAL PROSTHESIS, SINGLE AXIS FOOT WITH TOES, SINGLE AXIS FOOT ADAPTER ALUMINUM WITH CONNECTION CAP, TUBE ADAPTER ALUMINUM, MODULAR LIGHTWEIGHT SINGLE AXIS KNEE JOINT, WITH LOCK, THE UPPER JOINT SECTION WITH PYRAMID ADAPTER AND LOWER JOINT SECTION WITH TUBE CLAMP ARE CONNECTED THROUGH THE KNEE AXIS, KNEE FLEXION ANGLE 155 DEGREE, FOR BODY WEIGHT 150 KG., LAMINATION ANCHOR WITH PYRAMID RECEIVER, ROTATABLE, FOAM COVER, COSMETIC STOCKINGS, INTERNAL SOFT SOCKET, (SERVICES) | PROSTHETICS & ORTHOSIS SUPPLIES
10429 | 4224200139100 | TRANSFEMORAL PROSTHESIS, SINGLE AXIS FOOT WITH TOES, SINGLE AXIS FOOT ADAPTER STAINLESS STEEL WITH CONNECTION CAP, TUBE ADAPTER AND TUBE CLAMP ADAPTER STAINLESS STEEL, MODULAR MONOCENTRIC KNEE JOINT TITANIUM WITH FRICTION BRAKE, WITH EXTENSION ASSIST AND PROTECTIVE SLEEVE, LOAD-DEPENDENT BRAKE TO CONTROL THE SWING PHASE, THE AXIS FRICTION AND THE SPRING FORCE OF THE EXTENSION ASSIST ARE ADJUSTABLE KNEE FLEXION ANGLE 150°, MAXIMUM WEIGHT OF THE KNEE JOINT: 500 G, FOR BODY WEIGHT UP TO 100 KG., LAMINATION ANCHOR WITH PYRAMID RECEIVER, ROTATABLE, FOAM COVER, COSMETIC STOCKINGS, INTERNAL SOFT SOCKET, FABRICATION WITH COMPONENTS, (CUSTOM MANUFACTURING) | PROSTHETICS & ORTHOSIS SUPPLIES
10430 | 4224200139200 | CUSTOM MADE, TRANSFEMORAL PROSTHESIS, SINGLE AXIS FOOT WITH TOES, SINGLE AXIS FOOT ADAPTER STAINLESS STEEL WITH CONNECTION CAP, TUBE ADAPTER AND TUBE CLAMP ADAPTER STAINLESS STEEL, MODULAR MONOCENTRIC KNEE JOINT TITANIUM WITH FRICTION BRAKE, WITH EXTENSION ASSIST AND PROTECTIVE SLEEVE, LOAD-DEPENDENT BRAKE TO CONTROL THE SWING PHASE, THE AXIS FRICTION AND THE SPRING FORCE OF THE EXTENSION ASSIST ARE ADJUSTABLE KNEE FLEXION ANGLE 150°, MAXIMUM WEIGHT OF THE KNEE JOINT: 500 G, FOR BODY WEIGHT 100 KG., LAMINATION ANCHOR WITH PYRAMID RECEIVER, ROTATABLE, FOAM COVER, COSMETIC STOCKINGS, INTERNAL SOFT SOCKET, (SERVICES) | PROSTHETICS & ORTHOSIS SUPPLIES
10431 | 4224200139300 | TRANSFEMORAL PROSTHESIS, SINGLE AXIS FOOT WITH TOES, SINGLE AXIS FOOT ADAPTER TITANIUM WITH CONNECTION CAP, TUBE ADAPTER, AND TUBE CLAMP ADAPTER TITANIUM, MODULAR KNEE JOINT TITANIUM, POLYCENTRIC WITH INTEGRATED EXTENSION ASSIST "FOUR BAR" SWING PHASE SETTINGS CAN BE CONTINUOUSLY ADJUSTED THROUGH THE AXIS FRICTION AND EXTENSION ASSIST, KNEE FLEXION ANGLE NOT LESS THAN110°, MAXIMUM WEIGHT OF THE KNEE JOINT: 450 G, FOR BODY WEIGHT UP TO 100 KG, LAMINATION ANCHOR WITH PYRAMID RECEIVER, ROTATABLE, FOAM COVER, COSMETIC STOCKINGS, FABRICATION WITH COMPONENTS, INTERNAL SOFT SOCKET, (CUSTOM MANUFACTURING) | PROSTHETICS & ORTHOSIS SUPPLIES
10432 | 4224200139400 | CUSTOM MADE, TRANSFEMORAL PROSTHESIS, SINGLE AXIS FOOT WITH TOES, SINGLE AXIS FOOT ADAPTER TITANIUM WITH CONNECTION CAP, TUBE ADAPTER, AND TUBE CLAMP ADAPTER TITANIUM, MODULAR KNEE JOINT TITANIUM, POLYCENTRIC WITH INTEGRATED EXTENSION ASSIST "FOUR BAR" SWING PHASE SETTINGS CAN BE CONTINUOUSLY ADJUSTED THROUGH THE AXIS FRICTION AND EXTENSION ASSIST, KNEE FLEXION ANGLE NOT LESS THAN110°, MAXIMUM WEIGHT OF THE KNEE JOINT: 450 G, FOR BODY WEIGHT UP TO 100 KG, LAMINATION ANCHOR WITH PYRAMID RECEIVER, ROTATABLE, FOAM COVER, COSMETIC STOCKINGS, (SERVICES) | PROSTHETICS & ORTHOSIS SUPPLIES
10433 | 4224200139500 | TRANSFEMORAL PROSTHESIS COMPONENT KIT INCLUDING DYNAMIC FOOT WITH PYRAMID AND MEDIUM-DENSITY HEEL, NATURAL FOOT SHAPE DESIGN, TITANIUM TUBE AND CLAMP ADAPTERS, POLYCENTRIC TITANIUM KNEE JOINT (FOUR-BAR) WITH INTEGRATED EXTENSION ASSIST AND CONTINUOUSLY ADJUSTABLE SWING PHASE, 110° KNEE FLEXION, WEIGHT UP TO 500 G, SUITABLE FOR USERS UP TO 100 KG, INCLUDES ROTATABLE LAMINATION ANCHOR WITH PYRAMID RECEIVER, SUCTION VALVE, SLIDING ADAPTER, FOAM COVER, AND COSMETIC STOCKINGS, ASSORTED SIZE AND SIDE . | PROSTHETICS & ORTHOSIS SUPPLIES
10434 | 4224200139600 | CUSTOM MADE, TRANSFEMORAL PROSTHESIS, DYNAMIC FOOT WITH PYRAMID, SANDAL TOE, TUBE ADAPTER AND TUBE CLAMP ADAPTER TITANIUM, MODULAR KNEE JOINT , POLYCENTRIC, WITH INTEGRATED EXTENSION ASSIST GEOMETRIC KNEE, FOR BODY WEIGHT UP TO 100 KG., LAMINATION ANCHOR WITH PYRAMID RECEIVER, ROTATABLE, FOAM COVER, COSMETIC STOCKINGS, INTERNAL SOFT SOCKET, (SERVICES) | PROSTHETICS & ORTHOSIS SUPPLIES
10435 | 4224200139700 | CUSTOM MADE, TRANSFEMORAL PROSTHESIS, MULTIAXIAL FOOT WITH PYRAMID, SPLIT HEEL, TUBE CLAMP ADAPTER TITANIUM MODULAR MONOCENTRIC/SINGLE AXIS KNEE JOINT WITH ROTARY HYDRAULICS, BODY WEIGHT UP TO 150 KG, WATERPROOF, INTEGRATED MANUAL LOCK, INCLUDING TUBE ADAPTER, MAXIMUM KNEE JOINT WEIGHT 1300 G, ROTATION ADAPTER ,WITH PYRAMID, STAINLESS STEEL, ROTATION: MAX. 360 DEGREE, FOR BODY WEIGHT 150 KG, ADAPTER (DOUBLE), TITANIUM WITH FOUR EACH ADJUSTMENT SCREWS FOR CONNECTION BETWEEN TWO PYRAMID ADAPTERS, LAMINATION ANCHOR WITH PYRAMID ROTATABLE, STAINLESS STEEL, HEIGHT 2 MM, FOAM COVER, COSMETIC STOCKINGS, SEALING LINER , CUSHION, ANTIBACTERIAL AND SKIN FRIENDLY, (SERVICES) | PROSTHETICS & ORTHOSIS SUPPLIES
10436 | 4224200139800 | TRANSFEMORAL PROSTHESIS, KIT, MULTIAXIAL FOOT WITH PYRAMID, DIVIDED HEEL, SPACER SMOOTH TRANSITION FROM STANCE PHASE TO SWING PHASE, TUBE CLAMP ADAPTER TITANIUM MODULAR MONOCENTRIC KNEE JOINT WITH ROTARY HYDRAULICS, BODY WEIGHT OF UP TO 150 KG, WATERPROOF, INTEGRATED MANUAL LOCK, INCLUDING TUBE ADAPTER DIAMETER 34MM, MAXIMUM WEIGHT OF THE KNEE JOINT: 1250 GRAMS APPROX., ROTATION ADAPTER FOR MODULAR PROSTHESIS, WITH PYRAMID, STAINLESS STEEL, SYSTEM HEIGHT: 22 MM, ROTATION: MAX. 360 DEGREE, FOR BODY WEIGHT UP TO 150 KG, ADAPTER (DOUBLE), TITANIUM ABOVE AND BELOW WITH FOUR EACH ADJUSTMENT SCREWS FOR CONNECTION BETWEEN TWO PYRAMID ADAPTERS, LAMINATION ANCHOR WITH PYRAMID ROTATABLE, STAINLESS STEEL, SYSTEM HEIGHT: 2 MM, FOAM COVER, COSMETIC STOCKINGS, SEALING LINER WITHOUT DISTAL CONNECTION, ANTI-BACTERIAL AND SKIN-FRIENDLY, ASSORTED SIZE AND SIDE | PROSTHETICS & ORTHOSIS SUPPLIES
10437 | 4224200139900 | CUSTOM MADE, TRANSFEMORAL PROSTHESIS COMPONENT KIT, INCLUDING LIGHTWEIGHT CARBON FOOT WITH PYRAMID AND COMFORTABLE ROLLOVER CHARACTE RISTICS, FOOTSHELL WITH COSMESIS CONNECTION CAP, MULTI-AXIAL MOBILITY, SHOCK ABSORPTION, PROGRESSIVE SPRING CHARACTERISTICS, TUBE ADAPTER AND TUBE CLAMP ADAPTER TITANIUM, MODULAR POLYCENTRIC, KNEE JOINT WITH HYDRAULIC SWING PHASE CONTROL, ROTATION ADAPTER FOR MODULAR PROSTHESIS, BODY WEIGHT UP TO 150 KG, LAMINATION ANCHOR WITH PYRAMID ROTATABLE STAINLESS STEEL, FOAM COVER, COSMETIC STOCKINGS, SEALING LINER , CUSHION, ANTIBACTERIAL AND SKIN FRIENDLY, (SERVICES) | PROSTHETICS & ORTHOSIS SUPPLIES
10438 | 4224200140300 | CUSTOM MADE HIP DISARTICULATION MODULAR PROSTHESIS KIT ADULT K2+K3 FLEXIBLE LAMINATED SOCKET PROXIMALLY AND HARD DISTALLY WITH MONOC ENTRIC/SINGLE AXIS HIP JOINT INTERNAL EXTENSION ASSIST FLEXION ANGLE 120 DEGREE WEIGHT 680 - 800 G OVER HYDRAULIC KNEE JOINT SWING PHASE CONTROL WEIGHT 850 G MAX BODY WEIGHT 125 KG K2+K3 PROSTHETIC FOOT SKIN COLOR (SERVICES). | SUPPLEMENTARY PROSTHET,ORTHOSIS SUPPLIES
10439 | 4224200140400 | CUSTOM MADE HIP DISARTICULATION MODULAR PROSTHESIS KIT ADULT K4 MOBILITY FLEXIBLE LAMINATED SOCKET PROXIMALLY AND HARD DISTALLY WITH HYDRAULIC MONOCENTRIC/SINGLE AXIS HIP JOINT K3 FLEXION ANGLE 130 DEGREE WEIGHT 690 G MAX BODY WEIGHT 125 KG OVER HYDRAULIC KNEE JOINT SWING PHASE CONTROL K4 PROSTHETIC FOOT K4 SKIN COLOR (SERVICES). | SUPPLEMENTARY PROSTHET,ORTHOSIS SUPPLIES
10440 | 4224200140500 | CUSTOM MADE EXTENSION ORTHO-PROSTHESIS LAMINATED SOCKET FOR ADULT (K1 K2 K3 K4) SKIN COLOR FOR PROXIMAL FEMORAL FOCAL DEFICIENCY (PFFD) MODULAR TITANIUM COMPONENTS FOOT PROSTHESIS (SERVICES). | SUPPLEMENTARY PROSTHET,ORTHOSIS SUPPLIES
10441 | 4224200140600 | CUSTOM MADE EXTENSION ORTHO-PROSTHESIS LAMINATED SOCKET FOR PEDIATRIC SKIN COLOR FOR PROXIMAL FEMORAL FOCAL DEFICIENCY (PFFD) MODULAR ALUMINUM COMPONENTS PROSTHETIC FOOT K2 K3 (SERVICES). | SUPPLEMENTARY PROSTHET,ORTHOSIS SUPPLIES
10442 | 4224200140700 | CUSTOM MADE SYMES LAMINATED PROSTHESES ADULT DESIGNED TO ASSIST IN FOREFOOT/MIDFOOT AND ANKLE DISARTICULATION AMPUTATION A POSTERIOR OPENING SKIN COLOR (SERVICES). | SUPPLEMENTARY PROSTHET,ORTHOSIS SUPPLIES
10443 | 4224200140800 | CUSTOM MADE SYMES LAMINATED PROSTHESES PEDIATRIC DESIGNED TO ASSIST IN FOREFOOT/MIDFOOT AND ANKLE DISARTICULATION AMPUTATION A POSTERIOR OPENING SKIN COLOR (SERVICES). | SUPPLEMENTARY PROSTHET,ORTHOSIS SUPPLIES
10444 | 4224200140900 | CUSTOM MADE LISFRANC LAMINATED PROSTHESIS ADULT COMBINING A SOFT SOCKET WITH A RIGID SHAFT WITH A SACH FOOT IN CORRECTED POSITION SKIN COLOR (SERVICES). | SUPPLEMENTARY PROSTHET,ORTHOSIS SUPPLIES
10445 | 4224200141000 | CUSTOM MADE LISFRANC LAMINATED PROSTHESIS PEDIATRIC COMBINING A SOFT SOCKET WITH A RIGID SHAFT WITH A SACH FOOT IN CORRECTED POSITION SKIN COLOR (SERVICES). | SUPPLEMENTARY PROSTHET,ORTHOSIS SUPPLIES
10446 | 4224200141100 | CUSTOM MADE ANKLE FOOT ORTHOSIS FULL FOOT ADULT THERMOLYN POLYETHYLENE THICKNESS 4MM - 6MM WITH VELCRO STRAPS FULL PADDING PERF = ORATED MATERIAL WITH OUTSOLES 2MM - 1CM MULTIPLE COLOR OR PATTERN (SERVICES). | SUPPLEMENTARY PROSTHET,ORTHOSIS SUPPLIES
10447 | 4224200141200 | CUSTOM MADE ANKLE FOOT ORTHOSIS FULL FOOT ADULT THERMOLYN POLYPROPYLENE THICKNESS 3MM - 5MM WITH VELCRO STRAPS FULL PADDING PER = FORATED MATERIAL WITH OUTSOLES 2MM - 1CM MULTIPLE COLOR OR PATTERN (SERVICES). | SUPPLEMENTARY PROSTHET,ORTHOSIS SUPPLIES
10448 | 4224200141300 | CUSTOM MADE GROUND REACTION ANKLE FOOT ORTHOSIS ADULT THERMOLYN POLYETHYLENE THICKNESS 4MM - 6MM WITH VELCRO STRAPS FULL PADDING PER FORATED MATERIAL WITH OUTSOLES 2MM - 1CM MULTIPLE COLOR OR PATTERN (SERVICES). | SUPPLEMENTARY PROSTHET,ORTHOSIS SUPPLIES
10449 | 4224200141400 | CUSTOM MADE KNEE ANKLE FOOT ORTHOSIS (KAFO) ADULT WITH SWISS LOCK KNEE JOINT STAINLESS STEEL BAR THERMOLYN POLYETHYLENE THICKNESS 4MM - 6MM WITH VELCRO STRAPS FULL PADDING PERFORATED MATERIAL MULTIPLE COLOR OR PATTERN (SERVICES). | SUPPLEMENTARY PROSTHET,ORTHOSIS SUPPLIES
10450 | 4224200141500 | CUSTOM MADE KNEE ANKLE FOOT ORTHOSIS (KAFO) ADULT WITHOUT KNEE JOINT CUSTOM-MADE THERMOLYN POLYPROPYLENE THICKNESS 4MM - 6MM WITH VELCRO STRAPS FULL PADDING PERFORATED MATERIAL MULTIPLE COLOR OR PATTERN (SERVICES). | SUPPLEMENTARY PROSTHET,ORTHOSIS SUPPLIES
10451 | 4224200141600 | CUSTOM MADE DYNAMIC ANKLE FOOT ORTHOSIS (ARTICULATED AFO) FULL FOOT ADULT THERMOLYN POLYPROPYLENE THICKNESS 3MM - 5MM WITH VELCRO STRAPS FULL PADDING PERFORATED MATERIAL WITH OUTSOLES 2MM - 1CM MULTIPLE COLOR OR PATTERN (SERVICES). | SUPPLEMENTARY PROSTHET,ORTHOSIS SUPPLIES
10452 | 4224200141700 | CUSTOM MADE KNEE ANKLE FOOT ORTHOSIS (KAFO) METAL WITH INNER LEATHER SHOE/SANDAL ADULT WITH RING LOCK KNEE JOINT STAINLESS STEEL BAR STIRRUP ANKLE JOINT WITH LEATHER STRAPS WITH BUCKLES FULL PADDING LEATHER MATERIAL MULTIPLE COLOR OR PATTERN (SERVICES). | SUPPLEMENTARY PROSTHET,ORTHOSIS SUPPLIES
10453 | 4224200141800 | CUSTOM MADE HIP KNEE ANKLE FOOT ORTHOSIS (HKAFO) FOR PEDIATRIC WITH HIP JOINT (HIP WITH STEEL BAR) AND KNEE JOINT (KNEE WITH STEEL BAR) = THERMOLYN POLYPROPYLENE THICKNESS 4MM - 6MM WITH VELCRO STRAPS FULL PADDING PERFORATED MATERIAL (SERVICES). | SUPPLEMENTARY PROSTHET,ORTHOSIS SUPPLIES
10454 | 4224200141900 | CUSTOM MADE HIP KNEE ANKLE FOOT ORTHOSIS (HKAFO) FOR ADULT WITH HIP JOINT (HIP WITH STEEL BAR) AND KNEE JOINT (KNEE WITH STEEL BAR) THERMOLYN POLYPROPYLENE THICKNESS 4MM - 6MM WITH VELCRO STRAPS FULL PADDING PERFORATED MATERIAL (SERVICES). | SUPPLEMENTARY PROSTHET,ORTHOSIS SUPPLIES
10455 | 4224200142000 | CUSTOM MADE KNEE ANKLE FOOT ORTHOSIS (KAFO) PEDIATRIC WITHOUT KNEE JOINT THERMOLYN POLYETHYLENE THICKNESS 3MM - 4MM WITH VELCRO STRAPS FULL PADDING PERFORATED MATERIAL MULTIPLE COLOR OR PATTERN (SERVICES). | SUPPLEMENTARY PROSTHET,ORTHOSIS SUPPLIES
10456 | 4224200142100 | CUSTOM MADE KNEE ANKLE FOOT ORTHOSIS (KAFO) PEDIATRIC (KNEE AND ANKLE WITH STEEL BAR) THERMOLYN POLYETHYLENE THICKNESS 3MM - 4MM WITH VELCRO STRAPS FULL PADDING PERFORATED MATERIAL MULTIPLE COLOR OR PATTERN (SERVICES). | SUPPLEMENTARY PROSTHET,ORTHOSIS SUPPLIES
10457 | 4224200142200 | CUSTOM MADE KNEE ANKLE FOOT ORTHOSIS (KAFO) PEDIATRIC (KNEE WITH STEEL BAR) THERMOLYN POLYETHYLENE THICKNESS 3MM - 4MM WITH VELCRO STRAPS FULL PADDING PERFORATED MATERIAL MULTIPLE COLOR OR PATTERN (SERVICES). | SUPPLEMENTARY PROSTHET,ORTHOSIS SUPPLIES
10458 | 4224200142300 | CUSTOM MADE ANKLE FOOT ORTHOSIS FULL FOOT PEDIATRIC THERMOLYN POLYETHYLENE THICKNESS 2MM - 4MM WITH VELCRO STRAPS FULL PADDING PERFO RATED MATERIAL WITH OUTSOLES 2MM - 1CM CLINICAL SERVICES MULTIPLE COLOR OR PATTERN (SERVICES). | SUPPLEMENTARY PROSTHET,ORTHOSIS SUPPLIES
10459 | 4224200142400 | CUSTOM MADE ANKLE FOOT ORTHOSIS FULL FOOT PEDIATRIC THERMOLYN POLYPROPYLENE THICKNESS 2MM - 6MM WITH VELCRO STRAPS FULL PADDING PERF ORATED MATERIAL WITH OUTSOLES 2MM - 1CM CLINICAL SERVICES MULTIPLE COLOR OR PATTERN (SERVICES). | SUPPLEMENTARY PROSTHET,ORTHOSIS SUPPLIES
10460 | 4224200142500 | CUSTOM MADE CARBON FIBER ANKLE FOOT ORTHOSIS ADULT WITH LAMINATED 4- 10 LAYERS OF CARBON FIBER (SERVICES). | SUPPLEMENTARY PROSTHET,ORTHOSIS SUPPLIES
10461 | 4224200145500 | PROSTHETIC FOOT, SACH (SOLID ANKLE CUSHION HEEL), HAS A NATURAL SHAPE, SHAPED TOES, AND A SANDAL TOE, DESIGNED FOR USE IN MODULAR AND EXOSKELETAL PROSTHESIS, BODY WEIGHT OF UP TO 125 KG., MEN, 10 MM TOES, LEFT, SIZE 22 | PROSTHETICS & ORTHOSIS SUPPLIES
10462 | 4224200145600 | PROSTHETIC FOOT, SACH (SOLID ANKLE CUSHION HEEL), HAS A NATURAL SHAPE, SHAPED TOES, AND A SANDAL TOE, DESIGNED FOR USE IN MODULAR AND EXOSKELETAL PROSTHESIS, BODY WEIGHT OF UP TO 125 KG., MEN, 10 MM TOES, LEFT, SIZE 23 | PROSTHETICS & ORTHOSIS SUPPLIES
10463 | 4224200145700 | PROSTHETIC FOOT, SACH (SOLID ANKLE CUSHION HEEL), HAS A NATURAL SHAPE, SHAPED TOES, AND A SANDAL TOE, DESIGNED FOR USE IN MODULAR AND EXOSKELETAL PROSTHESIS, BODY WEIGHT OF UP TO 125 KG., MEN, 10 MM TOES, LEFT, SIZE 24 | PROSTHETICS & ORTHOSIS SUPPLIES
10464 | 4224200145800 | PROSTHETIC FOOT, SACH (SOLID ANKLE CUSHION HEEL), HAS A NATURAL SHAPE, SHAPED TOES, AND A SANDAL TOE, DESIGNED FOR USE IN MODULAR AND EXOSKELETAL PROSTHESIS, BODY WEIGHT OF UP TO 125 KG., MEN, 10 MM TOES, LEFT, SIZE 25 | PROSTHETICS & ORTHOSIS SUPPLIES
10465 | 4224200145900 | PROSTHETIC FOOT, SACH (SOLID ANKLE CUSHION HEEL), HAS A NATURAL SHAPE, SHAPED TOES, AND A SANDAL TOE, DESIGNED FOR USE IN MODULAR AND EXOSKELETAL PROSTHESIS, BODY WEIGHT OF UP TO 125 KG., MEN, 10 MM TOES, LEFT, SIZE 26 | PROSTHETICS & ORTHOSIS SUPPLIES
10466 | 4224200146000 | PROSTHETIC FOOT, SACH (SOLID ANKLE CUSHION HEEL), HAS A NATURAL SHAPE, SHAPED TOES, AND A SANDAL TOE, DESIGNED FOR USE IN MODULAR AND EXOSKELETAL PROSTHESIS, BODY WEIGHT OF UP TO 125 KG., MEN, 10 MM TOES, LEFT, SIZE 27 | PROSTHETICS & ORTHOSIS SUPPLIES
10467 | 4224200146100 | PROSTHETIC FOOT, SACH (SOLID ANKLE CUSHION HEEL), HAS A NATURAL SHAPE, SHAPED TOES, AND A SANDAL TOE, DESIGNED FOR USE IN MODULAR AND EXOSKELETAL PROSTHESIS, BODY WEIGHT OF UP TO 125 KG., MEN, 10 MM TOES, LEFT, SIZE 28 | PROSTHETICS & ORTHOSIS SUPPLIES
10468 | 4224200146200 | PROSTHETIC FOOT, SACH (SOLID ANKLE CUSHION HEEL), HAS A NATURAL SHAPE, SHAPED TOES, AND A SANDAL TOE, DESIGNED FOR USE IN MODULAR AND EXOSKELETAL PROSTHESIS, BODY WEIGHT OF UP TO 125 KG., MEN, 10 MM TOES, RIGHT, SIZE 21 | PROSTHETICS & ORTHOSIS SUPPLIES
10469 | 4224200146300 | PROSTHETIC FOOT, SACH (SOLID ANKLE CUSHION HEEL), HAS A NATURAL SHAPE, SHAPED TOES, AND A SANDAL TOE, DESIGNED FOR USE IN MODULAR AND EXOSKELETAL PROSTHESIS, BODY WEIGHT OF UP TO 125 KG., MEN, 10 MM TOES, RIGHT, SIZE 22 | PROSTHETICS & ORTHOSIS SUPPLIES
10470 | 4224200146400 | PROSTHETIC FOOT, SACH (SOLID ANKLE CUSHION HEEL), HAS A NATURAL SHAPE, SHAPED TOES, AND A SANDAL TOE, DESIGNED FOR USE IN MODULAR AND EXOSKELETAL PROSTHESIS, BODY WEIGHT OF UP TO 125 KG., MEN, 10 MM TOES, RIGHT, SIZE 23 | PROSTHETICS & ORTHOSIS SUPPLIES
10471 | 4224200146500 | PROSTHETIC FOOT, SACH (SOLID ANKLE CUSHION HEEL), HAS A NATURAL SHAPE, SHAPED TOES, AND A SANDAL TOE, DESIGNED FOR USE IN MODULAR AND EXOSKELETAL PROSTHESIS, BODY WEIGHT OF UP TO 125 KG., MEN, 10 MM TOES, RIGHT, SIZE 24 | PROSTHETICS & ORTHOSIS SUPPLIES
10472 | 4224200146600 | PROSTHETIC FOOT, SACH (SOLID ANKLE CUSHION HEEL), HAS A NATURAL SHAPE, SHAPED TOES, AND A SANDAL TOE, DESIGNED FOR USE IN MODULAR AND EXOSKELETAL PROSTHESIS, BODY WEIGHT OF UP TO 125 KG., MEN, 10 MM TOES, RIGHT, SIZE 25 | PROSTHETICS & ORTHOSIS SUPPLIES
10473 | 4224200146700 | PROSTHETIC FOOT, SACH (SOLID ANKLE CUSHION HEEL), HAS A NATURAL SHAPE, SHAPED TOES, AND A SANDAL TOE, DESIGNED FOR USE IN MODULAR AND EXOSKELETAL PROSTHESIS, BODY WEIGHT OF UP TO 125 KG., MEN, 10 MM TOES, RIGHT, SIZE 26 | PROSTHETICS & ORTHOSIS SUPPLIES
10474 | 4224200146800 | PROSTHETIC FOOT, SACH (SOLID ANKLE CUSHION HEEL), HAS A NATURAL SHAPE, SHAPED TOES, AND A SANDAL TOE, DESIGNED FOR USE IN MODULAR AND EXOSKELETAL PROSTHESIS, BODY WEIGHT OF UP TO 125 KG., MEN, 10 MM TOES, RIGHT, SIZE 27 | PROSTHETICS & ORTHOSIS SUPPLIES
10475 | 4224200146900 | PROSTHETIC FOOT, SACH (SOLID ANKLE CUSHION HEEL), HAS A NATURAL SHAPE, SHAPED TOES, AND A SANDAL TOE, DESIGNED FOR USE IN MODULAR AND EXOSKELETAL PROSTHESIS, BODY WEIGHT OF UP TO 125 KG., MEN, 10 MM TOES, RIGHT, SIZE 28 | PROSTHETICS & ORTHOSIS SUPPLIES
10476 | 4224200147000 | PROSTHETIC FOOT, SINGLE AXIS, 10 MM HEEL HEIGHT APPROXIMATELY, NATURAL SHAPE, SMOOTH SURFACE, AND SHAPED TOES SUITABLE FOR TRANSFEMORAL FITTINGS, BODY WEIGHT OF UP TO 100 KG MEN, LEFT, SIZE 22 | PROSTHETICS & ORTHOSIS SUPPLIES
10477 | 4224200147100 | PROSTHETIC FOOT, SINGLE AXIS, 10 MM HEEL HEIGHT APPROXIMATELY, NATURAL SHAPE, SMOOTH SURFACE, AND SHAPED TOES SUITABLE FOR TRANSFEMORAL FITTINGS, BODY WEIGHT OF UP TO 100 KG MEN, LEFT, SIZE 23 | PROSTHETICS & ORTHOSIS SUPPLIES
10478 | 4224200147200 | PROSTHETIC FOOT, SINGLE AXIS, 10 MM HEEL HEIGHT APPROXIMATELY, NATURAL SHAPE, SMOOTH SURFACE, AND SHAPED TOES SUITABLE FOR TRANSFEMORAL FITTINGS, BODY WEIGHT OF UP TO 100 KG MEN, LEFT, SIZE 24 | PROSTHETICS & ORTHOSIS SUPPLIES
10479 | 4224200147300 | PROSTHETIC FOOT, SINGLE AXIS, 10 MM HEEL HEIGHT APPROXIMATELY, NATURAL SHAPE, SMOOTH SURFACE, AND SHAPED TOES SUITABLE FOR TRANSFEMORAL FITTINGS, BODY WEIGHT OF UP TO 100 KG MEN, LEFT, SIZE 25 | PROSTHETICS & ORTHOSIS SUPPLIES
10480 | 4224200147400 | PROSTHETIC FOOT, SINGLE AXIS, 10 MM HEEL HEIGHT APPROXIMATELY, NATURAL SHAPE, SMOOTH SURFACE, AND SHAPED TOES SUITABLE FOR TRANSFEMORAL FITTINGS, BODY WEIGHT OF UP TO 100 KG MEN, LEFT, SIZE 26 | PROSTHETICS & ORTHOSIS SUPPLIES
10481 | 4224200147500 | PROSTHETIC FOOT, SINGLE AXIS, 10 MM HEEL HEIGHT APPROXIMATELY, NATURAL SHAPE, SMOOTH SURFACE, AND SHAPED TOES SUITABLE FOR TRANSFEMORAL FITTINGS, BODY WEIGHT OF UP TO 100 KG MEN, LEFT, SIZE 27 | PROSTHETICS & ORTHOSIS SUPPLIES
10482 | 4224200147600 | PROSTHETIC FOOT, SINGLE AXIS, 10 MM HEEL HEIGHT APPROXIMATELY, NATURAL SHAPE, SMOOTH SURFACE, AND SHAPED TOES SUITABLE FOR TRANSFEMORAL FITTINGS, BODY WEIGHT OF UP TO 100 KG MEN, LEFT, SIZE 28 | PROSTHETICS & ORTHOSIS SUPPLIES
10483 | 4224200147700 | PROSTHETIC FOOT, SINGLE AXIS, 10 MM HEEL HEIGHT APPROXIMATELY, NATURAL SHAPE, SMOOTH SURFACE, AND SHAPED TOES SUITABLE FOR TRANSFEMORAL FITTINGS, BODY WEIGHT OF UP TO 100 KG MEN, RIGHT, SIZE 21 | PROSTHETICS & ORTHOSIS SUPPLIES
10484 | 4224200147800 | PROSTHETIC FOOT, SINGLE AXIS, 10 MM HEEL HEIGHT APPROXIMATELY, NATURAL SHAPE, SMOOTH SURFACE, AND SHAPED TOES SUITABLE FOR TRANSFEMORAL FITTINGS, BODY WEIGHT OF UP TO 100 KG MEN, RIGHT, SIZE 22 | PROSTHETICS & ORTHOSIS SUPPLIES
10485 | 4224200147900 | PROSTHETIC FOOT, SINGLE AXIS, 10 MM HEEL HEIGHT APPROXIMATELY, NATURAL SHAPE, SMOOTH SURFACE, AND SHAPED TOES SUITABLE FOR TRANSFEMORAL FITTINGS, BODY WEIGHT OF UP TO 100 KG MEN, RIGHT, SIZE 23 | PROSTHETICS & ORTHOSIS SUPPLIES
10486 | 4224200148000 | PROSTHETIC FOOT, SINGLE AXIS, 10 MM HEEL HEIGHT APPROXIMATELY, NATURAL SHAPE, SMOOTH SURFACE, AND SHAPED TOES SUITABLE FOR TRANSFEMORAL FITTINGS, BODY WEIGHT OF UP TO 100 KG MEN, RIGHT, SIZE 24 | PROSTHETICS & ORTHOSIS SUPPLIES
10487 | 4224200148100 | PROSTHETIC FOOT, SINGLE AXIS, 10 MM HEEL HEIGHT APPROXIMATELY, NATURAL SHAPE, SMOOTH SURFACE, AND SHAPED TOES SUITABLE FOR TRANSFEMORAL FITTINGS, BODY WEIGHT OF UP TO 100 KG MEN, RIGHT, SIZE 25 | PROSTHETICS & ORTHOSIS SUPPLIES
10488 | 4224200148200 | PROSTHETIC FOOT, SINGLE AXIS, 10 MM HEEL HEIGHT APPROXIMATELY, NATURAL SHAPE, SMOOTH SURFACE, AND SHAPED TOES SUITABLE FOR TRANSFEMORAL FITTINGS, BODY WEIGHT OF UP TO 100 KG MEN, RIGHT, SIZE 26 | PROSTHETICS & ORTHOSIS SUPPLIES
10489 | 4224200148300 | PROSTHETIC FOOT, SINGLE AXIS, 10 MM HEEL HEIGHT APPROXIMATELY, NATURAL SHAPE, SMOOTH SURFACE, AND SHAPED TOES SUITABLE FOR TRANSFEMORAL FITTINGS, BODY WEIGHT OF UP TO 100 KG MEN, RIGHT, SIZE 27 | PROSTHETICS & ORTHOSIS SUPPLIES
10490 | 4224200148400 | PROSTHETIC FOOT, SINGLE AXIS, 10 MM HEEL HEIGHT APPROXIMATELY, NATURAL SHAPE, SMOOTH SURFACE, AND SHAPED TOES SUITABLE FOR TRANSFEMORAL FITTINGS, BODY WEIGHT OF UP TO 100 KG MEN, RIGHT, SIZE 28 | PROSTHETICS & ORTHOSIS SUPPLIES
10491 | 4224200148500 | PROSTHETIC KNEE JOINT, SINGLE AXIS, CHILDREN, MODULAR KNEE JOINT WITH INDIVIDUALLY ADJUSTABLE EXTENSION, ASSIST MECHANISM TO CONTROL THE SWING PHASE, MAXIMUM BODY WEIGHT 45 KG, ALUMINUM, MAXIMUM KNEE FLEXION ANGLE 145 DEGREES, KNEE CENTER TO PROXIMAL CONNECTION, 18 MM APPROXIMATELY | PROSTHETICS & ORTHOSIS SUPPLIES
10492 | 4224200149100 | PROSTHETIC FOOT, SACH (SOLID ANKLE CUSHION HEEL), HAS A NATURAL SHAPE, SHAPED TOES, PEDIATRIC, BODY WEIGHT OF UP TO 45 KG, LEFT SIZE 18 | PROSTHETICS & ORTHOSIS SUPPLIES
10493 | 4224200149200 | DYNAMIC FOOT PROSTHETIC, PEDIATRIC, FOR USERS IN MOBILITY GRADES 1 - 2, THE FOOT HAS ASSEMBLED TITANIUM ADAPTER AND IS APPROVED FOR A BODY WEIGHT OF UP TO 50 KG, NATURAL, FOR CHILDREN, RIGHT, SIZE 15 | PROSTHETICS & ORTHOSIS SUPPLIES
10494 | 4224200149300 | PROSTHETIC FOOT, SACH (SOLID ANKLE CUSHION HEEL), HAS A NATURAL SHAPE, SHAPED TOES, PEDIATRIC, BODY WEIGHT OF UP TO 45 KG, LEFT SIZE 19 | PROSTHETICS & ORTHOSIS SUPPLIES
10495 | 4224200149400 | DYNAMIC FOOT PROSTHETIC, PEDIATRIC, FOR USERS IN MOBILITY GRADES 1 - 2, THE FOOT HAS ASSEMBLED TITANIUM ADAPTER AND IS APPROVED FOR A BODY WEIGHT OF UP TO 50 KG, NATURAL, FOR CHILDREN, RIGHT, SIZE 16 | PROSTHETICS & ORTHOSIS SUPPLIES
10496 | 4224200149500 | PROSTHETIC FOOT, SACH (SOLID ANKLE CUSHION HEEL), HAS A NATURAL SHAPE, SHAPED TOES, PEDIATRIC, BODY WEIGHT OF UP TO 45 KG, LEFT SIZE 20 | PROSTHETICS & ORTHOSIS SUPPLIES
10497 | 4224200149600 | DYNAMIC FOOT PROSTHETIC, PEDIATRIC, FOR USERS IN MOBILITY GRADES 1 - 2, THE FOOT HAS ASSEMBLED TITANIUM ADAPTER AND IS APPROVED FOR A BODY WEIGHT OF UP TO 50 KG, NATURAL, FOR CHILDREN, RIGHT, SIZE 17 | PROSTHETICS & ORTHOSIS SUPPLIES
10498 | 4224200149700 | PROSTHETIC FOOT, SACH (SOLID ANKLE CUSHION HEEL), HAS A NATURAL SHAPE, SHAPED TOES, PEDIATRIC, BODY WEIGHT OF UP TO 45 KG, LEFT SIZE 21 | PROSTHETICS & ORTHOSIS SUPPLIES
10499 | 4224200149800 | DYNAMIC FOOT PROSTHETIC, PEDIATRIC, FOR USERS IN MOBILITY GRADES 1 - 2, THE FOOT HAS ASSEMBLED TITANIUM ADAPTER AND IS APPROVED FOR A BODY WEIGHT OF UP TO 50 KG, NATURAL, FOR CHILDREN, LEFT, SIZE 14 | PROSTHETICS & ORTHOSIS SUPPLIES
10500 | 4224200149900 | PROSTHETIC FOOT, SACH (SOLID ANKLE CUSHION HEEL), HAS A NATURAL SHAPE, SHAPED TOES, PEDIATRIC, BODY WEIGHT OF UP TO 45 KG, RIGHT SIZE 18 | PROSTHETICS & ORTHOSIS SUPPLIES
10501 | 4224200150000 | DYNAMIC FOOT PROSTHETIC, PEDIATRIC, FOR USERS IN MOBILITY GRADES 1 - 2, THE FOOT HAS ASSEMBLED TITANIUM ADAPTER AND IS APPROVED FOR A BODY WEIGHT OF UP TO 50 KG, NATURAL, FOR CHILDREN, LEFT, SIZE 15 | PROSTHETICS & ORTHOSIS SUPPLIES
10502 | 4224200150100 | PROSTHETIC FOOT, SACH (SOLID ANKLE CUSHION HEEL), HAS A NATURAL SHAPE, SHAPED TOES, PEDIATRIC, BODY WEIGHT OF UP TO 45 KG, RIGHT SIZE 19 | PROSTHETICS & ORTHOSIS SUPPLIES
10503 | 4224200150200 | DYNAMIC FOOT PROSTHETIC, PEDIATRIC, FOR USERS IN MOBILITY GRADES 1 - 2, THE FOOT HAS ASSEMBLED TITANIUM ADAPTER AND IS APPROVED FOR A BODY WEIGHT OF UP TO 50 KG, NATURAL, FOR CHILDREN, LEFT, SIZE 16 | PROSTHETICS & ORTHOSIS SUPPLIES
10504 | 4224200150300 | PROSTHETIC FOOT, SACH (SOLID ANKLE CUSHION HEEL), HAS A NATURAL SHAPE, SHAPED TOES, PEDIATRIC, BODY WEIGHT OF UP TO 45 KG, RIGHT SIZE 20 | PROSTHETICS & ORTHOSIS SUPPLIES
10505 | 4224200150400 | DYNAMIC FOOT PROSTHETIC, PEDIATRIC, FOR USERS IN MOBILITY GRADES 1 - 2, THE FOOT HAS ASSEMBLED TITANIUM ADAPTER AND IS APPROVED FOR A BODY WEIGHT OF UP TO 50 KG, NATURAL, FOR CHILDREN, LEFT, SIZE 17 | PROSTHETICS & ORTHOSIS SUPPLIES
10506 | 4224200150600 | PROSTHETIC FOOT, SACH (SOLID ANKLE CUSHION HEEL), HAS A NATURAL SHAPE, SHAPED TOES, PEDIATRIC, BODY WEIGHT OF UP TO 45 KG, LEFT SIZE 12 | PROSTHETICS & ORTHOSIS SUPPLIES
10507 | 4224200150700 | PROSTHETIC FOOT, SACH (SOLID ANKLE CUSHION HEEL), HAS A NATURAL SHAPE, SHAPED TOES, PEDIATRIC, BODY WEIGHT OF UP TO 45 KG, LEFT SIZE 13 | PROSTHETICS & ORTHOSIS SUPPLIES
10508 | 4224200150800 | PROSTHETIC FOOT, SACH (SOLID ANKLE CUSHION HEEL), HAS A NATURAL SHAPE, SHAPED TOES, PEDIATRIC, BODY WEIGHT OF UP TO 45 KG, RIGHT SIZE 12 | PROSTHETICS & ORTHOSIS SUPPLIES
10509 | 4224200150900 | PROSTHETIC FOOT, SACH (SOLID ANKLE CUSHION HEEL), HAS A NATURAL SHAPE, SHAPED TOES, PEDIATRIC, BODY WEIGHT OF UP TO 45 KG, RIGHT SIZE 13 | PROSTHETICS & ORTHOSIS SUPPLIES
10510 | 4224200151000 | PROSTHETIC FOOT, SACH (SOLID ANKLE CUSHION HEEL), HAS A NATURAL SHAPE, SHAPED TOES, PEDIATRIC, BODY WEIGHT OF UP TO 45 KG, LEFT SIZE 14 | PROSTHETICS & ORTHOSIS SUPPLIES
10511 | 4224200151100 | PROSTHETIC FOOT, SACH (SOLID ANKLE CUSHION HEEL), HAS A NATURAL SHAPE, SHAPED TOES, PEDIATRIC, BODY WEIGHT OF UP TO 45 KG, LEFT SIZE 15 | PROSTHETICS & ORTHOSIS SUPPLIES
10512 | 4224200151200 | PROSTHETIC FOOT, SACH (SOLID ANKLE CUSHION HEEL), HAS A NATURAL SHAPE, SHAPED TOES, PEDIATRIC, BODY WEIGHT OF UP TO 45 KG, LEFT SIZE 16 | PROSTHETICS & ORTHOSIS SUPPLIES
10513 | 4224200151300 | PROSTHETIC FOOT, SACH (SOLID ANKLE CUSHION HEEL), HAS A NATURAL SHAPE, SHAPED TOES, PEDIATRIC, BODY WEIGHT OF UP TO 45 KG, LEFT SIZE 17 | PROSTHETICS & ORTHOSIS SUPPLIES
10514 | 4224200151400 | PROSTHETIC FOOT, SACH (SOLID ANKLE CUSHION HEEL), HAS A NATURAL SHAPE, SHAPED TOES, PEDIATRIC, BODY WEIGHT OF UP TO 45 KG, RIGHT SIZE 14 | PROSTHETICS & ORTHOSIS SUPPLIES
10515 | 4224200151500 | PROSTHETIC FOOT, SACH (SOLID ANKLE CUSHION HEEL), HAS A NATURAL SHAPE, SHAPED TOES, PEDIATRIC, BODY WEIGHT OF UP TO 45 KG, RIGHT SIZE 15 | PROSTHETICS & ORTHOSIS SUPPLIES
10516 | 4224200151600 | PROSTHETIC FOOT, SACH (SOLID ANKLE CUSHION HEEL), HAS A NATURAL SHAPE, SHAPED TOES, PEDIATRIC, BODY WEIGHT OF UP TO 45 KG, RIGHT SIZE 16 | PROSTHETICS & ORTHOSIS SUPPLIES
10517 | 4224200151700 | PROSTHETIC FOOT, SACH (SOLID ANKLE CUSHION HEEL), HAS A NATURAL SHAPE, SHAPED TOES, PEDIATRIC, BODY WEIGHT OF UP TO 45 KG, RIGHT SIZE 17 | PROSTHETICS & ORTHOSIS SUPPLIES
10518 | 4224200151800 | DYNAMIC FOOT PROSTHETIC, PEDIATRIC, FOR USERS IN MOBILITY GRADES 1 - 2, THE FOOT HAS ASSEMBLED TITANIUM ADAPTER AND IS APPROVED FOR A BODY WEIGHT OF UP TO 50 KG, NATURAL, FOR CHILDREN, RIGHT, SIZE 18 | PROSTHETICS & ORTHOSIS SUPPLIES
10519 | 4224200151900 | DYNAMIC FOOT PROSTHETIC, PEDIATRIC, FOR USERS IN MOBILITY GRADES 1 - 2, THE FOOT HAS ASSEMBLED TITANIUM ADAPTER AND IS APPROVED FOR A BODY WEIGHT OF UP TO 50 KG, NATURAL, FOR CHILDREN, RIGHT, SIZE 19 | PROSTHETICS & ORTHOSIS SUPPLIES
10520 | 4224200152000 | DYNAMIC FOOT PROSTHETIC, PEDIATRIC, FOR USERS IN MOBILITY GRADES 1 - 2, THE FOOT HAS ASSEMBLED TITANIUM ADAPTER AND IS APPROVED FOR A BODY WEIGHT OF UP TO 50 KG, NATURAL, FOR CHILDREN, RIGHT, SIZE 20 | PROSTHETICS & ORTHOSIS SUPPLIES
10521 | 4224200152100 | DYNAMIC FOOT PROSTHETIC, PEDIATRIC, FOR USERS IN MOBILITY GRADES 1 - 2, THE FOOT HAS ASSEMBLED TITANIUM ADAPTER AND IS APPROVED FOR A BODY WEIGHT OF UP TO 50 KG, NATURAL, FOR CHILDREN, RIGHT, SIZE 21 | PROSTHETICS & ORTHOSIS SUPPLIES
10522 | 4224200152200 | DYNAMIC FOOT PROSTHETIC, PEDIATRIC, FOR USERS IN MOBILITY GRADES 1 - 2, THE FOOT HAS ASSEMBLED TITANIUM ADAPTER AND IS APPROVED FOR A BODY WEIGHT OF UP TO 50 KG, NATURAL, FOR CHILDREN, LEFT, SIZE 18 | PROSTHETICS & ORTHOSIS SUPPLIES
10523 | 4224200152300 | DYNAMIC FOOT PROSTHETIC, PEDIATRIC, FOR USERS IN MOBILITY GRADES 1 - 2, THE FOOT HAS ASSEMBLED TITANIUM ADAPTER AND IS APPROVED FOR A BODY WEIGHT OF UP TO 50 KG, NATURAL, FOR CHILDREN, LEFT, SIZE 19 | PROSTHETICS & ORTHOSIS SUPPLIES
10524 | 4224200152400 | DYNAMIC FOOT PROSTHETIC, PEDIATRIC, FOR USERS IN MOBILITY GRADES 1 - 2, THE FOOT HAS ASSEMBLED TITANIUM ADAPTER AND IS APPROVED FOR A BODY WEIGHT OF UP TO 50 KG, NATURAL, FOR CHILDREN, LEFT, SIZE 20 | PROSTHETICS & ORTHOSIS SUPPLIES
10525 | 4224200152500 | DYNAMIC FOOT PROSTHETIC, PEDIATRIC, FOR USERS IN MOBILITY GRADES 1 - 2, THE FOOT HAS ASSEMBLED TITANIUM ADAPTER AND IS APPROVED FOR A BODY WEIGHT OF UP TO 50 KG, NATURAL, FOR CHILDREN, LEFT, SIZE 21 | PROSTHETICS & ORTHOSIS SUPPLIES
10526 | 4224200152600 | DYNAMIC FOOT PROSTHETIC, PEDIATRIC, FOR USERS IN MOBILITY GRADES 1 - 2, THE FOOT HAS ASSEMBLED TITANIUM ADAPTER AND IS APPROVED FOR A BODY WEIGHT OF UP TO 50 KG, NATURAL, FOR CHILDREN, RIGHT, SIZE 14 | PROSTHETICS & ORTHOSIS SUPPLIES
10527 | 4224200152700 | SILICONE LINER, LOCKING FOR TRANSFEMORAL AMPUTEES, ANTIBACTERIAL MATERIAL SUITABLE FOR AMPUTEES WITH EXCESS SOFT TISSUE, 3D , CLOTH COVER, CONICAL SHAPE IN DISTAL, CYLINDRICAL SHAPE IN PROXIMAL, THICKNESS FROM 4.5 MM DISTAL 2.5 MM PROXIMAL, SIZE 280 MM APPROXIMATELY | PROSTHETICS & ORTHOSIS SUPPLIES
10528 | 4224200152800 | SILICONE LINER, LOCKING FOR TRANSFEMORAL AMPUTEES, ANTIBACTERIAL MATERIAL SUITABLE FOR AMPUTEES WITH EXCESS SOFT TISSUE, 3D , CLOTH COVER, CONICAL SHAPE IN DISTAL, CYLINDRICAL SHAPE IN PROXIMAL, THICKNESS FROM 4.5 MM DISTAL 2.5 MM PROXIMAL, SIZE 340 MM APPROXIMATELY | PROSTHETICS & ORTHOSIS SUPPLIES
10529 | 4224200194200 | CUSTOM MADE DYNAMIC ANKLE FOOT ORTHOSIS (ARTICULATED AFO) FULL FOOT ADULT THERMOLYN POLYETHYLENE THICKNESS 3MM - 5MM WITH VELCRO STRAPS FULL PADDING PERFORATED MATERIAL WITH OUTSOLES 2MM - 1CM MULTIPLE COLOR OR PATTERN (SERVICES). | SUPPLEMENTARY PROSTHET,ORTHOSIS SUPPLIES
10530 | 4224200194300 | CUSTOM MADE GROUND REACTION ANKLE FOOT ORTHOSIS PEDIATRIC THERMOLYN POLYETHYLENE THICKNESS 3MM - 4MM WITH VELCRO STRAPS FULL PADDING PERFORATED MATERIAL WITH OUTSOLES 2MM - 1CM MULTIPLE COLOR OR PATTERN (SERVICES). | SUPPLEMENTARY PROSTHET,ORTHOSIS SUPPLIES
10531 | 4224200194400 | CUSTOM MADE HIP DISARTICULATION MODULAR PROSTHESIS KIT ADULT K1+K2 FLEXIBLE LAMINATED SOCKET PROXIMALLY AND HARD DISTALLY WITH MANUAL LOCK HIP JOINT FLEXION ANGLE 120 DEGREE WEIGHT APPROXIMATELY 900 G MAX BODY WEIGHT 100 KG OVER MONOCENTRIC KNEE JOINT WITH FRICTION BRAKE AND EXTENSION ASSIST K1+K2 PROSTHETIC FOOT SKIN COLOR (SERVICES). | SUPPLEMENTARY PROSTHET,ORTHOSIS SUPPLIES
10532 | 4224200194500 | CUSTOM MADE KNEE ANKLE FOOT ORTHOSIS (KAFO) ADULT WITH RING LOCK KNEE JOINT STAINLESS STEEL BAR THERMOLYN POLYETHYLENE THICKNESS 4MM - 6MM WITH VELCRO STRAPS FULL PADDING PERFORATED MATERIAL MULTIPLE COLOR OR PATTERN (SERVICES). | SUPPLEMENTARY PROSTHET,ORTHOSIS SUPPLIES
10533 | 4224200194600 | CUSTOM MADE KNEE ANKLE FOOT ORTHOSIS KAFO CUSTOM-MADE FOR ADULT WITH RING LOCK KNEE JOINT STAINLESS STEEL BAR THERMOLYN POLYPROPYLENE THICKNESS 4MM - 6MM WITH VELCRO STRAPS FULL PADDING PERFORATED MATERIAL MULTIPLE COLOR OR PATTERN (SERVICES). | SUPPLEMENTARY PROSTHET,ORTHOSIS SUPPLIES
10534 | 4224200194700 | CUSTOM MADE KNEE ANKLE FOOT ORTHOSIS KAFO CUSTOM-MADE FOR ADULT WITHOUT KNEE JOINT THERMOLYN POLYETHYLENE THICKNESS 4MM - 6MM WITH VELCRO STRAPS FULL PADDING PERFORATED MATERIAL MULTIPLE COLOR OR PATTERN (SERVICES). | SUPPLEMENTARY PROSTHET,ORTHOSIS SUPPLIES
10535 | 4224200194800 | CUSTOM MADE KNEE ANKLE FOOT ORTHOSIS KAFO ADULT WITH SWISS LOCK KNEE JOINT STAINLESS STEEL BAR THERMOLYN POLYPROPYLENE THICKNESS 4MM - 6MM WITH VELCRO STRAPS FULL PADDING PERFORATED MATERIAL MULTIPLE COLOR OR PATTERN (SERVICES). | SUPPLEMENTARY PROSTHET,ORTHOSIS SUPPLIES
10536 | 4224200194900 | CUSTOM MADE KNEE ANKLE FOOT ORTHOSIS KAFO METAL WITH INNER LEATHER SHOE/SANDAL ADULT WITH SWISS LOCK KNEE JOINT STAINLESS STEEL BAR STIRRUP ANKLE JOINT WITH LEATHER STRAPS WITH BUCKLES FULL PADDING LEATHER MATERIAL MULTIPLE COLOR OR PATTERN (SERVICES). | SUPPLEMENTARY PROSTHET,ORTHOSIS SUPPLIES
10537 | 4224200195000 | MULTIAXIAL FOOT WITH DIVIDED HEEL 3-D SPACER SMOOTH TRANSITION FROM STANCE PHASE TO SWING PHASE PHYSIOLOGICAL ROLLOVER AND S-SPRING MULTI-AXIAL MOBILITY TO COMPENSATE FOR UNEVEN SURFACES AND COMFORTABLE WALKING UPHILL AND ON INCLINES ELASTIC FOAM COMPRESSION SPRING ARCH AT HEEL STRIKE OF THE BACK SPRING ARCH AT ROLLOVER SIZE: 29 CM RIGHT.. | SUPPLEMENTARY PROSTHET,ORTHOSIS SUPPLIES
10538 | 4224200195100 | MULTIAXIAL FOOT WITH DIVIDED HEEL 3-D SPACER SMOOTH TRANSITION FROM STANCE PHASE TO SWING PHASE PHYSIOLOGICAL ROLLOVER AND S-SPRING MULTI-AXIAL MOBILITY TO COMPENSATE FOR UNEVEN SURFACES AND COMFORTABLE WALKING UPHILL AND ON INCLINES ELASTIC FOAM COMPRESSION SPRING ARCH AT HEEL STRIKE OF THE BACK SPRING ARCH AT ROLLOVER SIZE: 27 CM RIGHT.. | SUPPLEMENTARY PROSTHET,ORTHOSIS SUPPLIES
10539 | 4224200195200 | MULTIAXIAL FOOT SMOOTH TRANSITION FROM STANCE PHASE TO SWING PHASE PHYSIOLOGICAL ROLLOVER AND S-SPRING MULTI-AXIAL MOBILITY TO COMPENSATE FOR UNEVEN SURFACES AND COMFORTABLE WALKING UPHILL AND ON INCLINES ELASTIC FOAM COMPRESSION SPRING ARCH AT HEEL STRIKE OF THE BACK SPRING ARCH AT ROLLOVER SIZE: 26 CM RIGHT. | SUPPLEMENTARY PROSTHET,ORTHOSIS SUPPLIES
10540 | 4224200195300 | MULTIAXIAL FOOT WITH DIVIDED HEEL 3-D SPACER SMOOTH TRANSITION FROM STANCE PHASE TO SWING PHASE PHYSIOLOGICAL ROLLOVER AND S-SPRING MULTI-AXIAL MOBILITY TO COMPENSATE FOR UNEVEN SURFACES AND COMFORTABLE WALKING UPHILL AND ON INCLINES ELASTIC FOAM COMPRESSION SPRING ARCH AT HEEL STRIKE OF THE BACK SPRING ARCH AT ROLLOVER SIZE: 30 CM RIGHT.. | SUPPLEMENTARY PROSTHET,ORTHOSIS SUPPLIES
10541 | 4224200195500 | POLYCENTRIC KNEE WITH HYDRAULIC SWING PHASE CONTROL FOR KNEE DISARTICULATION MAXIMUM BODY WEIGHT 120-130 KG. | SUPPLEMENTARY PROSTHET,ORTHOSIS SUPPLIES
10542 | 4224200195900 | ANKLE FOOT ORTHOSIS (AFO), RIGID, POLYPROPYLENE, 4 MM, FULL FOOT ANATOMICAL DESIGN, PADDING IN CALF AREA, ASSISTS DORSIFLEXION IN THE FOOT, SIZE 35 - 37, RIGHT | PROSTHETICS & ORTHOSIS SUPPLIES
10543 | 4224200196000 | CUSTOM MADE, HINGED AFO, LIGHTWEIGHT, DURABLE MATERIAL ( PA12 NYLON) FOR DEFINITIVE ORTHOSIS WITH EXCELLENT SMOOTH SURFACE, THICKNESS FROM 1-6MM DEPENDING ON THE WEIGHT AND ACTIVITY LEVEL OF THE PATIENT, OPTIONAL LEVELS OF PADDING AND LINING, OPTIONAL HEEL RAISE AND/OR REMOVABLE HEEL POST, MULTIPLE HEEL STRAP OPTIONS (STANDARD, ANTI VARUS, ANTI VALGUS), (SERVICES) | PROSTHETICS & ORTHOSIS SUPPLIES
10544 | 4224200196100 | CUSTOM MADE, SOLID AFO, LIGHTWEIGHT, DURABLE MATERIAL ( PA12 NYLON) FOR DEFINITIVE ORTHOSIS WITH EXCELLENT SMOOTH SURFACE, THICKNESS FROM 1-6MM DEPENDING ON THE WEIGHT AND ACTIVITY LEVEL OF THE PATIENT, OPTIONAL LEVELS OF PADDING AND LINING, OPTIONAL HEEL RAISE AND/OR REMOVABLE HEEL POST, MULTIPLE HEEL STRAP OPTIONS (STANDARD, ANTI VARUS, ANTI VALGUS), (SERVICES) | PROSTHETICS & ORTHOSIS SUPPLIES
10545 | 4224200196200 | CUSTOM MADE, SMO, LIGHTWEIGHT, DURABLE MATERIAL ( PA12 NYLON) FOR DEFINITIVE ORTHOSIS WITH EXCELLENT SMOOTH SURFACE, THICKNESS FROM 1-6MM DEPENDING ON THE WEIGHT AND ACTIVITY LEVEL OF THE PATIENT, OPTIONAL LEVELS OF PADDING AND LINING, OPTIONAL HEEL RAISE AND/OR REMOVABLE HEEL POST, MULTIPLE HEEL STRAP OPTIONS (STANDARD, ANTI VARUS, ANTI VALGUS), (SERVICES) | PROSTHETICS & ORTHOSIS SUPPLIES
10546 | 4224200213800 | PROSTHETIC ELBOW JOINT, AUTOMATIC, MORE THAN 7 LOCKING POSITIONS, ELBOW SIZE 64 MM APPROXIMATELY, ASSORTED COLOR | PROSTHETICS & ORTHOSIS SUPPLIES
10547 | 4224200214000 | PROSTHETIC ELBOW JOINT, AUTOMATIC, MORE THAN 7 LOCKING POSITIONS, ELBOW SIZE 70 MM APPROXIMATELY, ASSORTED COLOR | PROSTHETICS & ORTHOSIS SUPPLIES
10548 | 4224200214200 | PROSTHETIC ELBOW JOINT, AUTOMATIC LOCKING, MORE THAN 7 LOCKING POSITIONS, ELBOW SIZE 58 MM APPROXIMATELY, ASSORTED COLOR | PROSTHETICS & ORTHOSIS SUPPLIES
10549 | 4224200214400 | ELBOW JOINT, AUTOMATIC LOCK, EXTERNAL, STAINLESS STEEL, LEFT MEDIAL | PROSTHETICS & ORTHOSIS SUPPLIES
10550 | 4224200214500 | ELBOW JOINT, AUTOMATIC LOCK, EXTERNAL, STAINLESS STEEL, LEFT/RIGHT LATERAL | PROSTHETICS & ORTHOSIS SUPPLIES
10551 | 4224200214600 | ELBOW JOINT, AUTOMATIC LOCK, EXTERNAL, STAINLESS STEEL, RIGHT MEDIAL | PROSTHETICS & ORTHOSIS SUPPLIES
10552 | 4224200214700 | CUSTOM MADE, COSMETIC PROSTHESIS, HIGH DEFINITION SILICONE, TRANSHUMERAL, ADULT, STRETCHABLE SILICONE, WITH MULTI-COLORED SKIN TONE AND ATTENTION TO DETAIL INCLUDING HAIRS, MOLES, AND FRECKLES, SILICONE NAILS WHICH CAN BE PAINTED WITH NAIL VARNISH BY USER, TO INCLUDE SILICONE SOCKET, COMPONENTS AND TEST PIECE REQUIRED, (SERVICES) | PROSTHETICS & ORTHOSIS SUPPLIES
10553 | 4224200214800 | CUSTOM MADE, COSMETIC PROSTHESIS, HIGH DEFINITION SILICONE, TRANSRADIAL, ADULT, STRETCHABLE SILICONE, WITH MULTI-COLORED SKIN TONE AND ATTENTION TO DETAIL INCLUDING HAIRS, MOLES, AND FRECKLES, SILICONE NAILS WHICH CAN BE PAINTED WITH NAIL VARNISH BY USER, TO INCLUDE SILICONE SOCKET, COMPONENTS AND TEST PIECE REQUIRED, (SERVICES) | PROSTHETICS & ORTHOSIS SUPPLIES
10554 | 4224200214900 | CUSTOM MADE, COSMETIC PROSTHESIS, HIGH DEFINITION SILICONE, FINGER, ADULT, ONE DIGITS, STRETCHABLE SILICONE, WITH MULTI-COLORED SKIN TONE AND ATTENTION TO DETAIL INCLUDING HAIRS, MOLES, AND FRECKLES, SILICONE NAILS WHICH CAN BE PAINTED WITH NAIL VARNISH BY USER, TO INCLUDE SILICONE SOCKET, COMPONENTS AND TEST PIECE REQUIRED, (SERVICES) | PROSTHETICS & ORTHOSIS SUPPLIES
10555 | 4224200215000 | CUSTOM MADE, COSMETIC PROSTHESIS, HIGH DEFINITION SILICONE, FINGER, ADULT, TWO DIGITS, STRETCHABLE SILICONE, WITH MULTI-COLORED SKIN TONE AND ATTENTION TO DETAIL INCLUDING HAIRS, MOLES, AND FRECKLES, SILICONE NAILS WHICH CAN BE PAINTED WITH NAIL VARNISH BY USER, TO INCLUDE SILICONE SOCKET, COMPONENTS AND TEST PIECE REQUIRED, (SERVICES) | PROSTHETICS & ORTHOSIS SUPPLIES
10556 | 4224200215100 | CUSTOM MADE, COSMETIC PROSTHESIS, HIGH DEFINITION SILICONE, FINGER, ADULT, MORE THAN 3 DIGITS, STRETCHABLE SILICONE, WITH MULTI-COLORED SKIN TONE AND ATTENTION TO DETAIL INCLUDING HAIRS, MOLES, AND FRECKLES, SILICONE NAILS WHICH CAN BE PAINTED WITH NAIL VARNISH BY USER, TO INCLUDE SILICONE SOCKET, COMPONENTS AND TEST PIECE REQUIRED, (SERVICES) | PROSTHETICS & ORTHOSIS SUPPLIES
10557 | 4224200215300 | PROSTHETIC MYOELECTRIC WRIST UNIT TO POSITION THE HAND IN ANY DIRECTION WRIST CONNECTION, 40 MM APPROXIMATELY | PROSTHETICS & ORTHOSIS SUPPLIES
10558 | 4224200215500 | CUSTOM MADE, TRANSHUMERAL, MICROPROCESSOR-CONTROLLED ELBOW JOINT WITH ADJUSTABLE FRICTION, WITH CONTINUOUS GEARING, HIGH LIFTING AND HOLDING FORCE, LOW NOISE LEVEL, NATURAL FREE SWING BEHAVIOUR , LIFTING LOAD CAPACITY OF MORE THAN 6 KG , WITH INTEGRATED LITHIUM ION BATTERY, FOREARM LAMINATION RING 45 MM APPROXIMATELY, ELECTRIC ROTATOR, AND SYSTEM ELECTRIC HAND WITH QUICK-DISCONNECT WRIST UNIT, PROPORTIONAL SPEED 15 – 300 MM/SEC, OPENING WIDTH 100 MM APPROXIMATELY, COSMETIC GLOVE, WITH COMPLETE ACCESSORIES INCLUDING PROGRAM AND TRAINING, PROSTHESIS, (SERVICES) | PROSTHETICS & ORTHOSIS SUPPLIES
10559 | 4224200215600 | TRANSHUMERAL, MICROPROCESSOR-CONTROLLED ELBOW JOINT WITH ADJUSTABLE FRICTION, WITH CONTINUOUS GEARING, HIGH LIFTING AND HOLDING FORCE, LOW NOISE LEVEL, NATURAL FREE SWING BEHAVIOUR , LIFTING LOAD CAPACITY OF MORE THAN 6 KG , WITH INTEGRATED LITHIUM ION BATTERY, FOREARM LAMINATION RING 45 MM APPROXIMATELY, ELECTRIC ROTATOR, AND SYSTEM ELECTRIC HAND WITH QUICK-DISCONNECT WRIST UNIT, PROPORTIONAL SPEED 15 – 300 MM/SEC, OPENING WIDTH 100 MM APPROXIMATELY, COSMETIC GLOVE, WITH COMPLETE ACCESSORIES INCLUDING PROGRAM AND TRAINING, PROSTHESIS, (CUSTOM MANUFACTURING) | PROSTHETICS & ORTHOSIS SUPPLIES
10560 | 4224200215700 | CUSTOM MADE, TRANSHUMERAL, MICROPROCESSOR-CONTROLLED ELBOW JOINT , WITH CONTINUOUS GEARING, NATURAL FREE SWING BEHAVIOUR , LIFTING LOAD CAPACITY OF MORE THAN 6 KG, WITH HIGH CAPACITY LITHIUM BATTERY, FOREARM LAMINATION RING, ELECTRIC ROTATOR, AND MYO ELECTRIC HAND WITH QUICK-DISCONNECT WRIST UNIT. PROPORTIONAL HAND SPEED, OPENING WIDTH 100 MM, COSMETIC GLOVE, WITH COMPLETE ACCESSORIES INCLUDING PROGRAM AND TRAINING, PROSTHESIS, (SERVICES) | PROSTHETICS & ORTHOSIS SUPPLIES
10561 | 4224200215800 | ELBOW JOINT COMPATIBLE WITH PASSIVE CABLE-CONTROLLED AND MYOELECTRIC ARM PROSTHESIS SYSTEM FOR CHILDREN WRIST CONNECTION DIAMETER 34 MM APPROXIMATELY | PROSTHETICS & ORTHOSIS SUPPLIES
10562 | 4224200215900 | ELBOW COMPONENT WITH CABLE LOCK, AND AUTOMATIC FOR ARM BALANCE SUITABLE FOR ALL AMPUTATION LEVELS, SIZE 6 3/4 - 7 1/4 APPROXIMATELY | PROSTHETICS & ORTHOSIS SUPPLIES
10563 | 4224200216000 | ELBOW COMPONENT WITH CABLE LOCK, AND AUTOMATIC FOR ARM BALANCE SUITABLE FOR ALL AMPUTATION LEVELS, SIZE 7 3/4 - 8 APPROXIMATELY | PROSTHETICS & ORTHOSIS SUPPLIES
10564 | 4224200216500 | PROSTHETIC MODULAR ARM COMPONENTS KIT, FOR ABOVE ELBOW WITH PASSIVE ELBOW LOCK UPPER ARM AND FOREARM ROTATION, SEPARATE FRICTION, WITH PRE-SHAPED FOAM BLOCK, BEIGE, FOREARM CIRCUMFERENCE 300 MM APPROXIMATELY WITH PROXIMALLY ATTACHED CONNECTION FLANGE AND 1 METER APPROXIMATELY COSMETIC STOCKINETTE BEIGE, LEFT | PROSTHETICS & ORTHOSIS SUPPLIES
10565 | 4224200216700 | PROSTHETIC MODULAR ARM COMPONENTS KIT, FOR ABOVE ELBOW WITH PASSIVE ELBOW LOCK UPPER ARM AND FOREARM ROTATION, SEPARATE FRICTION, WITH PRE-SHAPED FOAM BLOCK, BEIGE, FOREARM CIRCUMFERENCE 300 MM APPROXIMATELY WITH PROXIMALLY ATTACHED CONNECTION FLANGE AND 1 METER APPROXIMATELY COSMETIC STOCKINETTE BEIGE, RIGHT | PROSTHETICS & ORTHOSIS SUPPLIES
10566 | 4224200216900 | PROSTHETIC MODULAR ARM COMPONENTS KIT, FOR SHOULDER DISARTICULATION WITH PASSIVE ELBOW LOCK AND ADAPTER FOR CONNECTION TO A SHOULDER JOINT WITH SHOULDER JOINT, TWO AXES WITH SEPARATE FRICTION, WITH TWO UPPER ARM PARTS, LENGTH 220 MM, APPROXIMATELY AND LAMINATION RING DIAMETER 43 MM, WITH PRE-SHAPED FOAM BLOCK TWO PIECES, BEIGE, FOREARM CIRCUMFERENCE 300 MM AND TWO METERS BEIGE COSMETIC STOCKINETTE, LEFT. | PROSTHETICS & ORTHOSIS SUPPLIES
10567 | 4224200217000 | PROSTHETIC MODULAR ARM COMPONENTS KIT, FOR SHOULDER DISARTICULATION WITH PASSIVE ELBOW LOCK AND ADAPTER FOR CONNECTION TO A SHOULDER JOINT WITH SHOULDER JOINT, TWO AXES WITH SEPARATE FRICTION, WITH TWO UPPER ARM PARTS, LENGTH 220 MM, APPROXIMATELY AND LAMINATION RING DIAMETER 43 MM, WITH PRE-SHAPED FOAM BLOCK TWO PIECES, BEIGE, FOREARM CIRCUMFERENCE 300 MM AND TWO METERS BEIGE COSMETIC STOCKINETTE, RIGHT. | PROSTHETICS & ORTHOSIS SUPPLIES
10568 | 4224200217100 | PROSTHETIC MODULAR SHOULDER UNIT, 2 INDEPENDENT FRICTION CONTROLS FOR FLEXION/EXTENSION AND ABDUCTION/ADDUCTION | PROSTHETICS & ORTHOSIS SUPPLIES
10569 | 4224200217300 | MYO ELECTRICALLY CONTROLLED, HAND, FOR CHILDREN, FROM AGE 5 - 10 YEARS OLD, LEFT | PROSTHETICS & ORTHOSIS SUPPLIES
10570 | 4224200217400 | MYO ELECTRICALLY CONTROLLED, HAND, FOR CHILDREN, FROM AGE 1.5 - 3 YEARS OLD, RIGHT | PROSTHETICS & ORTHOSIS SUPPLIES
10571 | 4224200217500 | MYO ELECTRICALLY CONTROLLED, HAND, FOR CHILDREN, FROM AGE 5 - 10 YEARS OLD, RIGHT | PROSTHETICS & ORTHOSIS SUPPLIES
10572 | 4224200217600 | PROSTHESIS, BELOW ELBOW, ELECTRIC HAND COMPLETE WORKING SYSTEM FOR ALL AMPUTATION LEVELS AND BATTERY CHARGER (110 - 220 V, 50/60 HZ), SIZE: 71/4, LEFT | PROSTHETICS & ORTHOSIS SUPPLIES
10573 | 4224200217700 | PROSTHESIS, BELOW ELBOW, ELECTRIC HAND COMPLETE WORKING SYSTEM FOR ALL AMPUTATION LEVELS AND BATTERY CHARGER (110 - 220 V, 50/60 HZ), SIZE: 73/4, LEFT | PROSTHETICS & ORTHOSIS SUPPLIES
10574 | 4224200217800 | PROSTHESIS, BELOW ELBOW, ELECTRIC HAND COMPLETE WORKING SYSTEM FOR ALL AMPUTATION LEVELS AND BATTERY CHARGER (110 - 220 V, 50/60 HZ), SIZE: 71/4, RIGHT | PROSTHETICS & ORTHOSIS SUPPLIES
10575 | 4224200217900 | PROSTHESIS, BELOW ELBOW, ELECTRIC HAND COMPLETE WORKING SYSTEM FOR ALL AMPUTATION LEVELS AND BATTERY CHARGER (110 - 220 V, 50/60 HZ), SIZE: 73/4, RIGHT | PROSTHETICS & ORTHOSIS SUPPLIES
10576 | 4224200218000 | PROSTHETIC HAND, KIT, MULTI ARTICULATING MYOELECTRIC HAND, MULTI AXIS WRIST, PASSIVE WRIST MOVEMENT AND ABILITY TO LOCK IN 30 DEGREE FLEXION AND EXTENSION OR A NEUTRAL POSITION, LATERAL DEVIATION AVAILABLE WHILE WRIST IS LOCKED IN FLEXION ANGLE, INDIVIDUAL FINGER MOVEMENT, 14 OR MORE GRIP OPTIONS, INCLUDING MOUSE AND SMART THUMB AND TRIGGER GRIPS, INDIVIDUAL DRIVES IN THE FINGERS WITH PADDED FINGERTIPS AND A WIDE THUMB, ADJUSTMENT SOFTWARE VIA BLUETOOTH, COMPATIBLE WITH ELBOW JOINT, INCLUDE ELECTRODE CABLE, BATTERY, BATTERY CHARGER, AND ANY OTHER PARTS FOR INSTALLING THIS ITEM, HAND CARRY LOAD (STATIC) 40 KG APPROX, 3 YEARS WARRANTY, ASSORTED SIZE, SIDE AND COLOR | PROSTHETICS & ORTHOSIS SUPPLIES
10577 | 4224200218100 | CUSTOM MADE, TRANSRADIAL, MICROPROCESSOR CONTROLLED MULTI ARTICULATING HAND, MULTI AXIS WRIST, PASSIVE WRIST MOVEMENT AND ABILITY TO LOCK IN 30 DEGREE FLEXION AND EXTENSION OR A NEUTRAL POSITION, LATERAL DEVIATION WHILE WRIST IS LOCKED IN FLEXION, COMPLIANT GRIP WITH PROPORTIONAL CONTROL, MOTORIZED ROTATABLE THUMB, DIFFERENT GRIP POSITIONS. APP CONTROL, ANTI DROP SAFETY FEATURE, ABLE TO WITHSTAND HEAVIER LOADS, PROSTHESIS, (SERVICES) | PROSTHETICS & ORTHOSIS SUPPLIES
10578 | 4224200218200 | PROSTHETIC HAND, KIT, MULTI ARTICULATING MYOELECTRIC HAND WITH FLEXION WRIST (3 STAGE JOINT), OFFERS 30 DEGREE OR MORE IN EITHER DIRECTION AND CAN BE LOCKED IN EACH 3 POSITIONS, INDIVIDUAL FINGER MOVEMENT, 14 OR MORE GRIP OPTIONS, INCLUDING THE MOUSE AND SMART THUMB AND TRIGGER GRIPS, ADJUSTMENT SOFTWARE VIA BLUETOOTH, COMPATIBLE WITH ELBOW JOINT, INCLUDE ELECTRODE CABLE, BATTERY, BATTERY CHARGER, AND ANY OTHER PARTS FOR INSTALLING THIS ITEM, HAND CARRY LOAD (STATIC) 40 KG APPROX. THREE YEARS WARRANTY THREE YEARS WARRANTY, ASSORTED SIZE, SIDE AND COLOR | PROSTHETICS & ORTHOSIS SUPPLIES
10579 | 4224200218300 | CUSTOM MADE, TRANSRADIAL, MULTI ARTICULATING MYOELECTRIC HAND WITH FLEXION WRIST (3 STAGE JOINT),WATERPROOF, OFFERS 30 DEGREE OR MORE IN EITHER DIRECTION AND CAN BE LOCKED IN EACH 3 POSITIONS, INDIVIDUAL FINGER MOVEMENT, MOTORIZED THUMB ROTATION, 14 OR MORE GRIP OPTIONS, PADDED FINGERTIPS , ADJUSTMENT SOFTWARE VIA BLUETOOTH, COMPATIBLE WITH ELBOW JOINT, INCLUDE ELECTRODE CABLE, BATTERY, BATTERY CHARGER, AND ANY OTHER PARTS FOR INSTALLING THIS ITEM, HAND CARRY LOAD (STATIC) 40 KG APPROX, PROSTHESIS, (SERVICES) | PROSTHETICS & ORTHOSIS SUPPLIES
10580 | 4224200218400 | PROSTHETIC HAND, KIT, MULTI ARTICULATING MYOELECTRIC HAND WITH ELECTRIC QUICK DISCONNECT WRIST, INDIVIDUAL FINGER MOVEMENT, 14 OR MORE GRIP OPTIONS, INCLUDING THE MOUSE AND SMART THUMB AND TRIGGER GRIPS, ADJUSTMENT SOFTWARE VIA BLUETOOTH, COMPATIBLE WITH ELBOW JOINT, INCLUDE ELECTRODE CABLE, BATTERY, BATTERY CHARGER, AND ANY OTHER PARTS FOR INSTALLING THIS ITEM, HAND CARRY LOAD (STATIC) 40 KG APPROX. THREE YEARS WARRANTY, ASSORTED SIZE, SIDE AND COLOR | PROSTHETICS & ORTHOSIS SUPPLIES
10581 | 4224200218500 | CUSTOM MADE, PROSTHETIC HAND, WATERPROOF, MULTI ARTICULATING MYOELECTRIC HAND WITH ELECTRIC QUICK DISCONNECT WRIST, INDIVIDUAL FINGER MOVEMENT, MOTORIZED THUMB ROTATION, 14 OR MORE GRIP OPTIONS, INCLUDING THE MOUSE AND SMART THUMB AND TRIGGER GRIPS, THE MICROPROCESSORS CONSTANTLY MONITOR THE POSITION OF THE DIGITS TO ENSURE THAT GRIP SEQUENCES ARE ACCURATE EVERY TIME, INDIVIDUAL DRIVES IN THE FINGERS WITH PADDED FINGERTIPS AND A WIDE THUMB, ADJUSTMENT SOFTWARE VIA BLUETOOTH, COMPATIBLE WITH ELBOW JOINT, INCLUDE ELECTRODE CABLE, BATTERY, BATTERY CHARGER, AND ANY OTHER PARTS FOR INSTALLING THIS ITEM, HAND CARRY LOAD (STATIC) 40 KG APPROX,INCLODING TRANSRADIAL SOCKET FABRICATION, (SERVICES) | PROSTHETICS & ORTHOSIS SUPPLIES
10582 | 4224200218600 | PROSTHETIC HAND, KIT, MYOELECTRIC HAND WITH SHORT WRIST, MULTI ARTICULATING, ROTATES 360 DEGREE, FOR LONG RESIDUAL LIMB, INDIVIDUAL FINGER MOVEMENT, 14 OR MORE GRIP OPTIONS, INCLUDES MOUSE AND SMART THUMB AND TRIGGER GRIPS, INDIVIDUAL DRIVES IN THE FINGERS WITH PADDED FINGERTIPS AND A WIDE THUMB, ADJUSTMENT SOFTWARE VIA BLUETOOTH, COMPATIBLE WITH ELBOW JOINT, INCLUDE ELECTRODE CABLE, BATTERY, BATTERY CHARGER, AND ANY OTHER PARTS FOR INSTALLING THIS ITEM, HAND CARRY LOAD (STATIC) 40 KG APPROX, 3 YEARS WARRANTY, ASSORTED SIZE, SIDE AND COLOR | PROSTHETICS & ORTHOSIS SUPPLIES
10583 | 4224200218700 | CUSTOM MADE, TRANSRADIAL, MICROPROCESSOR CONTROLLED MULTI ARTICULATING HAND, WITH SHORT WRIST, MULTI ARTICULATING, ROTATES 360 DEGREE, LONG RESIDUAL LIMB, COMPLIANT GRIP WITH PROPORTIONAL CONTROL, MOTORIZED ROTATABLE THUMB ,DIFFERENT GRIP POSITIONS. APP CONTROL, ANTI DROP SAFETY FEATURE, ABLE TO WITHSTAND HEAVIER LOADS, PROSTHESIS, (SERVICES) | PROSTHETICS & ORTHOSIS SUPPLIES
10584 | 4224200218900 | PROSTHESIS, BELOW ELBOW, ELECTRIC HAND, COMPLETE WORKING SYSTEM FOR ALL AMPUTATION LEVELS AND BATTERY CHARGER (110 - 220 V, 50/60 HZ), SIZE - 81/4, LEFT | PROSTHETICS & ORTHOSIS SUPPLIES
10585 | 4224200219000 | PROSTHESIS, BELOW ELBOW, ELECTRIC HAND, COMPLETE WORKING SYSTEM FOR ALL AMPUTATION LEVELS AND BATTERY CHARGER (110 - 220 V, 50/60 HZ), SIZE - 81/4, RIGHT | PROSTHETICS & ORTHOSIS SUPPLIES
10586 | 4224200219100 | PROSTHESIS, BELOW ELBOW, ELECTRIC HAND, COMPLETE WORKING SYSTEM, FOR WRIST DISARTICULATION, AMPUTATION, AND BATTERY CHARGER (110 - 220 V, 50/60 HZ), SIZE: 63/4 INCHES, LEFT | PROSTHETICS & ORTHOSIS SUPPLIES
10587 | 4224200219200 | PROSTHESIS, BELOW ELBOW, ELECTRIC HAND, COMPLETE WORKING SYSTEM, FOR WRIST DISARTICULATION, AMPUTATION, AND BATTERY CHARGER (110 - 220 V, 50/60 HZ), SIZE: 71/4 INCHES, LEFT | PROSTHETICS & ORTHOSIS SUPPLIES
10588 | 4224200219300 | PROSTHESIS, BELOW ELBOW, ELECTRIC HAND, COMPLETE WORKING SYSTEM, FOR WRIST DISARTICULATION, AMPUTATION, AND BATTERY CHARGER (110 - 220 V, 50/60 HZ), SIZE: 71/4 INCHES, RIGHT | PROSTHETICS & ORTHOSIS SUPPLIES
10589 | 4224200219400 | PROSTHESIS, BELOW ELBOW, ELECTRIC HAND, COMPLETE WORKING SYSTEM, FOR WRIST DISARTICULATION, AMPUTATION, AND BATTERY CHARGER (110 - 220 V, 50/60 HZ), SIZE: 73/4 INCHES, LEFT | PROSTHETICS & ORTHOSIS SUPPLIES
10590 | 4224200219700 | PROSTHESIS, BELOW ELBOW, ELECTRIC HAND, COMPLETE WORKING SYSTEM FOR WRIST DISARTICULATION, AMPUTATION, AND BATTERY CHARGER (110 - 220 V, 50/60 HZ), SIZE - 73/4, RIGHT | PROSTHETICS & ORTHOSIS SUPPLIES
10591 | 4224200219900 | PROSTHESIS, BELOW ELBOW, ELECTRIC HAND, COMPLETE WORKING SYSTEM FOR WRIST DISARTICULATION, AMPUTATION, AND BATTERY CHARGER (110 - 220 V, 50/60 HZ), SIZE - 63/4, RIGHT | PROSTHETICS & ORTHOSIS SUPPLIES
10592 | 4224200220000 | ELBOW EXTENSION ORTHOSIS DESIGNED FOR USE WITH INDIVIDUALS WITH ELBOW FLEXION CONTRACTURES PROVIDES ACTIVE SERIAL ADULT UNIVERSAL SIZE. | SUPPLEMENTARY PROSTHET,ORTHOSIS SUPPLIES
10593 | 4224200220100 | ELBOW EXTENSION ORTHOSIS DESIGNED FOR USE WITH INDIVIDUALS WITH ELBOW FLEXION CONTRACTURES PROVIDES ACTIVE SERIAL ADULT SMALL SIZE. | SUPPLEMENTARY PROSTHET,ORTHOSIS SUPPLIES
10594 | 4224200220400 | CUSTOM MADE, TRANSRADIAL, WRIST DISARTICULATION, WATERPROOF, MICROPROCESSOR CONTROLLED MULTI ARTICULATING, GRIP COMPLIANT WITH PROPO RTIONAL CONTROL, INDIVIDUALLY MOTORIZED DIGITS WITH, MOTORIZED ROTATABLE THUMB. APP CONTROL, 18 DIFFERENT AUTOMATED GRIP, BUILT IN WRIST FLEXION, CUSTOMIZABLE GRIPS, ANTI DROP SAFETY FEATURE, ABLE TO WITHSTAND HEAVIER LOADS, PROSTHESIS, (SERVICES) | PROSTHETICS & ORTHOSIS SUPPLIES
10595 | 4224200220500 | PROSTHETIC HAND PASSIVE (NON FUNCTIONAL), COSMETIC, FOAM, SIZE 5, LEFT | PROSTHETICS & ORTHOSIS SUPPLIES
10596 | 4224200220600 | PROSTHETIC HAND PASSIVE (NON FUNCTIONAL), COSMETIC, FOAM, SIZE 5, RIGHT | PROSTHETICS & ORTHOSIS SUPPLIES
10597 | 4224200220700 | PROSTHETIC HAND PASSIVE (NON FUNCTIONAL), COSMETIC, FOAM, SIZE 5 1/2 INCHES LEFT | PROSTHETICS & ORTHOSIS SUPPLIES
10598 | 4224200220800 | PROSTHETIC HAND PASSIVE (NON FUNCTIONAL), COSMETIC, FOAM, SIZE 5 1/2 INCHES RIGHT | PROSTHETICS & ORTHOSIS SUPPLIES
10599 | 4224200221200 | PROSTHETIC HAND PASSIVE (NON FUNCTIONAL), COSMETIC, FOAM, SIZE 6, RIGHT | PROSTHETICS & ORTHOSIS SUPPLIES
10600 | 4224200221300 | PROSTHETIC HAND PASSIVE (NON FUNCTIONAL), COSMETIC, FOAM, SIZE 6 1/8 INCHES LEFT | PROSTHETICS & ORTHOSIS SUPPLIES
10601 | 4224200221500 | PROSTHETIC HAND PASSIVE (NON FUNCTIONAL), COSMETIC, FOAM, SIZE 6 1/4 INCHES LEFT | PROSTHETICS & ORTHOSIS SUPPLIES
10602 | 4224200221600 | PROSTHETIC HAND PASSIVE (NON FUNCTIONAL), COSMETIC, FOAM, SIZE 6 1/4 INCHES RIGHT | PROSTHETICS & ORTHOSIS SUPPLIES
10603 | 4224200221700 | PROSTHETIC HAND PASSIVE (NON FUNCTIONAL), COSMETIC, FOAM, SIZE 6 1/2 INCHES LEFT | PROSTHETICS & ORTHOSIS SUPPLIES
10604 | 4224200221900 | PROSTHETIC HAND PASSIVE (NON FUNCTIONAL), COSMETIC, FOAM, SIZE 6 3/4 INCHES LEFT | PROSTHETICS & ORTHOSIS SUPPLIES
10605 | 4224200222000 | PROSTHETIC HAND PASSIVE (NON FUNCTIONAL), COSMETIC, FOAM, SIZE 6 3/4 INCHES RIGHT | PROSTHETICS & ORTHOSIS SUPPLIES
10606 | 4224200222100 | PROSTHETIC HAND PASSIVE (NON FUNCTIONAL), COSMETIC, FOAM, SIZE 6 3/4 INCHES, LEFT, WITH EXTENDED WIRE | PROSTHETICS & ORTHOSIS SUPPLIES
10607 | 4224200222200 | PROSTHETIC HAND PASSIVE (NON FUNCTIONAL), COSMETIC, FOAM, SIZE 6 3/4 INCHES, RIGHT, WITH EXTENDED WIRE | PROSTHETICS & ORTHOSIS SUPPLIES
10608 | 4224200222400 | PROSTHETIC HAND PASSIVE (NON FUNCTIONAL), COSMETIC, FOAM, SIZE 6 7/8 INCHES RIGHT | PROSTHETICS & ORTHOSIS SUPPLIES
10609 | 4224200222700 | PROSTHETIC HAND PASSIVE (NON FUNCTIONAL), COSMETIC, FOAM, SIZE 7 1/4 INCHES LEFT | PROSTHETICS & ORTHOSIS SUPPLIES
10610 | 4224200222800 | PROSTHETIC HAND PASSIVE (NON FUNCTIONAL), COSMETIC, FOAM, SIZE 7 1/4 INCHES RIGHT | PROSTHETICS & ORTHOSIS SUPPLIES
10611 | 4224200222900 | PROSTHETIC HAND PASSIVE (NON FUNCTIONAL), COSMETIC, FOAM, SIZE 7 1/4 INCHES, LEFT, WITH EXTENDED WIRE | PROSTHETICS & ORTHOSIS SUPPLIES
10612 | 4224200223000 | PROSTHETIC HAND PASSIVE (NON FUNCTIONAL), COSMETIC, FOAM, SIZE 7 1/4 INCHES, RIGHT, WITH EXTENDED WIRE | PROSTHETICS & ORTHOSIS SUPPLIES
10613 | 4224200223200 | PROSTHETIC HAND PASSIVE (NON FUNCTIONAL), COSMETIC, FOAM, SIZE 7 3/8 INCHES RIGHT | PROSTHETICS & ORTHOSIS SUPPLIES
10614 | 4224200223300 | PROSTHETIC HAND PASSIVE (NON FUNCTIONAL), COSMETIC, FOAM, SIZE 7 1/2 INCHES LEFT | PROSTHETICS & ORTHOSIS SUPPLIES
10615 | 4224200223400 | PROSTHETIC HAND PASSIVE (NON FUNCTIONAL), COSMETIC, FOAM, SIZE 7 1/2 INCHES RIGHT | PROSTHETICS & ORTHOSIS SUPPLIES
10616 | 4224200223500 | PROSTHETIC HAND PASSIVE (NON FUNCTIONAL), COSMETIC, FOAM, SIZE 7 7/8 INCHES LEFT | PROSTHETICS & ORTHOSIS SUPPLIES
10617 | 4224200223600 | PROSTHETIC HAND PASSIVE (NON FUNCTIONAL), COSMETIC, FOAM, SIZE 7 7/8 INCHES RIGHT | PROSTHETICS & ORTHOSIS SUPPLIES
10618 | 4224200223700 | PROSTHETIC HAND PASSIVE (NON FUNCTIONAL), COSMETIC, FOAM, SIZE 8, LEFT, WITH EXTENDED WIRE | PROSTHETICS & ORTHOSIS SUPPLIES
10619 | 4224200223900 | PROSTHETIC HAND PASSIVE (NON FUNCTIONAL), COSMETIC, FOAM, SIZE 8, LEFT | PROSTHETICS & ORTHOSIS SUPPLIES
10620 | 4224200224100 | PROSTHETIC HAND PASSIVE (NON FUNCTIONAL), COSMETIC, FOAM, SIZE 8 1/4 INCHES LEFT | PROSTHETICS & ORTHOSIS SUPPLIES
10621 | 4224200224200 | PROSTHETIC HAND PASSIVE (NON FUNCTIONAL), COSMETIC, FOAM, SIZE 8 1/4 INCHES RIGHT | PROSTHETICS & ORTHOSIS SUPPLIES
10622 | 4224200224300 | PROSTHETIC HAND PASSIVE (NON FUNCTIONAL), COSMETIC, FOAM, SIZE 8 1/4 INCHES, LEFT, WITH EXTENDED WIRE | PROSTHETICS & ORTHOSIS SUPPLIES
10623 | 4224200224400 | PROSTHETIC HAND PASSIVE (NON FUNCTIONAL), COSMETIC, FOAM, SIZE 8 1/4 INCHES, RIGHT, WITH EXTENDED WIRE | PROSTHETICS & ORTHOSIS SUPPLIES
10624 | 4224200224500 | PROSTHETIC HAND PASSIVE (NON FUNCTIONAL), COSMETIC, FOAM, SIZE 8 5/8 INCHES LEFT | PROSTHETICS & ORTHOSIS SUPPLIES
10625 | 4224200224600 | PROSTHETIC HAND PASSIVE (NON FUNCTIONAL), COSMETIC, FOAM, SIZE 8 5/8 INCHES RIGHT | PROSTHETICS & ORTHOSIS SUPPLIES
10626 | 4224200261800 | CUSTOM MADE, COSMETIC PROSTHESIS, HIGH DEFINITION SILICONE, TRANSHUMERAL, PEDIATRIC, STRETCHABLE SILICONE, WITH MULTI-COLORED SKIN T ONE AND ATTENTION TO DETAIL INCLUDING HAIRS, MOLES, AND FRECKLES, SILICONE NAILS WHICH CAN BE PAINTED WITH NAIL VARNISH BY USER, TO INCLUDE SILICONE SOCKET, COMPONENTS AND TEST PIECE REQUIRED, (SERVICES) | PROSTHETICS & ORTHOSIS SUPPLIES
10627 | 4224200262900 | PATTERN RECOGNITION TRANSRADIAL PROSTHETIC KIT, PATTERN RECOGNITION TO TRANSLATE USER MUSCLE PATTERNS INTO PRECISE PROSTHETIC MOVEMENTS, PROVIDES INTUITIVE AND INDIVIDUALIZED CONTROL, ENHANCED SPEED, PROPORTIONAL RESPONSE, AND REAL-TIME APP FEEDBACK. COMPATIBLE WITH MICROPROCESSOR-CONTROLLED, MULTI-ARTICULATING HANDS | PROSTHETICS & ORTHOSIS SUPPLIES
10628 | 4224200300000 | ADAPTER, DOUBLE, TITANIUM, ABOVE AND BELOW WITH FOUR EACH ADJUSTMENT SCREWS FOR CONNECTION BETWEEN TWO PYRAMID ADAPTERS, HEIGHT: 69 MM APPROXIMATELY, FOR BODY WEIGHT UP TO 150 KG | PROSTHETICS & ORTHOSIS SUPPLIES
10629 | 4224200300100 | ADAPTER, TUBE CLAMP, TITANIUM WITH 4 ADJUSTMENT SET SCREWS INNER DIAMETER 30 MM APPROXIMATELY SYSTEM HEIGHT: 33 MM APPROXIMATELY FOR BODY WEIGHT UP TO 100 KG | PROSTHETICS & ORTHOSIS SUPPLIES
10630 | 4224200300200 | FOUR HOLE MALE PYRAMID, ALUMINUM WITH STAINLESS STEEL INSERT, HEIGHT 23 MM APPROXIMATELY, WEIGHT CAPACITY IS UP TO 100 KG | PROSTHETICS & ORTHOSIS SUPPLIES
10631 | 4224200300300 | CLAMP, MALE, PYRAMID, TUBE, ALUMINUM, WITH STAINLESS STEEL, INSERT, HEIGHT 56 MM, BUILD HEIGHT 41.5 MM, WEIGHT 62 GRAMS, WEIGHT CAPACITY IS UPTO 100 KG | PROSTHETICS & ORTHOSIS SUPPLIES
10632 | 4224200300400 | CLAMP, FEMALE, PYRAMID TUBE, ALUMINUM, HEIGHT 50 MM, BUILD HEIGHT 16 MM, WEIGHT 64 GRAMS, WEIGHT CAPACITY IS UPTO 100 KG | PROSTHETICS & ORTHOSIS SUPPLIES
10633 | 4224200300500 | TUBE CLAMP, 4 - HOLE TUBE, ALUMINUM, HEIGHT 38 MM APPROXIMATELY, BUILD HEIGHT 4 MM, APPROXIMATELY, WEIGHT CAPACITY IS UP TO 100 KG | PROSTHETICS & ORTHOSIS SUPPLIES
10634 | 4224200300600 | CLAMP, FEMALE, PYRAMID, TUBE, WITH 14 MM OFFSET, ALUMINUM, HEIGHT 69 MM, BUILD HEIGHT 35 MM, WEIGHT 135 GRAMS, WEIGHT CAPACITY IS UP TO 100 KG | PROSTHETICS & ORTHOSIS SUPPLIES
10635 | 4224200400600 | ELASTIC NYLON SOCKS, WITH INNER POLYMER GEL COATING FOR TRANSTIBIAL AMPUTATION, SOCKS LENGTH 400 MM, GEL LENGTH 200 MM, DISTAL CIRCUMFERENCE 160 - 220 MM, PROXIMAL CIRCUMFERENCE 160 - 250 MM, APPROXIMATELY. | PROSTHETICS & ORTHOSIS SUPPLIES
10636 | 4224200400700 | ELASTIC NYLON SOCKS, WITH INNER POLYMER GEL COATING FOR TRANSTIBIAL AMPUTATION, SOCKS LENGTH 450 MM, GEL LENGTH 250 MM, DISTAL CIRCUMFERENCE 230 - 350 MM, PROXIMAL CIRCUMFERENCE 230 - 400 MM, APPROXIMATELY | PROSTHETICS & ORTHOSIS SUPPLIES
10637 | 4224200400800 | SOCKS, MULTIPLE PLY, WOOL, TRANSTIBIAL AMPUTATION, NATURAL LENGTH 35 CM, UPPER WIDTH 15 CM APPROXIMATELY, LOWER WIDTH 9 CM APPROXIMATELY | PROSTHETICS & ORTHOSIS SUPPLIES
10638 | 4224200400900 | SOCKS, MULTIPLE PLY, WOOL, TRANSTIBIAL AMPUTATION, NATURAL LENGTH 45 CM, UPPER WIDTH 15 CM APPROXIMATELY, LOWER WIDTH 9 CM APPROXIMATELY. | PROSTHETICS & ORTHOSIS SUPPLIES
10639 | 4224200401000 | ELASTIC NYLON SOCKS, WITH INNER POLYMER GEL COATING FOR TRANSTIBIAL AMPUTATION, SOCKS LENGTH 450 MM, GEL LENGTH 250 MM, DISTAL CIRCUMFERENCE 200 - 310 MM, PROXIMAL CIRCUMFERENCE 200 - 350 MM, APPROXIMATELY | PROSTHETICS & ORTHOSIS SUPPLIES
10640 | 4224200401100 | ELASTIC NYLON SOCKS, WITH INNER POLYMER GEL COATING FOR TRANSTIBIA AMPUTATION, SOCKS LENGTH 500 MM, GEL LENGTH 330 MM, DISTAL CIRCUMFERENCE 270 - 400 MM, PROXIMAL CIRCUMFERENCE 270 - 450 MM, APPROXIMATELY | PROSTHETICS & ORTHOSIS SUPPLIES
10641 | 4224200401200 | SOCKS, MULTIPLE PLY, WOOL, TRANSTIBIAL AMPUTATION, NATURAL LENGTH 50 CM, UPPER WIDTH 15 CM APPROXIMATELY, LOWER WIDTH 9 CM APPROXIMATELY | PROSTHETICS & ORTHOSIS SUPPLIES
10642 | 4224200401300 | SOCKS, MULTIPLE PLY, TERRY CLOTH, WHITE, THIN - WALLED FOR TRANSTIBIAL AMPUTATION, LENGTH 60 CM APPROXIMATELY | PROSTHETICS & ORTHOSIS SUPPLIES
10643 | 4224200401400 | SOCKS, MULTIPLE PLY, TERRY CLOTH, WHITE, THIN - WALLED FOR TRANSTIBIAL AMPUTATION, LENGTH 40 CM APPROXIMATELY | PROSTHETICS & ORTHOSIS SUPPLIES
10644 | 4224200401500 | SOCKS, MULTIPLE PLY, TERRY CLOTH, WHITE, THIN - WALLED FOR TRANSTIBIAL AMPUTATION, LENGTH 50 CM APPROXIMATELY | PROSTHETICS & ORTHOSIS SUPPLIES
10645 | 4224200401600 | SOCKS, MULTIPLE PLY, TERRY CLOTH, WHITE, THIN - WALLED FOR TRANSTIBIAL AMPUTATION, LENGTH 30 CM APPROXIMATELY | PROSTHETICS & ORTHOSIS SUPPLIES
10646 | 4224200401700 | SOCKS ELASTIC FABRIC WITH INNER POLYMER GEL COATING FOR TRANSTIBIAL AMPUTATION SOCKS LENGTH 300 MM GEL LENGTH 250 MM DISTAL CIRCUMFERENCE 120 - 260 MM PROXIMAL CIRCUMFERENCE 280 - 420 MM APPROXIMATELY. | SUPPLEMENTARY PROSTHET,ORTHOSIS SUPPLIES
10647 | 4224200401800 | SOCKS ELASTIC FABRIC WITH INNER POLYMER GEL COATING FOR TRANSTIBIAL AMPUTATION SOCKS LENGTH 400 MM GEL LENGTH 300 MM DISTAL CIRCUMFERENCE 120 - 260 MM PROXIMAL CIRCUMFERENCE 280 - 450 MM APPROXIMATELY. | SUPPLEMENTARY PROSTHET,ORTHOSIS SUPPLIES
10648 | 4224200401900 | SOCKS, ELASTIC, FABRIC, WITH INNER POLYMER GEL COATING FOR TRANSTIBIAL AMPUTATION, SOCKS LENGTH 650 MM, GEL LENGTH 250 MM, DISTAL CIRCUMFERENCE 150 - 220 MM, PROXIMAL CIRCUMFERENCE 220 - 320 MM, APPROXIMATELY | PROSTHETICS & ORTHOSIS SUPPLIES
10649 | 4224200402000 | RESIDUAL LIMB SOCK WITH SILICONE FOR ADDITIONAL PROTECTION OF BONY AREAS AND 2 LAYERS OF FABRIC, GEL BETWEEN TWO TEXTILE LAYER, SOCK LENGTH 30, DISTAL CIRCUMFERENCE 15 – 20 CM, SIZE 1 | PROSTHETICS & ORTHOSIS SUPPLIES
10650 | 4224200402100 | RESIDUAL LIMB SOCK WITH SILICONE FOR ADDITIONAL PROTECTION OF BONY AREAS AND 2 LAYERS OF FABRIC, GEL BETWEEN TWO TEXTILE LAYER, SOCK LENGTH 65, DISTAL CIRCUMFERENCE 15 – 20 CM, SIZE 10 | PROSTHETICS & ORTHOSIS SUPPLIES
10651 | 4224200402200 | RESIDUAL LIMB SOCK WITH SILICONE FOR ADDITIONAL PROTECTION OF BONY AREAS AND 2 LAYERS OF FABRIC, GEL BETWEEN TWO TEXTILE LAYER, SOCK LENGTH 30, DISTAL CIRCUMFERENCE 20 – 24 CM, SIZE 2 | PROSTHETICS & ORTHOSIS SUPPLIES
10652 | 4224200402300 | RESIDUAL LIMB SOCK WITH SILICONE FOR ADDITIONAL PROTECTION OF BONY AREAS AND 2 LAYERS OF FABRIC, GEL BETWEEN TWO TEXTILE LAYER, SOCK LENGTH 75, DISTAL CIRCUMFERENCE 20 – 24 CM, SIZE 20 | PROSTHETICS & ORTHOSIS SUPPLIES
10653 | 4224200402400 | RESIDUAL LIMB SOCK WITH SILICONE FOR ADDITIONAL PROTECTION OF BONY AREAS AND 2 LAYERS OF FABRIC, GEL BETWEEN TWO TEXTILE LAYER, SOCK LENGTH 40, DISTAL CIRCUMFERENCE 20 – 24 CM, SIZE 3 | PROSTHETICS & ORTHOSIS SUPPLIES
10654 | 4224200402500 | RESIDUAL LIMB SOCK WITH SILICONE FOR ADDITIONAL PROTECTION OF BONY AREAS, DERMA, MADE OF NYLON WITH GEL, SKIN FRIENDLY, SIZE 1 | PROSTHETICS & ORTHOSIS SUPPLIES
10655 | 4224200402600 | RESIDUAL LIMB SOCK WITH SILICONE FOR ADDITIONAL PROTECTION OF BONY AREAS, DERMA, MADE OF NYLON WITH GEL, SKIN FRIENDLY, SIZE 2 | PROSTHETICS & ORTHOSIS SUPPLIES
10656 | 4224200402700 | RESIDUAL LIMB SOCK WITH SILICONE FOR ADDITIONAL PROTECTION OF BONY AREAS, DERMA, MADE OF NYLON WITH GEL, SKIN FRIENDLY, SIZE 3 | PROSTHETICS & ORTHOSIS SUPPLIES
10657 | 4224200402800 | RESIDUAL LIMB SOCK WITH SILICONE FOR ADDITIONAL PROTECTION OF BONY AREAS, DERMA, MADE OF NYLON WITH GEL, SKIN FRIENDLY, SIZE 4 | PROSTHETICS & ORTHOSIS SUPPLIES
10658 | 4224200402900 | RESIDUAL LIMB SOCK WITH SILICONE FOR ADDITIONAL PROTECTION OF BONY AREAS, DERMA, MADE OF NYLON WITH GEL, SKIN FRIENDLY, SIZE 5 | PROSTHETICS & ORTHOSIS SUPPLIES
10659 | 4224200403000 | RESIDUAL LIMB SOCK WITH SILICONE FOR ADDITIONAL PROTECTION OF BONY AREAS, DERMA, MADE OF NYLON WITH GEL, SKIN FRIENDLY, SIZE 6 | PROSTHETICS & ORTHOSIS SUPPLIES
10660 | 4224200403100 | RESIDUAL LIMB SOCK WITH SILICONE FOR ADDITIONAL PROTECTION OF BONY AREAS, DERMA, MADE OF NYLON WITH GEL, SKIN FRIENDLY, SIZE 7 | PROSTHETICS & ORTHOSIS SUPPLIES
10661 | 4224200403200 | SOCK, NYLON, MULTIPLE PLY, PROTECTIVE, LENGTH 40 CM APPROXIMATELY | PROSTHETICS & ORTHOSIS SUPPLIES
10662 | 4224200403500 | SOCK, NYLON, MULTIPLE PLY, PROTECTIVE, LENGTH 35 CM APPROXIMATELY. | PROSTHETICS & ORTHOSIS SUPPLIES
10663 | 4224200403700 | SOCK, NYLON, MULTIPLE PLY, PROTECTIVE, LENGTH 25 CM APPROXIMATELY | PROSTHETICS & ORTHOSIS SUPPLIES
10664 | 4224200403800 | SOCK, COTTON, MULTIPLE PLY, RESIDUAL LIMB, 20 CM APPROXIMATELY | PROSTHETICS & ORTHOSIS SUPPLIES
10665 | 4224200403900 | SOCK, COTTON, MULTIPLE PLY, RESIDUAL LIMB, 25 CM APPROXIMATELY | PROSTHETICS & ORTHOSIS SUPPLIES
10666 | 4224200404000 | SOCK, COTTON, MULTIPLE PLY, RESIDUAL LIMB, 30 CM APPROXIMATELY | PROSTHETICS & ORTHOSIS SUPPLIES
10667 | 4224200404100 | SOCK, COTTON, MULTIPLE PLY, RESIDUAL LIMB, 35 CM APPROXIMATELY | PROSTHETICS & ORTHOSIS SUPPLIES
10668 | 4224200404200 | SOCK, COTTON, MULTIPLE PLY, RESIDUAL LIMB, 40 CM APPROXIMATELY | PROSTHETICS & ORTHOSIS SUPPLIES
10669 | 4224200404300 | SOCK, COTTON, MULTIPLE PLY, RESIDUAL LIMB, 45 CM APPROXIMATELY | PROSTHETICS & ORTHOSIS SUPPLIES
10670 | 4224200404400 | SOCK, COTTON, MULTIPLE PLY, RESIDUAL LIMB, 50 CM APPROXIMATELY | PROSTHETICS & ORTHOSIS SUPPLIES
10671 | 4224200404500 | SOCK, COTTON, MULTIPLE PLY, RESIDUAL LIMB, 60 CM APPROXIMATELY | PROSTHETICS & ORTHOSIS SUPPLIES
10672 | 4224200404600 | RESIDUAL LIMB SOCK WITH SILICONE FOR ADDITIONAL PROTECTION OF BONY AREAS, DERMA PED, MADE OF NYLON WITH GEL, SKIN FRIENDLY, SOCK LENGTH 22- 24 CM, SIZE STANDARD | PROSTHETICS & ORTHOSIS SUPPLIES
10673 | 4224200405100 | STOCKINGS, COSMETIC, FOR BELOW KNEE PROSTHESIS, SIZE 2, LENGTH 40.5 CM, APPROXIMATELY, ASSORTED COLOR | PROSTHETICS & ORTHOSIS SUPPLIES
10674 | 4224200405200 | STOCKINGS, NYLON, COSMETIC, TRANSFEMORAL, FOR PEDIATRIC, 34 CM APPROXIMATELY | PROSTHETICS & ORTHOSIS SUPPLIES
10675 | 4224200405300 | STOCKINGS, NYLON, COSMETIC, TRANSFEMORAL, FOR PEDIATRIC, 37 CM APPROXIMATELY | PROSTHETICS & ORTHOSIS SUPPLIES
10676 | 4224200405400 | STOCKINGS, NYLON, COSMETIC, TRANSFEMORAL, FOR PEDIATRIC, 44 CM APPROXIMATELY | PROSTHETICS & ORTHOSIS SUPPLIES
10677 | 4224200405500 | SOCK, COMPRESSION, SHRINKER, TRANSFEMORAL, RESIDUAL LIMB, CLASS 1 SIZE: LARGE, ASSORTED LENGTH | PROSTHETICS & ORTHOSIS SUPPLIES
10678 | 4224200405600 | SOCK, COMPRESSION, SHRINKER, TRANSFEMORAL, RESIDUAL LIMB, CLASS 1 SIZE: MEDIUM, ASSORTED LENGTH | PROSTHETICS & ORTHOSIS SUPPLIES
10679 | 4224200405700 | SOCK, COMPRESSION, SHRINKER, TRANSFEMORAL, RESIDUAL LIMB, CLASS 1 SIZE: X-LARGE, ASSORTED LENGTH | PROSTHETICS & ORTHOSIS SUPPLIES
10680 | 4224200405800 | SOCK, COMPRESSION, SHRINKER, TRANSFEMORAL, RESIDUAL LIMB, CLASS 1 SIZE: X-SMALL, ASSORTED LENGTH | PROSTHETICS & ORTHOSIS SUPPLIES
10681 | 4224200405900 | SOCK, COMPRESSION, SHRINKER, TRANSFEMORAL, RESIDUAL LIMB, CLASS 1 SIZE: XX-LARGE, ASSORTED LENGTH | PROSTHETICS & ORTHOSIS SUPPLIES
10682 | 4224200406000 | SOCK, COMPRESSION, SHRINKER, TRANSTIBIAL, RESIDUAL LIMB, CLASS 1 SIZE: LARGE, ASSORTED LENGTH | PROSTHETICS & ORTHOSIS SUPPLIES
10683 | 4224200406100 | SOCK, COMPRESSION, SHRINKER, TRANSTIBIAL, RESIDUAL LIMB, CLASS 1 SIZE: MEDIUM, ASSORTED LENGTH | PROSTHETICS & ORTHOSIS SUPPLIES
10684 | 4224200406200 | SOCK, COMPRESSION, SHRINKER, TRANSTIBIAL, RESIDUAL LIMB, CLASS 1 SIZE: SMALL, ASSORTED LENGTH | PROSTHETICS & ORTHOSIS SUPPLIES
10685 | 4224200406300 | SOCK, COMPRESSION, SHRINKER, TRANSTIBIAL, RESIDUAL LIMB, CLASS 1 SIZE: X-LARGE, ASSORTED LENGTH | PROSTHETICS & ORTHOSIS SUPPLIES
10686 | 4224200406400 | SOCK, COMPRESSION, SHRINKER, TRANSTIBIAL, RESIDUAL LIMB, CLASS 1 SIZE: X-SMALL, ASSORTED LENGTH | PROSTHETICS & ORTHOSIS SUPPLIES
10687 | 4224200406500 | SOCK, COMPRESSION, SHRINKER, TRANSTIBIAL, RESIDUAL LIMB, CLASS 1 SIZE: XX-LARGE, ASSORTED LENGTH | PROSTHETICS & ORTHOSIS SUPPLIES
10688 | 4224200406600 | NYLON CONNECTOR, CONNECTION PIECE FOR COSMETIC FOAM, PERLON CONNECTION, 1 | PROSTHETICS & ORTHOSIS SUPPLIES
10689 | 4224200406700 | NYLON CONNECTOR, CONNECTION PIECE FOR COSMETIC FOAM, PERLON CONNECTION, 2 | PROSTHETICS & ORTHOSIS SUPPLIES
10690 | 4224200406800 | NYLON CONNECTOR, CONNECTION PIECE FOR COSMETIC FOAM, PERLON CONNECTION, 3 | PROSTHETICS & ORTHOSIS SUPPLIES
10691 | 4224200406900 | DISTAL CUP, SILICONE, FOR USE ON CONICAL STUMPS THAT REQUIRE VOLUME BUILD - UP, SIZE: 24 CM APPROXIMATELY | PROSTHETICS & ORTHOSIS SUPPLIES
10692 | 4224200407000 | DISTAL CUP, SILICONE, FOR USE ON CONICAL STUMPS THAT REQUIRE VOLUME BUILD - UP, SIZE: 26 CM APPROXIMATELY | PROSTHETICS & ORTHOSIS SUPPLIES
10693 | 4224200407100 | SOCKS, MULTIPLE PLY, TERRY CLOTH, WHITE, THIN - WALLED FOR TRANSTIBIAL AMPUTATION, LENGTH 20 CM APPROXIMATELY | PROSTHETICS & ORTHOSIS SUPPLIES
10694 | 4224200407200 | SOCKS, MULTIPLE PLY, TERRY CLOTH, WHITE, THIN - WALLED FOR TRANSTIBIAL AMPUTATION, LENGTH 25 CM APPROXIMATELY | PROSTHETICS & ORTHOSIS SUPPLIES
10695 | 4224200407400 | SOCKS, MULTIPLE PLY, TERRY CLOTH, WHITE, THIN - WALLED FOR TRANSTIBIAL AMPUTATION, LENGTH 35 CM APPROXIMATELY | PROSTHETICS & ORTHOSIS SUPPLIES
10696 | 4224200407600 | SOCKS, MULTIPLE PLY, TERRY CLOTH, WHITE, THIN - WALLED FOR TRANSTIBIAL AMPUTATION, LENGTH 45 CM APPROXIMATELY | PROSTHETICS & ORTHOSIS SUPPLIES
10697 | 4224200407900 | NEOPRENE TRANSFEMORAL SUSPENSION SLEEVE, SIZE SMALL, LEFT | PROSTHETICS & ORTHOSIS SUPPLIES
10698 | 4224200408000 | PROSTHETIC SEALING SLEEVE, TRANSTIBIAL, PLUS FLAT SEAM REGULAR, KNEE CONICAL SHAPE THE SEALING SLEEVE IS TAPERED BOTH FROM THE DISTAL END TOWARDS THE KNEE AS WELL AS FROM THE KNEE TOWARDS THE PROXIMAL END THIS INCREASES THE GRIP ON THE PROSTHETIC SOCKET AND AT THE SAME TIME REDUCES PRESSURE ON THE THIGH KNEE CENTER CIRCUMFERENCE 24 - 32 CM | PROSTHETICS & ORTHOSIS SUPPLIES
10699 | 4224200408100 | PROSTHETIC SEALING SLEEVE, TRANSTIBIAL, PLUS FLAT SEAM REGULAR, KNEE CONICAL SHAPE THE SEALING SLEEVE IS TAPERED BOTH FROM THE DISTAL END TOWARDS THE KNEE AS WELL AS FROM THE KNEE TOWARDS THE PROXIMAL END THIS INCREASES THE GRIP ON THE PROSTHETIC SOCKET AND AT THE SAME TIME REDUCES PRESSURE ON THE THIGH KNEE CENTER CIRCUMFERENCE 30 - 40 CM | PROSTHETICS & ORTHOSIS SUPPLIES
10700 | 4224200408200 | PROSTHETIC SEALING SLEEVE, TRANSTIBIAL, PLUS FLAT SEAM REGULAR, KNEE CONICAL SHAPE THE SEALING SLEEVE IS TAPERED BOTH FROM THE DISTAL END TOWARDS THE KNEE AS WELL AS FROM THE KNEE TOWARDS THE PROXIMAL END THIS INCREASES THE GRIP ON THE PROSTHETIC SOCKET AND AT THE SAME TIME REDUCES PRESSURE ON THE THIGH KNEE CENTER CIRCUMFERENCE 36 - 47 CM | PROSTHETICS & ORTHOSIS SUPPLIES
10701 | 4224200408300 | PROSTHETIC SEALING SLEEVE, TRANSTIBIAL, PLUS FLAT SEAM SHORT, KNEE CONICAL SHAPE THE SEALING SLEEVE IS TAPERED BOTH FROM THE DISTAL END TOWARDS THE KNEE AS WELL AS FROM THE KNEE TOWARDS THE PROXIMAL END THIS INCREASES THE GRIP ON THE PROSTHETIC SOCKET AND AT THE SAME TIME REDUCES PRESSURE ON THE THIGH KNEE CENTER CIRCUMFERENCE 24 - 32 CM | PROSTHETICS & ORTHOSIS SUPPLIES
10702 | 4224200408400 | PROSTHETIC SEALING SLEEVE, TRANSTIBIAL, PLUS FLAT SEAM SHORT, KNEE CONICAL SHAPE THE SEALING SLEEVE IS TAPERED BOTH FROM THE DISTAL END TOWARDS THE KNEE AS WELL AS FROM THE KNEE TOWARDS THE PROXIMAL END THIS INCREASES THE GRIP ON THE PROSTHETIC SOCKET AND AT THE SAME TIME REDUCES PRESSURE ON THE THIGH KNEE CENTER CIRCUMFERENCE 30 - 40 CM | PROSTHETICS & ORTHOSIS SUPPLIES
10703 | 4224200408500 | PROSTHETIC SEALING SLEEVE, TRANSTIBIAL, PLUS FLAT SEAM SHORT, KNEE CONICAL SHAPE THE SEALING SLEEVE IS TAPERED BOTH FROM THE DISTAL END TOWARDS THE KNEE AS WELL AS FROM THE KNEE TOWARDS THE PROXIMAL END THIS INCREASES THE GRIP ON THE PROSTHETIC SOCKET AND AT THE SAME TIME REDUCES PRESSURE ON THE THIGH KNEE CENTER CIRCUMFERENCE 36 - 47 CM | PROSTHETICS & ORTHOSIS SUPPLIES
10704 | 4224200408800 | SOCK, COMPRESSION, SHRINKER, TRANSFEMORAL, RESIDUAL LIMB, CLASS 2 SIZE: LARGE, LENGTH 30 CM APPROXIMATELY | PROSTHETICS & ORTHOSIS SUPPLIES
10705 | 4224200408900 | SOCKS ABOVE KNEE RESIDUAL LIMB COMPRESSION CLASS 2 SIZE: LARGE 38. | SUPPLEMENTARY PROSTHET,ORTHOSIS SUPPLIES
10706 | 4224200409000 | SOCKS ABOVE KNEE RESIDUAL LIMB COMPRESSION CLASS 2 SIZE: LARGE 46. | SUPPLEMENTARY PROSTHET,ORTHOSIS SUPPLIES
10707 | 4224200409100 | SOCK, COMPRESSION, SHRINKER, TRANSFEMORAL, RESIDUAL LIMB, CLASS 2 SIZE: MEDIUM, LENGTH 30 CM APPROXIMATELY | PROSTHETICS & ORTHOSIS SUPPLIES
10708 | 4224200409200 | SOCKS ABOVE KNEE RESIDUAL LIMB COMPRESSION CLASS 2 SIZE: MEDIUM 38. | SUPPLEMENTARY PROSTHET,ORTHOSIS SUPPLIES
10709 | 4224200409300 | SOCKS ABOVE KNEE RESIDUAL LIMB COMPRESSION CLASS 2 SIZE: MEDIUM 46. | SUPPLEMENTARY PROSTHET,ORTHOSIS SUPPLIES
10710 | 4224200409400 | SOCK, COMPRESSION, SHRINKER, TRANSFEMORAL, RESIDUAL LIMB, CLASS 2 SIZE: SMALL, LENGTH 30 CM APPROXIMATELY | PROSTHETICS & ORTHOSIS SUPPLIES
10711 | 4224200409500 | SOCKS ABOVE KNEE RESIDUAL LIMB COMPRESSION CLASS 2 SIZE: SMALL 38. | SUPPLEMENTARY PROSTHET,ORTHOSIS SUPPLIES
10712 | 4224200409600 | SOCKS ABOVE KNEE RESIDUAL LIMB COMPRESSION CLASS 2 SIZE: SMALL 46. | SUPPLEMENTARY PROSTHET,ORTHOSIS SUPPLIES
10713 | 4224200409700 | SOCK, COMPRESSION, SHRINKER, TRANSFEMORAL, RESIDUAL LIMB, CLASS 2 SIZE: X-LARGE, LENGTH 30 CM APPROXIMATELY | PROSTHETICS & ORTHOSIS SUPPLIES
10714 | 4224200409800 | SOCKS ABOVE KNEE RESIDUAL LIMB COMPRESSION CLASS 2 SIZE: EXTRA-LARGE 38. | SUPPLEMENTARY PROSTHET,ORTHOSIS SUPPLIES
10715 | 4224200409900 | SOCKS ABOVE KNEE RESIDUAL LIMB COMPRESSION CLASS 2 SIZE: EXTRA-LARGE 46. | SUPPLEMENTARY PROSTHET,ORTHOSIS SUPPLIES
10716 | 4224200410000 | SOCK, COMPRESSION, SHRINKER, TRANSFEMORAL, RESIDUAL LIMB, CLASS 2 SIZE: X-SMALL, LENGTH 30 CM APPROXIMATELY | PROSTHETICS & ORTHOSIS SUPPLIES
10717 | 4224200410100 | SOCKS ABOVE KNEE RESIDUAL LIMB COMPRESSION CLASS 2 SIZE: EXTRA SMALL 38. | SUPPLEMENTARY PROSTHET,ORTHOSIS SUPPLIES
10718 | 4224200410200 | SOCKS ABOVE KNEE RESIDUAL LIMB COMPRESSION CLASS 2 SIZE: EXTRA SMALL 46. | SUPPLEMENTARY PROSTHET,ORTHOSIS SUPPLIES
10719 | 4224200410300 | SOCK, COMPRESSION, SHRINKER, TRANSFEMORAL, RESIDUAL LIMB, CLASS 2 SIZE: XX-LARGE, LENGTH 30 CM APPROXIMATELY | PROSTHETICS & ORTHOSIS SUPPLIES
10720 | 4224200410400 | SOCKS ABOVE KNEE RESIDUAL LIMB COMPRESSION CLASS 2 SIZE: DOUBLE EXTRA-LARGE XX-LARGE 38. | SUPPLEMENTARY PROSTHET,ORTHOSIS SUPPLIES
10721 | 4224200410500 | SOCKS ABOVE KNEE RESIDUAL LIMB COMPRESSION CLASS 2 SIZE: DOUBLE EXTRA-LARGE XX-LARGE 46. | SUPPLEMENTARY PROSTHET,ORTHOSIS SUPPLIES
10722 | 4224200410600 | SOCK, COMPRESSION, SHRINKER, TRANSFEMORAL, RESIDUAL LIMB, CLASS 2 SIZE: LARGE, LENGTH 20 CM APPROXIMATELY | PROSTHETICS & ORTHOSIS SUPPLIES
10723 | 4224200410700 | SOCK, COMPRESSION, SHRINKER, TRANSFEMORAL, RESIDUAL LIMB, CLASS 2 SIZE: LARGE, LENGTH 25 CM APPROXIMATELY | PROSTHETICS & ORTHOSIS SUPPLIES
10724 | 4224200426200 | STOCKINGS, COSMETIC, FOR BELOW KNEE PROSTHESIS, SIZE 3, LENGTH 44.5 CM, APPROXIMATELY, ASSORTED COLOR | PROSTHETICS & ORTHOSIS SUPPLIES
10725 | 4224200426300 | ABOVE KNEE RESIDUAL LIMB COMPRESSION SOCKS NATURAL COLOR CLASS 2 SIZE LARGE 35. | SUPPLEMENTARY PROSTHET,ORTHOSIS SUPPLIES
10726 | 4224200426400 | ABOVE KNEE RESIDUAL LIMB COMPRESSION SOCKS NATURAL COLOR CLASS 2 SIZE MEDIUM 20. | SUPPLEMENTARY PROSTHET,ORTHOSIS SUPPLIES
10727 | 4224200426500 | ABOVE KNEE RESIDUAL LIMB COMPRESSION SOCKS NATURAL COLOR CLASS 2 SIZE MEDIUM 25. | SUPPLEMENTARY PROSTHET,ORTHOSIS SUPPLIES
10728 | 4224200426600 | ABOVE KNEE RESIDUAL LIMB COMPRESSION SOCKS NATURAL COLOR CLASS 2 SIZE MEDIUM 35. | SUPPLEMENTARY PROSTHET,ORTHOSIS SUPPLIES
10729 | 4224200426700 | ABOVE KNEE RESIDUAL LIMB COMPRESSION SOCKS NATURAL COLOR CLASS 2 SIZE SMALL 20. | SUPPLEMENTARY PROSTHET,ORTHOSIS SUPPLIES
10730 | 4224200426800 | ABOVE KNEE RESIDUAL LIMB COMPRESSION SOCKS NATURAL COLOR CLASS 2 SIZE SMALL 25. | SUPPLEMENTARY PROSTHET,ORTHOSIS SUPPLIES
10731 | 4224200426900 | ABOVE KNEE RESIDUAL LIMB COMPRESSION SOCKS NATURAL COLOR CLASS 2 SIZE SMALL 35. | SUPPLEMENTARY PROSTHET,ORTHOSIS SUPPLIES
10732 | 4224200427000 | ABOVE KNEE RESIDUAL LIMB COMPRESSION SOCKS NATURAL COLOR CLASS 2 SIZE XL 20. | SUPPLEMENTARY PROSTHET,ORTHOSIS SUPPLIES
10733 | 4224200427100 | ABOVE KNEE RESIDUAL LIMB COMPRESSION SOCKS NATURAL COLOR CLASS 2 SIZE XL 25. | SUPPLEMENTARY PROSTHET,ORTHOSIS SUPPLIES
10734 | 4224200427200 | ABOVE KNEE RESIDUAL LIMB COMPRESSION SOCKS NATURAL COLOR CLASS 2 SIZE XL 35. | SUPPLEMENTARY PROSTHET,ORTHOSIS SUPPLIES
10735 | 4224200427300 | ABOVE KNEE RESIDUAL LIMB COMPRESSION SOCKS NATURAL COLOR CLASS 2 SIZE X-SMALL 20. | SUPPLEMENTARY PROSTHET,ORTHOSIS SUPPLIES
10736 | 4224200427400 | ABOVE KNEE RESIDUAL LIMB COMPRESSION SOCKS NATURAL COLOR CLASS 2 SIZE X-SMALL 25. | SUPPLEMENTARY PROSTHET,ORTHOSIS SUPPLIES
10737 | 4224200427500 | ABOVE KNEE RESIDUAL LIMB COMPRESSION SOCKS NATURAL COLOR CLASS 2 SIZE X-SMALL 35. | SUPPLEMENTARY PROSTHET,ORTHOSIS SUPPLIES
10738 | 4224200427600 | ABOVE KNEE RESIDUAL LIMB COMPRESSION SOCKS NATURAL COLOR CLASS 2 SIZE XX-LARGE 20. | SUPPLEMENTARY PROSTHET,ORTHOSIS SUPPLIES
10739 | 4224200427700 | ABOVE KNEE RESIDUAL LIMB COMPRESSION SOCKS NATURAL COLOR CLASS 2 SIZE XX-LARGE 25. | SUPPLEMENTARY PROSTHET,ORTHOSIS SUPPLIES
10740 | 4224200427800 | ABOVE KNEE RESIDUAL LIMB COMPRESSION SOCKS NATURAL COLOR CLASS 2 SIZE XX-LARGE 35. | SUPPLEMENTARY PROSTHET,ORTHOSIS SUPPLIES
10741 | 4224200427900 | BELOW KNEE RESIDUAL LIMB COMPRESSION SOCKS CLASS 2 SIZE LARGE 30. | SUPPLEMENTARY PROSTHET,ORTHOSIS SUPPLIES
10742 | 4224200428000 | BELOW KNEE RESIDUAL LIMB COMPRESSION SOCKS CLASS 2 SIZE LARGE 38. | SUPPLEMENTARY PROSTHET,ORTHOSIS SUPPLIES
10743 | 4224200428100 | BELOW KNEE RESIDUAL LIMB COMPRESSION SOCKS CLASS 2 SIZE LARGE 46. | SUPPLEMENTARY PROSTHET,ORTHOSIS SUPPLIES
10744 | 4224200428200 | BELOW KNEE RESIDUAL LIMB COMPRESSION SOCKS CLASS 2 SIZE MEDIUM 30. | SUPPLEMENTARY PROSTHET,ORTHOSIS SUPPLIES
10745 | 4224200428300 | BELOW KNEE RESIDUAL LIMB COMPRESSION SOCKS CLASS 2 SIZE MEDIUM 38. | SUPPLEMENTARY PROSTHET,ORTHOSIS SUPPLIES
10746 | 4224200428400 | BELOW KNEE RESIDUAL LIMB COMPRESSION SOCKS CLASS 2 SIZE MEDIUM 46. | SUPPLEMENTARY PROSTHET,ORTHOSIS SUPPLIES
10747 | 4224200428500 | BELOW KNEE RESIDUAL LIMB COMPRESSION SOCKS CLASS 2 SIZE SMALL 30. | SUPPLEMENTARY PROSTHET,ORTHOSIS SUPPLIES
10748 | 4224200428600 | BELOW KNEE RESIDUAL LIMB COMPRESSION SOCKS CLASS 2 SIZE SMALL 38. | SUPPLEMENTARY PROSTHET,ORTHOSIS SUPPLIES
10749 | 4224200428700 | BELOW KNEE RESIDUAL LIMB COMPRESSION SOCKS CLASS 2 SIZE SMALL 46. | SUPPLEMENTARY PROSTHET,ORTHOSIS SUPPLIES
10750 | 4224200428800 | BELOW KNEE RESIDUAL LIMB COMPRESSION SOCKS CLASS 2 SIZE XL 30. | SUPPLEMENTARY PROSTHET,ORTHOSIS SUPPLIES
10751 | 4224200428900 | BELOW KNEE RESIDUAL LIMB COMPRESSION SOCKS CLASS 2 SIZE XL 38. | SUPPLEMENTARY PROSTHET,ORTHOSIS SUPPLIES
10752 | 4224200429000 | BELOW KNEE RESIDUAL LIMB COMPRESSION SOCKS CLASS 2 SIZE XL 46. | SUPPLEMENTARY PROSTHET,ORTHOSIS SUPPLIES
10753 | 4224200429100 | BELOW KNEE RESIDUAL LIMB COMPRESSION SOCKS CLASS 2 SIZE X-SMALL 30. | SUPPLEMENTARY PROSTHET,ORTHOSIS SUPPLIES
10754 | 4224200429200 | BELOW KNEE RESIDUAL LIMB COMPRESSION SOCKS CLASS 2 SIZE X-SMALL 38. | SUPPLEMENTARY PROSTHET,ORTHOSIS SUPPLIES
10755 | 4224200429300 | BELOW KNEE RESIDUAL LIMB COMPRESSION SOCKS CLASS 2 SIZE X-SMALL 46. | SUPPLEMENTARY PROSTHET,ORTHOSIS SUPPLIES
10756 | 4224200429400 | BELOW KNEE RESIDUAL LIMB COMPRESSION SOCKS CLASS 2 SIZE XX-LARGE 30. | SUPPLEMENTARY PROSTHET,ORTHOSIS SUPPLIES
10757 | 4224200429500 | BELOW KNEE RESIDUAL LIMB COMPRESSION SOCKS CLASS 2 SIZE XX-LARGE 38. | SUPPLEMENTARY PROSTHET,ORTHOSIS SUPPLIES
10758 | 4224200429600 | BELOW KNEE RESIDUAL LIMB COMPRESSION SOCKS CLASS 2 SIZE XX-LARGE 46. | SUPPLEMENTARY PROSTHET,ORTHOSIS SUPPLIES
10759 | 4224200430300 | STOCKINGS, COSMETIC, FOR BELOW KNEE PROSTHESIS, SIZE 1, LENGTH 38.5 CM, APPROXIMATELY, ASSORTED COLOR | PROSTHETICS & ORTHOSIS SUPPLIES
10760 | 4224200430400 | SOCKS, WITH DISTAL HOLE, TERRY CLOTH, FOR USING WITH LINERS WITH A CONNECTOR, TRANSTIBIAL AMPUTATION, LENGTH 30 CM APPROXIMATELY | PROSTHETICS & ORTHOSIS SUPPLIES
10761 | 4224200430500 | SOCKS, WITH DISTAL HOLE, TERRY CLOTH, FOR USING WITH LINERS WITH A CONNECTOR, TRANSTIBIAL AMPUTATION, LENGTH 40 CM APPROXIMATELY | PROSTHETICS & ORTHOSIS SUPPLIES
10762 | 4224200430600 | SOCKS, WITH DISTAL HOLE, TERRY CLOTH, FOR USING WITH LINERS WITH A CONNECTOR, TRANSFEMORAL AMPUTATION, LENGTH 30 CM APPROXIMATELY | PROSTHETICS & ORTHOSIS SUPPLIES
10763 | 4224200430700 | SOCKS, WITH DISTAL HOLE, TERRY CLOTH, FOR USING WITH LINERS WITH A CONNECTOR, TRANSFEMORAL AMPUTATION, LENGTH 40 CM APPROXIMATELY | PROSTHETICS & ORTHOSIS SUPPLIES
10764 | 4224200430800 | PROSTHETIC BELOW KNEE STUMP SOCKS MEDIUM REGULAR, 85 % COTTON, 15% LYCRA (LENGTH 16-20 INCH), TOE WIDTH 3 ½ INCH, TOP WIDTH 6-6 ½ INCH), 1 PLY | PROSTHETICS & ORTHOSIS SUPPLIES
10765 | 4224200430900 | PROSTHETIC BELOW KNEE STUMP SOCKS MEDIUM LONG REGULAR, 85 % COTTON, 15% LYCRA (LENGTH 22-26 INCH), TOE WIDTH 3 ½ INCH TOP WIDTH 6-6 ½ INCH), 1 PLY | PROSTHETICS & ORTHOSIS SUPPLIES
10766 | 4224200431000 | PROSTHETIC BELOW KNEE STUMP SOCKS MEDIUM SHORT, 85 % COTTON, 15% LYCRA(LENGTH 10-14 INCH, TOE WIDTH 3 ½ INCH TOP WIDTH 6-6 ½ INCH), 1 PLY | PROSTHETICS & ORTHOSIS SUPPLIES
10767 | 4224200431100 | PROSTHETIC BELOW KNEE STUMP SOCKS MEDIUM REGULAR, 85 % COTTON, 15% LYCRA (LENGTH 16-20 INCH), TOE WIDTH 3 ½ INCH, TOP WIDTH 6-6 ½ INCH), 3 PLY | PROSTHETICS & ORTHOSIS SUPPLIES
10768 | 4224200431200 | PROSTHETIC BELOW KNEE STUMP SOCKS MEDIUM LONG REGULAR, 85 % COTTON, 15% LYCRA(LENGTH 22-26 INCH), TOE WIDTH 3 ½ INCH TOP WIDTH 6-6 ½ INCH), 3 PLY | PROSTHETICS & ORTHOSIS SUPPLIES
10769 | 4224200431300 | PROSTHETIC BELOW KNEE STUMP SOCKS MEDIUM SHORT, 85 % COTTON, 15% LYCRA (LENGTH 10-14 INCH APPROXIMATELY, TOE WIDTH 3 1/2 INCH TOP WIDTH 6-6 1/2 INCH) APPROXIMATELY, 3 PLY. | PROSTHETICS & ORTHOSIS SUPPLIES
10770 | 4224200431400 | PROSTHETIC BELOW KNEE STUMP SOCKS MEDIUM REGULAR, 85 % COTTON, 15% LYCRA (LENGTH 16-20 INCH), TOE WIDTH 3 ½ INCH, TOP WIDTH 6-6 ½ INCH), 5 PLY | PROSTHETICS & ORTHOSIS SUPPLIES
10771 | 4224200431500 | PROSTHETIC BELOW KNEE STUMP SOCKS MEDIUM LONG REGULAR, 85 % COTTON, 15% LYCRA (LENGTH 22-26 INCH), TOE WIDTH 3 ½ INCH TOP WIDTH 6-6 ½ INCH), 5 PLY | PROSTHETICS & ORTHOSIS SUPPLIES
10772 | 4224200431600 | PROSTHETIC BELOW KNEE STUMP SOCKS MEDIUM SHORT, 85 % COTTON, 15% LYCRA (LENGTH 10-14 INCH, TOE WIDTH 3 ½ INCH TOP WIDTH 6-6 ½ INCH), 5 PLY | PROSTHETICS & ORTHOSIS SUPPLIES
10773 | 4224200433300 | SILICONE LINER, CUSHION FOR TRANSFEMORAL AMPUTEES, ANTIBACTERIAL MATERIAL SUITABLE FOR AMPUTEES WITH EXCESS SOFT TISSUE, SIZE 200 MM APPROXIMATELY, THICKNESS: 2.5-3 MM | PROSTHETICS & ORTHOSIS SUPPLIES
10774 | 4224200433400 | SILICONE LINER, CUSHION FOR TRANSFEMORAL AMPUTEES, ANTIBACTERIAL MATERIAL SUITABLE FOR AMPUTEES WITH EXCESS SOFT TISSUE, SIZE 200 MM APPROXIMATELY, THICKNESS: 5.5-6 MM | PROSTHETICS & ORTHOSIS SUPPLIES
10775 | 4224200433500 | SILICONE LINER, CUSHION FOR TRANSFEMORAL AMPUTEES, ANTIBACTERIAL MATERIAL SUITABLE FOR AMPUTEES WITH EXCESS SOFT TISSUE, SIZE 220 MM APPROXIMATELY, THICKNESS: 2.5-3 MM | PROSTHETICS & ORTHOSIS SUPPLIES
10776 | 4224200433600 | SILICONE LINER, CUSHION FOR TRANSFEMORAL AMPUTEES, ANTIBACTERIAL MATERIAL SUITABLE FOR AMPUTEES WITH EXCESS SOFT TISSUE, SIZE 220 MM APPROXIMATELY, THICKNESS: 5.5-6 MM | PROSTHETICS & ORTHOSIS SUPPLIES
10777 | 4224200433700 | SILICONE LINER, CUSHION FOR TRANSFEMORAL AMPUTEES, ANTIBACTERIAL MATERIAL SUITABLE FOR AMPUTEES WITH EXCESS SOFT TISSUE, SIZE 240 MM APPROXIMATELY, THICKNESS: 2.5-3 MM | PROSTHETICS & ORTHOSIS SUPPLIES
10778 | 4224200433800 | SILICONE LINER, CUSHION FOR TRANSFEMORAL AMPUTEES, ANTIBACTERIAL MATERIAL SUITABLE FOR AMPUTEES WITH EXCESS SOFT TISSUE, SIZE 240 MM APPROXIMATELY, THICKNESS: 5.5-6 MM | PROSTHETICS & ORTHOSIS SUPPLIES
10779 | 4224200433900 | SILICONE LINER, CUSHION FOR TRANSFEMORAL AMPUTEES, ANTIBACTERIAL MATERIAL SUITABLE FOR AMPUTEES WITH EXCESS SOFT TISSUE, SIZE 260 MM APPROXIMATELY, THICKNESS: 2.5-3 MM | PROSTHETICS & ORTHOSIS SUPPLIES
10780 | 4224200434000 | SILICONE LINER, CUSHION FOR TRANSFEMORAL AMPUTEES, ANTIBACTERIAL MATERIAL SUITABLE FOR AMPUTEES WITH EXCESS SOFT TISSUE, SIZE 260 MM APPROXIMATELY, THICKNESS: 5.5-6 MM | PROSTHETICS & ORTHOSIS SUPPLIES
10781 | 4224200434100 | SILICONE LINER, CUSHION FOR TRANSFEMORAL AMPUTEES, ANTIBACTERIAL MATERIAL SUITABLE FOR AMPUTEES WITH EXCESS SOFT TISSUE, SIZE 280 MM APPROXIMATELY, THICKNESS: 2.5-3 MM | PROSTHETICS & ORTHOSIS SUPPLIES
10782 | 4224200434200 | SILICONE LINER, CUSHION FOR TRANSFEMORAL AMPUTEES, ANTIBACTERIAL MATERIAL SUITABLE FOR AMPUTEES WITH EXCESS SOFT TISSUE, SIZE 280 MM APPROXIMATELY, THICKNESS: 5.5-6 MM | PROSTHETICS & ORTHOSIS SUPPLIES
10783 | 4224200434300 | SILICONE LINER, CUSHION FOR TRANSFEMORAL AMPUTEES, ANTIBACTERIAL MATERIAL SUITABLE FOR AMPUTEES WITH EXCESS SOFT TISSUE, SIZE 300 MM APPROXIMATELY, THICKNESS: 2.5-3 MM | PROSTHETICS & ORTHOSIS SUPPLIES
10784 | 4224200434400 | SILICONE LINER, CUSHION FOR TRANSFEMORAL AMPUTEES, ANTIBACTERIAL MATERIAL SUITABLE FOR AMPUTEES WITH EXCESS SOFT TISSUE, SIZE 300 MM APPROXIMATELY, THICKNESS: 5.5-6 MM | PROSTHETICS & ORTHOSIS SUPPLIES
10785 | 4224200434500 | SILICONE LINER, CUSHION FOR TRANSFEMORAL AMPUTEES, ANTIBACTERIAL MATERIAL SUITABLE FOR AMPUTEES WITH EXCESS SOFT TISSUE, SIZE 320 MM APPROXIMATELY, THICKNESS: 2.5-3 MM | PROSTHETICS & ORTHOSIS SUPPLIES
10786 | 4224200434600 | SILICONE LINER, CUSHION FOR TRANSFEMORAL AMPUTEES, ANTIBACTERIAL MATERIAL SUITABLE FOR AMPUTEES WITH EXCESS SOFT TISSUE, SIZE 320 MM APPROXIMATELY, THICKNESS: 5.5-6 MM | PROSTHETICS & ORTHOSIS SUPPLIES
10787 | 4224200434700 | SILICONE LINER, CUSHION FOR TRANSFEMORAL AMPUTEES, ANTIBACTERIAL MATERIAL SUITABLE FOR AMPUTEES WITH EXCESS SOFT TISSUE, SIZE 350 MM APPROXIMATELY, THICKNESS: 2.5-3 MM | PROSTHETICS & ORTHOSIS SUPPLIES
10788 | 4224200434800 | SILICONE LINER, CUSHION FOR TRANSFEMORAL AMPUTEES, ANTIBACTERIAL MATERIAL SUITABLE FOR AMPUTEES WITH EXCESS SOFT TISSUE, SIZE 350 MM APPROXIMATELY, THICKNESS: 5.5-6 MM | PROSTHETICS & ORTHOSIS SUPPLIES
10789 | 4224200434900 | SILICONE LINER, CUSHION FOR TRANSFEMORAL AMPUTEES, ANTIBACTERIAL MATERIAL SUITABLE FOR AMPUTEES WITH EXCESS SOFT TISSUE, SIZE 380 MM APPROXIMATELY, THICKNESS: 2.5-3 MM | PROSTHETICS & ORTHOSIS SUPPLIES
10790 | 4224200435000 | SILICONE LINER, CUSHION FOR TRANSFEMORAL AMPUTEES, ANTIBACTERIAL MATERIAL SUITABLE FOR AMPUTEES WITH EXCESS SOFT TISSUE, SIZE 380 MM APPROXIMATELY, THICKNESS: 5.5-6 MM | PROSTHETICS & ORTHOSIS SUPPLIES
10791 | 4224200435100 | SILICONE LINER, CUSHION FOR TRANSFEMORAL AMPUTEES, ANTIBACTERIAL MATERIAL SUITABLE FOR AMPUTEES WITH EXCESS SOFT TISSUE, SIZE 410 MM APPROXIMATELY, THICKNESS: 2.5-3 MM | PROSTHETICS & ORTHOSIS SUPPLIES
10792 | 4224200435200 | SILICONE LINER, CUSHION FOR TRANSFEMORAL AMPUTEES, ANTIBACTERIAL MATERIAL SUITABLE FOR AMPUTEES WITH EXCESS SOFT TISSUE, SIZE 410 MM APPROXIMATELY, THICKNESS: 5.5-6 MM | PROSTHETICS & ORTHOSIS SUPPLIES
10793 | 4224200435300 | SILICONE LINER, CUSHION FOR TRANSFEMORAL AMPUTEES, ANTIBACTERIAL MATERIAL SUITABLE FOR AMPUTEES WITH EXCESS SOFT TISSUE, SIZE 440 MM APPROXIMATELY, THICKNESS: 2.5-3 MM | PROSTHETICS & ORTHOSIS SUPPLIES
10794 | 4224200435400 | SILICONE LINER, CUSHION FOR TRANSFEMORAL AMPUTEES, ANTIBACTERIAL MATERIAL SUITABLE FOR AMPUTEES WITH EXCESS SOFT TISSUE, SIZE 440 MM APPROXIMATELY, THICKNESS: 5.5-6 MM | PROSTHETICS & ORTHOSIS SUPPLIES
10795 | 4224200438700 | GEL - SHOCK ABSORBING LINER CONSTRUCTED WITH SPACER FABRIC REDUCES SHOCK PROVIDES EXCELLENT AIR AND MOISTURE PERMEABILITIES CUSHION PERFORMANCE GOOD FOR PRESSURE DISTRIBUTION. GOOD THERMAL REGULATION. ASSORTED SIZES. | SUPPLEMENTARY PROSTHET,ORTHOSIS SUPPLIES
10796 | 4224200441700 | SILICONE LINER, LOCKING FOR TRANSFEMORAL AMPUTEES, ANTIBACTERIAL MATERIAL SUITABLE FOR AMPUTEES WITH EXCESS SOFT TISSUE, SIZE 200 MM APPROXIMATELY, THICKNESS: 2.5-3 MM | PROSTHETICS & ORTHOSIS SUPPLIES
10797 | 4224200441800 | SILICONE LINER, LOCKING FOR TRANSFEMORAL AMPUTEES, ANTIBACTERIAL MATERIAL SUITABLE FOR AMPUTEES WITH EXCESS SOFT TISSUE, SIZE 200 MM APPROXIMATELY, THICKNESS: 5.5-6 MM | PROSTHETICS & ORTHOSIS SUPPLIES
10798 | 4224200441900 | SILICONE LINER, LOCKING FOR TRANSFEMORAL AMPUTEES, ANTIBACTERIAL MATERIAL SUITABLE FOR AMPUTEES WITH EXCESS SOFT TISSUE, SIZE 220 MM APPROXIMATELY, THICKNESS: 2.5-3 MM | PROSTHETICS & ORTHOSIS SUPPLIES
10799 | 4224200442000 | SILICONE LINER, LOCKING FOR TRANSFEMORAL AMPUTEES, ANTIBACTERIAL MATERIAL SUITABLE FOR AMPUTEES WITH EXCESS SOFT TISSUE, SIZE 220 MM APPROXIMATELY, THICKNESS: 5.5-6 MM | PROSTHETICS & ORTHOSIS SUPPLIES
10800 | 4224200442100 | SILICONE LINER, LOCKING FOR TRANSFEMORAL AMPUTEES, ANTIBACTERIAL MATERIAL SUITABLE FOR AMPUTEES WITH EXCESS SOFT TISSUE, SIZE 240 MM APPROXIMATELY, THICKNESS: 2.5-3 MM | PROSTHETICS & ORTHOSIS SUPPLIES
10801 | 4224200442200 | SILICONE LINER, LOCKING FOR TRANSFEMORAL AMPUTEES, ANTIBACTERIAL MATERIAL SUITABLE FOR AMPUTEES WITH EXCESS SOFT TISSUE, SIZE 240 MM APPROXIMATELY, THICKNESS: 5.5-6 MM | PROSTHETICS & ORTHOSIS SUPPLIES
10802 | 4224200442300 | SILICONE LINER, LOCKING FOR TRANSFEMORAL AMPUTEES, ANTIBACTERIAL MATERIAL SUITABLE FOR AMPUTEES WITH EXCESS SOFT TISSUE, SIZE 260 MM APPROXIMATELY, THICKNESS: 2.5-3 MM | PROSTHETICS & ORTHOSIS SUPPLIES
10803 | 4224200442400 | SILICONE LINER, LOCKING FOR TRANSFEMORAL AMPUTEES, ANTIBACTERIAL MATERIAL SUITABLE FOR AMPUTEES WITH EXCESS SOFT TISSUE, SIZE 260 MM APPROXIMATELY, THICKNESS: 5.5-6 MM | PROSTHETICS & ORTHOSIS SUPPLIES
10804 | 4224200442500 | SILICONE LINER, LOCKING FOR TRANSFEMORAL AMPUTEES, ANTIBACTERIAL MATERIAL SUITABLE FOR AMPUTEES WITH EXCESS SOFT TISSUE, SIZE 280 MM APPROXIMATELY, THICKNESS: 2.5-3 MM | PROSTHETICS & ORTHOSIS SUPPLIES
10805 | 4224200442600 | SILICONE LINER, LOCKING FOR TRANSFEMORAL AMPUTEES, ANTIBACTERIAL MATERIAL SUITABLE FOR AMPUTEES WITH EXCESS SOFT TISSUE, SIZE 280 MM APPROXIMATELY, THICKNESS: 5.5-6 MM | PROSTHETICS & ORTHOSIS SUPPLIES
10806 | 4224200442700 | SILICONE LINER, LOCKING FOR TRANSFEMORAL AMPUTEES, ANTIBACTERIAL MATERIAL SUITABLE FOR AMPUTEES WITH EXCESS SOFT TISSUE, SIZE 300 MM APPROXIMATELY, THICKNESS: 2.5-3 MM | PROSTHETICS & ORTHOSIS SUPPLIES
10807 | 4224200442800 | SILICONE LINER, LOCKING FOR TRANSFEMORAL AMPUTEES, ANTIBACTERIAL MATERIAL SUITABLE FOR AMPUTEES WITH EXCESS SOFT TISSUE, SIZE 300 MM APPROXIMATELY, THICKNESS: 5.5-6 MM | PROSTHETICS & ORTHOSIS SUPPLIES
10808 | 4224200442900 | SILICONE LINER, LOCKING FOR TRANSFEMORAL AMPUTEES, ANTIBACTERIAL MATERIAL SUITABLE FOR AMPUTEES WITH EXCESS SOFT TISSUE, SIZE 320 MM APPROXIMATELY, THICKNESS: 2.5-3 MM | PROSTHETICS & ORTHOSIS SUPPLIES
10809 | 4224200443000 | SILICONE LINER, LOCKING FOR TRANSFEMORAL AMPUTEES, ANTIBACTERIAL MATERIAL SUITABLE FOR AMPUTEES WITH EXCESS SOFT TISSUE, SIZE 320 MM APPROXIMATELY, THICKNESS: 5.5-6 MM | PROSTHETICS & ORTHOSIS SUPPLIES
10810 | 4224200443100 | SILICONE LINER, LOCKING FOR TRANSFEMORAL AMPUTEES, ANTIBACTERIAL MATERIAL SUITABLE FOR AMPUTEES WITH EXCESS SOFT TISSUE, SIZE 350 MM APPROXIMATELY, THICKNESS: 2.5-3 MM | PROSTHETICS & ORTHOSIS SUPPLIES
10811 | 4224200443200 | SILICONE LINER, LOCKING FOR TRANSFEMORAL AMPUTEES, ANTIBACTERIAL MATERIAL SUITABLE FOR AMPUTEES WITH EXCESS SOFT TISSUE, SIZE 350 MM APPROXIMATELY, THICKNESS: 5.5-6 MM | PROSTHETICS & ORTHOSIS SUPPLIES
10812 | 4224200443300 | SILICONE LINER, LOCKING FOR TRANSFEMORAL AMPUTEES, ANTIBACTERIAL MATERIAL SUITABLE FOR AMPUTEES WITH EXCESS SOFT TISSUE, SIZE 380 MM APPROXIMATELY, THICKNESS: 2.5-3 MM | PROSTHETICS & ORTHOSIS SUPPLIES
10813 | 4224200443400 | SILICONE LINER, LOCKING FOR TRANSFEMORAL AMPUTEES, ANTIBACTERIAL MATERIAL SUITABLE FOR AMPUTEES WITH EXCESS SOFT TISSUE, SIZE 380 MM APPROXIMATELY, THICKNESS: 5.5-6 MM | PROSTHETICS & ORTHOSIS SUPPLIES
10814 | 4224200443500 | SILICONE LINER, LOCKING FOR TRANSFEMORAL AMPUTEES, ANTIBACTERIAL MATERIAL SUITABLE FOR AMPUTEES WITH EXCESS SOFT TISSUE, SIZE 410 MM APPROXIMATELY, THICKNESS: 2.5-3 MM | PROSTHETICS & ORTHOSIS SUPPLIES
10815 | 4224200443600 | SILICONE LINER, LOCKING FOR TRANSFEMORAL AMPUTEES, ANTIBACTERIAL MATERIAL SUITABLE FOR AMPUTEES WITH EXCESS SOFT TISSUE, SIZE 410 MM APPROXIMATELY, THICKNESS: 5.5-6 MM | PROSTHETICS & ORTHOSIS SUPPLIES
10816 | 4224200443700 | SILICONE LINER, LOCKING FOR TRANSFEMORAL AMPUTEES, ANTIBACTERIAL MATERIAL SUITABLE FOR AMPUTEES WITH EXCESS SOFT TISSUE, SIZE 440 MM APPROXIMATELY, THICKNESS: 2.5-3 MM | PROSTHETICS & ORTHOSIS SUPPLIES
10817 | 4224200443800 | SILICONE LINER, LOCKING FOR TRANSFEMORAL AMPUTEES, ANTIBACTERIAL MATERIAL SUITABLE FOR AMPUTEES WITH EXCESS SOFT TISSUE, SIZE 440 MM APPROXIMATELY, THICKNESS: 5.5-6 MM | PROSTHETICS & ORTHOSIS SUPPLIES
10818 | 4224200447100 | STUMP SOCK SPACER FABRIC PROVIDES EXCELLENT AIR AND MOISTURE PERMEABILITIES CUSHION PERFORMANCE GOOD FOR PRESSURE DISTRIBUTION MACHI NE WASHABLE SIZE - MEDIUM - LENGTH 20-26CM APPROXIMATELY. | SUPPLEMENTARY PROSTHET,ORTHOSIS SUPPLIES
10819 | 4224200447200 | STUMP SOCK SPACER FABRIC PROVIDES EXCELLENT AIR AND MOISTURE PERMEABILITIES CUSHION PERFORMANCE GOOD FOR PRESSURE DISTRIBUTION MACHI NE WASHABLE SIZE - MEDIUM - LENGTH 26-36CM APPROXIMATELY. | SUPPLEMENTARY PROSTHET,ORTHOSIS SUPPLIES
10820 | 4224200447500 | STUMP SOCK SPACER FABRIC PROVIDES EXCELLENT AIR AND MOISTURE PERMEABILITIES CUSHION PERFORMANCE GOOD FOR PRESSURE DISTRIBUTION MACHI NE WASHABLE SIZE - NARROW - LENGTH 20-26CM APPROXIMATELY. | SUPPLEMENTARY PROSTHET,ORTHOSIS SUPPLIES
10821 | 4224200447600 | STUMP SOCK SPACER FABRIC PROVIDES EXCELLENT AIR AND MOISTURE PERMEABILITIES CUSHION PERFORMANCE GOOD FOR PRESSURE DISTRIBUTION MACHI NE WASHABLE SIZE - NARROW - LENGTH 26-36CM APPROXIMATELY. | SUPPLEMENTARY PROSTHET,ORTHOSIS SUPPLIES
10822 | 4224200454000 | SOCK, COMPRESSION, SHRINKER, TRANSFEMORAL, RESIDUAL LIMB, CLASS 1 SIZE: SMALL, ASSORTED LENGTH | PROSTHETICS & ORTHOSIS SUPPLIES
10823 | 4224200500700 | ADJUSTABLE MODULAR ABOVE KNEE SOCKET CUSTOM FIT DIRECTLY ON THE PATIENT WITH CIRCUMFERENTIAL AND LENGTH ADJUSTMENTS AS WELL AS AL = IGNMENT OPTIMIZATION FEATURES WITH OPTION OF CONICAL / CYLINDRICAL SHAPE ASSORTED SIZES AND SIDE. | SUPPLEMENTARY PROSTHET,ORTHOSIS SUPPLIES
10824 | 4224200503100 | SILICONE LINER , LOCKING FOR TRANSFEMORAL AMPUTEES, WITHOUT ANTIBACTERIAL, SUITABLE FOR AMPUTEES WITH EXCESS SOFT TISSUE, SIZE 280 M M APPROXIMATELY, THICKNESS: 2.5-3 MM | PROSTHETICS & ORTHOSIS SUPPLIES
10825 | 4224200503200 | SILICONE LINER , LOCKING FOR TRANSFEMORAL AMPUTEES, WITHOUT ANTIBACTERIAL, SUITABLE FOR AMPUTEES WITH EXCESS SOFT TISSUE, SIZE 300 M M APPROXIMATELY, THICKNESS: 2.5-3 MM | PROSTHETICS & ORTHOSIS SUPPLIES
10826 | 4224200503300 | SILICONE LINER , LOCKING FOR TRANSFEMORAL AMPUTEES, WITHOUT ANTIBACTERIAL, SUITABLE FOR AMPUTEES WITH EXCESS SOFT TISSUE, SIZE 320 M M APPROXIMATELY, THICKNESS: 2.5-3 MM | PROSTHETICS & ORTHOSIS SUPPLIES
10827 | 4224200503400 | SILICONE LINER , LOCKING FOR TRANSFEMORAL AMPUTEES, WITHOUT ANTIBACTERIAL, SUITABLE FOR AMPUTEES WITH EXCESS SOFT TISSUE, SIZE 340 M M APPROXIMATELY, THICKNESS: 2.5-3 MM | PROSTHETICS & ORTHOSIS SUPPLIES
10828 | 4224200503500 | SILICONE LINER , LOCKING FOR TRANSFEMORAL AMPUTEES, WITHOUT ANTIBACTERIAL, SUITABLE FOR AMPUTEES WITH EXCESS SOFT TISSUE, SIZE 360 M M APPROXIMATELY, THICKNESS: 2.5-3 MM | PROSTHETICS & ORTHOSIS SUPPLIES
10829 | 4224200503600 | SILICONE LINER , LOCKING FOR TRANSFEMORAL AMPUTEES, WITHOUT ANTIBACTERIAL, SUITABLE FOR AMPUTEES WITH EXCESS SOFT TISSUE, SIZE 380 M M APPROXIMATELY, THICKNESS: 2.5-3 MM | PROSTHETICS & ORTHOSIS SUPPLIES
10830 | 4224200503700 | SILICONE LINER , LOCKING FOR TRANSFEMORAL AMPUTEES, WITHOUT ANTIBACTERIAL, SUITABLE FOR AMPUTEES WITH EXCESS SOFT TISSUE, SIZE 400 M M APPROXIMATELY, THICKNESS: 2.5-3 MM | PROSTHETICS & ORTHOSIS SUPPLIES
10831 | 4224200503800 | ADAPTER DOUBLE TITANIUM ABOVE AND BELOW WITH FOUR EACH ADJUSTMENT SCREW S FOR CONNECTION BETWEEN TWO PYRAMID ADAPTERS SYSTEM HEIGHT: 97 MM APPROXIMATELY, BODY WEIGHT UP TO 150 KG | PROSTHETICS & ORTHOSIS SUPPLIES
10832 | 4224200503900 | ADAPTER DOUBLE TITANIUM ABOVE AND BELOW WITH FOUR EACH ADJUSTMENT SCREW S FOR CONNECTION BETWEEN TWO PYRAMID ADAPTERS SYSTEM HEIGHT: 112 MM APPROXIMATELY, BODY WEIGHT UP TO 150 KG | PROSTHETICS & ORTHOSIS SUPPLIES
10833 | 4224200504000 | ADAPTER DOUBLE TITANIUM ABOVE AND BELOW WITH FOUR EACH ADJUSTMENT SCREW S FOR CONNECTION BETWEEN TWO PYRAMID ADAPTERS SYSTEM HEIGHT: 82 MM APPROXIMATELY, BODY WEIGHT UP TO 150 KG | PROSTHETICS & ORTHOSIS SUPPLIES
10834 | 4224200504200 | SHUTTLE LOCK, FOR SILICONE LINER, WITH DISTAL ADJUSTABLE SCREW COMPLETE SET, TO CONNECTION BETWEEN THE LINER AND PROSTHESIS, SYSTEM HEIGHT: 79 MM APPROXIMATELY, INCLUDING LAMINATION DUMMY SET WITH SCREW, FOR BODY WEIGHT UP TO 120 KG | PROSTHETICS & ORTHOSIS SUPPLIES
10835 | 4224200504300 | SILICONE LINER, LOCKING FOR TRANSTIBIAL AMPUTEES, WITH DISTAL CONNECTION, ANTIBACTERIAL MATERIAL SUITABLE FOR AMPUTEES WITH EXCESS S OFT TISSUE, CLOTH COVER, SIZE 200 MM APPROXIMATELY, THICKNESS: 2.5-3 MM | PROSTHETICS & ORTHOSIS SUPPLIES
10836 | 4224200504400 | SILICONE LINER, LOCKING FOR TRANSTIBIAL AMPUTEES, WITH DISTAL CONNECTION, ANTIBACTERIAL MATERIAL SUITABLE FOR AMPUTEES WITH EXCESS S OFT TISSUE, CLOTH COVER, SIZE 210 MM APPROXIMATELY, THICKNESS: 2.5-3 MM | PROSTHETICS & ORTHOSIS SUPPLIES
10837 | 4224200504500 | SILICONE LINER, LOCKING FOR TRANSTIBIAL AMPUTEES, WITH DISTAL CONNECTION, ANTIBACTERIAL MATERIAL SUITABLE FOR AMPUTEES WITH EXCESS S OFT TISSUE, CLOTH COVER, SIZE 220 MM APPROXIMATELY, THICKNESS: 2.5-3 MM | PROSTHETICS & ORTHOSIS SUPPLIES
10838 | 4224200504600 | SILICONE LINER, LOCKING FOR TRANSTIBIAL AMPUTEES, WITH DISTAL CONNECTION, ANTIBACTERIAL MATERIAL SUITABLE FOR AMPUTEES WITH EXCESS S OFT TISSUE, CLOTH COVER, SIZE 235 MM APPROXIMATELY, THICKNESS: 2.5-3 MM | PROSTHETICS & ORTHOSIS SUPPLIES
10839 | 4224200504700 | SILICONE LINER, LOCKING FOR TRANSTIBIAL AMPUTEES, WITH DISTAL CONNECTION, ANTIBACTERIAL MATERIAL SUITABLE FOR AMPUTEES WITH EXCESS S OFT TISSUE, CLOTH COVER, SIZE 250 MM APPROXIMATELY, THICKNESS: 2.5-3 MM | PROSTHETICS & ORTHOSIS SUPPLIES
10840 | 4224200504800 | SILICONE LINER, LOCKING FOR TRANSTIBIAL AMPUTEES, WITH DISTAL CONNECTION, ANTIBACTERIAL MATERIAL SUITABLE FOR AMPUTEES WITH EXCESS S OFT TISSUE, CLOTH COVER, SIZE 265 MM APPROXIMATELY, THICKNESS: 2.5-3 MM | PROSTHETICS & ORTHOSIS SUPPLIES
10841 | 4224200504900 | SILICONE LINER, LOCKING FOR TRANSTIBIAL AMPUTEES, WITH DISTAL CONNECTION, ANTIBACTERIAL MATERIAL SUITABLE FOR AMPUTEES WITH EXCESS S OFT TISSUE, CLOTH COVER, SIZE 280 MM APPROXIMATELY, THICKNESS: 2.5-3 MM | PROSTHETICS & ORTHOSIS SUPPLIES
10842 | 4224200505000 | SILICONE LINER, LOCKING FOR TRANSTIBIAL AMPUTEES, WITH DISTAL CONNECTION, ANTIBACTERIAL MATERIAL SUITABLE FOR AMPUTEES WITH EXCESS S OFT TISSUE, CLOTH COVER, SIZE 300 MM APPROXIMATELY, THICKNESS: 2.5-3 MM | PROSTHETICS & ORTHOSIS SUPPLIES
10843 | 4224200505100 | SILICONE LINER, LOCKING FOR TRANSTIBIAL AMPUTEES, WITH DISTAL CONNECTION, ANTIBACTERIAL MATERIAL SUITABLE FOR AMPUTEES WITH EXCESS S OFT TISSUE, CLOTH COVER, SIZE 320 MM APPROXIMATELY, THICKNESS: 2.5-3 MM | PROSTHETICS & ORTHOSIS SUPPLIES
10844 | 4224200505200 | SILICONE LINER, LOCKING FOR TRANSTIBIAL AMPUTEES, WITH DISTAL CONNECTION, ANTIBACTERIAL MATERIAL SUITABLE FOR AMPUTEES WITH EXCESS S OFT TISSUE, CLOTH COVER, SIZE 340 MM APPROXIMATELY, THICKNESS: 2.5-3 MM | PROSTHETICS & ORTHOSIS SUPPLIES
10845 | 4224200505300 | SILICONE LINER, LOCKING FOR TRANSTIBIAL AMPUTEES, WITH DISTAL CONNECTION, ANTIBACTERIAL MATERIAL SUITABLE FOR AMPUTEES WITH EXCESS S OFT TISSUE, CLOTH COVER, SIZE 360 MM APPROXIMATELY, THICKNESS: 2.5-3 MM | PROSTHETICS & ORTHOSIS SUPPLIES
10846 | 4224200505400 | SILICONE LINER, LOCKING FOR TRANSTIBIAL AMPUTEES, WITH DISTAL CONNECTION, ANTIBACTERIAL MATERIAL SUITABLE FOR AMPUTEES WITH EXCESS S OFT TISSUE, CLOTH COVER, SIZE 380 MM APPROXIMATELY, THICKNESS: 2.5-3 MM | PROSTHETICS & ORTHOSIS SUPPLIES
10847 | 4224200505500 | SILICONE LINER, LOCKING FOR TRANSTIBIAL AMPUTEES, WITH DISTAL CONNECTION, ANTIBACTERIAL MATERIAL SUITABLE FOR AMPUTEES WITH EXCESS S OFT TISSUE, CLOTH COVER, SIZE 400 MM APPROXIMATELY, THICKNESS: 2.5-3 MM | PROSTHETICS & ORTHOSIS SUPPLIES
10848 | 4224200505600 | FOOT ADAPTER STAINLESS STEEL WITH CAP SCREW (FOOT BOLT) FOR ALL DYNAMIC AND SACH FEET BOLT WITH SERRATED LOCK WASHER AND FLAT WASHER, SIZE: M10 X 60 APPROXIMATELY | PROSTHETICS & ORTHOSIS SUPPLIES
10849 | 4224200505800 | SOCKET ADAPTER WITH PYRAMID RECEIVER STAINLESS STEEL, SYSTEM HEIGHT: 33 MM APPROXIMATELY FOR BODY WEIGHT UP TO 125 KG. | PROSTHETICS & ORTHOSIS SUPPLIES
10850 | 4224200506000 | SILICONE LINER , LOCKING FOR TRANSFEMORAL AMPUTEES, WITHOUT ANTIBACTERIAL, SUITABLE FOR AMPUTEES WITH EXCESS SOFT TISSUE, SIZE 450 M M APPROXIMATELY, THICKNESS: 2.5-3 MM | PROSTHETICS & ORTHOSIS SUPPLIES
10851 | 4224200506100 | SILICONE LINER , LOCKING FOR TRANSFEMORAL AMPUTEES, WITHOUT ANTIBACTERIAL, SUITABLE FOR AMPUTEES WITH EXCESS SOFT TISSUE, SIZE 500 M M APPROXIMATELY, THICKNESS: 2.5-3 MM | PROSTHETICS & ORTHOSIS SUPPLIES
10852 | 4224200506200 | SILICONE LINER, LOCKING FOR TRANSFEMORAL AMPUTEES, WITHOUT ANTIBACTERIAL, SUITABLE FOR AMPUTEES WITH EXCESS SOFT TISSUE, SIZE 550 MM APPROXIMATELY, THICKNESS: 2.5-3 MM | PROSTHETICS & ORTHOSIS SUPPLIES
10853 | 4224200507300 | SOCKET ADAPTER WITH PYRAMID ROTATABLE TITANIUM SYSTEM HEIGHT: 9 MM APPROXIMATELY, FOR BODY WEIGHT UP TO 150 KG. | PROSTHETICS & ORTHOSIS SUPPLIES
10854 | 4224200507500 | SOCKET ATTACHMENT PIECE FOR ALIGNMENT OF FOREARM PIECE | PROSTHETICS & ORTHOSIS SUPPLIES
10855 | 4224200507800 | SOCKET ADAPTER, STAINLESS STEEL, WITH PYRAMID AND LAMINATION ANCHOR, WITH 4 X 3 LAMINATION DUMMY APPROXIMATELY | PROSTHETICS & ORTHOSIS SUPPLIES
10856 | 4224200507900 | ADAPTER, SOCKET, ROTATABLE, TITANIUM, APPLICATION AS FOR SOCKET ADAPTER, WITH ADJUSTMENT SET SCREW S | PROSTHETICS & ORTHOSIS SUPPLIES
10857 | 4224200508000 | ADAPTER, SOCKET WITH FOUR ADJUSTMENT SET SCREW S, TITANIUM | PROSTHETICS & ORTHOSIS SUPPLIES
10858 | 4224200508300 | ADAPTER, TUBE CLAMP, PEDIATRIC, FEMALE, ALUMINUM | PROSTHETICS & ORTHOSIS SUPPLIES
10859 | 4224200508400 | ADAPTER, TUBE CLAMP, PEDIATRIC, WITH UPPER PYRAMID AND LOWER TUBE CLAMP WITH CLAMP SCREW FOR TRANSTIBIAL PROSTHESIS | PROSTHETICS & ORTHOSIS SUPPLIES
10860 | 4224200508500 | ADAPTER, DOUBLE WITH PYRAMID, TITANIUM, FUNCTIONAL, HEIGHT 30 MM APPROXIMATELY | PROSTHETICS & ORTHOSIS SUPPLIES
10861 | 4224200508600 | ADAPTER, TUBE CLAMP, FEMALE, TITANIUM, MOVABLE, 34 MM | PROSTHETICS & ORTHOSIS SUPPLIES
10862 | 4224200508700 | SOCKET ATTACHMENT BLOCK WITH FOUR COUNTERSUNK HEAD SCREW S AND LAMINATION DUMMY 147 MM WOOD CONNECTION DIAMETER 64 MM HEIGHT APPROXI MATELY | PROSTHETICS & ORTHOSIS SUPPLIES
10863 | 4224200508900 | SOCKET ATTACHMENT BLOCK WITH FOUR COUNTERSUNK HEAD SCREW S AND LAMINATION DUMMY 120 MM WOOD CONNECTION DIAMETER 64 MM HEIGHT APPROXI MATELY | PROSTHETICS & ORTHOSIS SUPPLIES
10864 | 4224200509100 | SOCKET ATTACHMENT BLOCK WITH FOUR COUNTERSUNK HEAD SCREW S AND LAMINATION DUMMY 120 MM WOOD CONNECTION DIAMETER 30 MM HEIGHT APPROXI MATELY | PROSTHETICS & ORTHOSIS SUPPLIES
10865 | 4224200509200 | SOCKET, ATTACHMENT, BLOCK, PEDIATRIC, FOR TRANSTIBIAL AND TRANSFEMORAL | PROSTHETICS & ORTHOSIS SUPPLIES
10866 | 4224200509300 | SOCKET, ATTACHMENT, BLOCK, PLASTIC, FOR CHILDREN, WITH FOUR COUNTER SUNK HEAD SCREWS AND 4 X 8 APPROXIMATELY LAMINATION CAP | PROSTHETICS & ORTHOSIS SUPPLIES
10867 | 4224200509700 | ADAPTER, 4 - HOLE, ALUMINUM, HEIGHT 11 MM APPROXIMATELY, WEIGHT CAPACITY IS UP TO 100 KG | PROSTHETICS & ORTHOSIS SUPPLIES
10868 | 4224200509800 | ADAPTER, SINGLE, MALE, SHORT, ALUMINUM WITH STAINLESS STEEL PYRAMID INSERT, HEIGHT 50 MM APPROXIMATELY, WEIGHT CAPACITY IS UP TO 100 KG | PROSTHETICS & ORTHOSIS SUPPLIES
10869 | 4224200509900 | ADAPTER, MALE, SINGLE, LONG, ALUMINUM, WITH STAINLESS STEEL, PYRAMID INSERT, HEIGHT 77 MM APPROXIMATELY, AND CAN BE CUT TO 70 MM, WEIGHT CAPACITY IS UP TO 100 KG | PROSTHETICS & ORTHOSIS SUPPLIES
10870 | 4224200510000 | ADAPTER FEMALE SHORT ALUMINUM HEIGHT 100 MM AND CAN BE CUT TO LENGTH 60 MM BUILD HEIGHT 100 MM WEIGHT CAPACITY IS UP TO 100 KG. | SUPPLEMENTARY PROSTHET,ORTHOSIS SUPPLIES
10871 | 4224200510100 | ADAPTER, FEMALE, SINGLE, SHORT, ALUMINUM, HEIGHT 200 MM APPROXIMATELY, AND CAN BE CUT TO LENGTH 60 MM, WEIGHT CAPACITY IS UP TO 100 KG | PROSTHETICS & ORTHOSIS SUPPLIES
10872 | 4224200510200 | ADAPTER, FEMALE, DOUBLE, ALUMINUM, HEIGHT 32 MM APPROXIMATELY, WEIGHT CAPACITY IS UP TO 100 KG | PROSTHETICS & ORTHOSIS SUPPLIES
10873 | 4224200510300 | ADAPTER, DOUBLE, FEMALE, ALUMINUM, HEIGHT 45 MM APPROXIMATELY, WEIGHT CAPACITY IS UP TO 100 KG | PROSTHETICS & ORTHOSIS SUPPLIES
10874 | 4224200510400 | ADAPTER, DOUBLE, FEMALE, ALUMINUM, HEIGHT 60 MM APPROXIMATELY, WEIGHT CAPACITY IS UP TO 100 KG | PROSTHETICS & ORTHOSIS SUPPLIES
10875 | 4224200510500 | ADAPTER, DOUBLE, FEMALE, ALUMINUM, HEIGHT 75 MM APPROXIMATELY, WEIGHT CAPACITY IS UP TO 100 KG | PROSTHETICS & ORTHOSIS SUPPLIES
10876 | 4224200510600 | ADAPTER, MALE, DOUBLE, ALUMINUM, WITH STAINLESS STEEL, PYRAMID INSERT, HEIGHT 41 MM APPROXIMATELY, WEIGHT CAPACITY IS UP TO 100 KG | PROSTHETICS & ORTHOSIS SUPPLIES
10877 | 4224200510700 | ADAPTER, SACH FOOT, ALUMINUM, WITH STAINLESS STEEL, PYRAMID INSERT, HEIGHT 25 MM APPROXIMATELY, WEIGHT CAPACITY IS UP TO 100 KG | PROSTHETICS & ORTHOSIS SUPPLIES
10878 | 4224200510800 | ADAPTER, SHIFT, WITH TITANIUM, HEIGHT 60 MM APPROXIMATELY, WEIGHT CAPACITY IS UP TO 100 KG | PROSTHETICS & ORTHOSIS SUPPLIES
10879 | 4224200510900 | ADAPTER, MALE - FEMALE, DOUBLE, WITH 8 MM OFFSET, AND 10 DEGREES ANGLE, STAINLESS STEEL, HEIGHT 40 MM APPROXIMATELY, WEIGHT CAPACITY IS UP TO 125 KG | PROSTHETICS & ORTHOSIS SUPPLIES
10880 | 4224200513100 | CUSTOM MADE TRANSFEMORAL LAMINATED SOCKET WITH VALVE SUSPENSION SYSTEM SKIN COLOR FOR ADULT STAINLESS STEEL LAMINATION ANCHOR WITH PYRAMID ADAPTER 3 OR 4 ARMS ANCHOR ROTATABLE WEIGHT RANGE 160 TO 180 G BODY WEIGHT USER APPROXIMATELY 150 KG INCLUDE TEST SOCKET PROSTHESIS (SERVICES). | SUPPLEMENTARY PROSTHET,ORTHOSIS SUPPLIES
10881 | 4224200513200 | CUSTOM MADE TRANSFEMORAL LAMINATED SOCKET SHUTTLE LOCK WITH ADJUSTMENT SCREWS SKIN COLOR ADULT BODY WEIGHT USER UP TO 125 KG INCLUDE TEST SOCKET PROSTHESIS (SERVICES). | SUPPLEMENTARY PROSTHET,ORTHOSIS SUPPLIES
10882 | 4224200513500 | CUSTOM MADE TRANSFEMORAL LAMINATED SOCKET WITH VALVE SUSPENSION SYSTEM SKIN COLOR FOR ADULT TITANIUM PYRAMID SOCKET ADAPTER WEIGHT RANGE 50 - 60 G BODY WEIGHT APPROXIMATELY 150 KG INCLUDE TEST SOCKET PROSTHESIS (SERVICES). | SUPPLEMENTARY PROSTHET,ORTHOSIS SUPPLIES
10883 | 4224200514000 | CUSTOM MADE TRANSFEMORAL LAMINATED SOCKET WITH VALVE SUSPENSION SYSTEM SKIN COLOR FOR PEDIATRIC ALUMINUM PYRAMID RECEIVER SOCKET ADAPTER INCLUDE TEST SOCKET PROSTHESIS (SERVICES). | SUPPLEMENTARY PROSTHET,ORTHOSIS SUPPLIES
10884 | 4224200514100 | CUSTOM MADE TRANSTIBIAL LAMINATED SOCKET SKIN COLOR ADULT TITANIUM PYRAMID SOCKET ADAPTER BODY WEIGHT UP TO 150 KG INCLUDE TEST SOCKET PROSTHESIS (SERVICES). | SUPPLEMENTARY PROSTHET,ORTHOSIS SUPPLIES
10885 | 4224200514400 | CUSTOM MADE TRANSTIBIAL LAMINATED SOCKET SHUTTLE LOCK SKIN COLOR FOR ADULT PYRAMID SHUTTLE LOCK ADAPTER BODY WEIGHT USER 100 - 125 KG INCLUDE TEST SOCKET PROSTHESIS NOT INCLUDED KNEE JOINT (SERVICES). | SUPPLEMENTARY PROSTHET,ORTHOSIS SUPPLIES
10886 | 4224200515000 | CUSTOM MADE TRANSTIBIAL PEDIATRIC LAMINATED SOCKET WITH VALVE SUSPENSION SYSTEM PEDIATRIC SKIN COLOR ALUMINUM PYRAMID SOCKET AD = APTER ADAPTER BODY WEIGHT USER 45 KG INCLUDE TEST SOCKET PROSTHESIS (SERVICES). | SUPPLEMENTARY PROSTHET,ORTHOSIS SUPPLIES
10887 | 4224200600600 | CLAVICLE SUPPORT, ADJUSTABLE TENSION, NON-ELASTIC STRAPS IN FIGURE OF EIGHT, SIZE: SMALL | REHABILITATION,PHYSIOTHERAPY SUPPLIES
10888 | 4224200600700 | CLAVICLE SUPPORT, ADJUSTABLE TENSION, NON-ELASTIC STRAPS IN FIGURE OF EIGHT, SIZE: MEDIUM | REHABILITATION,PHYSIOTHERAPY SUPPLIES
10889 | 4224200600800 | CLAVICLE SUPPORT, ADJUSTABLE TENSION, NON-ELASTIC STRAPS IN FIGURE OF EIGHT, SIZE: LARGE | REHABILITATION,PHYSIOTHERAPY SUPPLIES
10890 | 4224200600900 | MECHANICAL HAND, VOLUNTARY OPENING WITH PERLON CABLE THROUGH THE PALM OF THE HAND (INNER PULL) WITH THREADED STUD, 12 X 1.5 MM APPROXIMATELY AND INNER HAND SIZE: 7 1/4, RIGHT SIDE | PROSTHETICS & ORTHOSIS SUPPLIES
10891 | 4224200601100 | SPLINTING ACCESSORIES, COMPOSITE, FINGER, FLEXION LOOP, ATTACHMENTS, HELPS ACHIEVE END RANGES OF MCP, PIP, AND DIP JOINT FLEXION, STRAPS WRAP AROUND THE FIRST AND THIRD PHALANX TO INCREASE PIP/DIP FLEXION THEN ATTACH TO THE GAUNTLET AND WRAP AROUND THE FIRST AND THIRD PHALANX, PULLING THE MCP INTO FLEXION WHILE INCREASING PIP/DIP FLEXION, LATEX FREE. PACK OF 4/STRAPS | REHABILITATION,PHYSIOTHERAPY SUPPLIES
10892 | 4224200601200 | SPLINT, RADIAL HINGED ULNAR DEVIATION SPLINT IMPROVES ALIGNMENT OF STRONGLY-DEVIATED FINGERS, SOFT FINGER STRAPS, PERMIT EACH FINGER TO BE CORRECTED INDIVIDUALLY FOR MAXIMUM CONTROL LINED WITH SOFT FELT, THIS DORSAL-BASED SPLINT LEAVES THE PALM FREE FOR FUNCTION, SIZE: SMALL ASSORTED SIDES | REHABILITATION,PHYSIOTHERAPY SUPPLIES
10893 | 4224200601300 | SPLINTING ACCESSORIES KNUCKLES BENDER COIL SPRING THE SPRING CAN ALSO BE TURNED UPSIDE DOWN TO INCREASE SPRING POWER TORQUE FORCE AT FULL FINGER EXTENSION 1000 GRAM/CM.. | SUPPLEMENTARY REHAB,PHYSIOTHERAPY SUPPL.
10894 | 4224200601500 | CUSTOM MADE, COSMETIC PROSTHESIS, HIGH DEFINITION SILICONE, TRANSRADIAL, PEDIATRIC, STRETCHABLE SILICONE, WITH MULTI-COLORED SKIN TONE AND ATTENTION TO DETAIL INCLUDING HAIRS, MOLES, AND FRECKLES, SILICONE NAILS WHICH CAN BE PAINTED WITH NAIL VARNISH BY USER, TO INCLUDE SILICONE SOCKET, COMPONENTS AND TEST PIECE REQUIRED, (SERVICES) | PROSTHETICS & ORTHOSIS SUPPLIES
10895 | 4224200601600 | CUSTOM MADE, COSMETIC PROSTHESIS, HIGH DEFINITION SILICONE, FINGER, PEDIATRIC, ONE DIGITS, STRETCHABLE SILICONE, WITH MULTI-COLORED SKIN TONE AND ATTENTION TO DETAIL INCLUDING HAIRS, MOLES, AND FRECKLES, SILICONE NAILS WHICH CAN BE PAINTED WITH NAIL VARNISH BY USER, TO INCLUDE SILICONE SOCKET, COMPONENTS AND TEST PIECE REQUIRED, (SERVICES) | PROSTHETICS & ORTHOSIS SUPPLIES
10896 | 4224200601700 | CUSTOM MADE, COSMETIC PROSTHESIS, HIGH DEFINITION SILICONE, FINGER, PEDIATRIC, TWO DIGITS, STRETCHABLE SILICONE, WITH MULTI-COLORED SKIN TONE AND ATTENTION TO DETAIL INCLUDING HAIRS, MOLES, AND FRECKLES, SILICONE NAILS WHICH CAN BE PAINTED WITH NAIL VARNISH BY USER, TO INCLUDE SILICONE SOCKET, COMPONENTS AND TEST PIECE REQUIRED, (SERVICES) | PROSTHETICS & ORTHOSIS SUPPLIES
10897 | 4224200601800 | CUSTOM MADE, COSMETIC PROSTHESIS, HIGH DEFINITION SILICONE, FINGER, PEDIATRIC, MORE THAN 3 DIGITS, STRETCHABLE SILICONE, WITH MULTI-COLORED SKIN TONE AND ATTENTION TO DETAIL INCLUDING HAIRS, MOLES, AND FRECKLES, SILICONE NAILS WHICH CAN BE PAINTED WITH NAIL VARNISH BY USER, TO INCLUDE SILICONE SOCKET, COMPONENTS AND TEST PIECE REQUIRED, (SERVICES) | PROSTHETICS & ORTHOSIS SUPPLIES
10898 | 4224200601900 | CUSTOM MADE, SILICONE PARTIAL HAND PROSTHESIS FOR CHILDREN, CUSTOM MADE, FLEXIBLE SILICONE TO STRETCH TO ALLOW GROWTH, HIGH DEFINITION WITH MULTI-COLORED SKIN TONE, AND ATTENTION TO DETAIL INCLUDING HAIRS, MOLES, AND FRECKLES, SILICONE NAILS WHICH CAN BE PAINTED WITH NAIL VARNISH BY THE USER TO INCLUDE SILICONE TEST PIECE IF REQUIRED, (SERVICES) | PROSTHETICS & ORTHOSIS SUPPLIES
10899 | 4224210000100 | POWDER HARDENER FOR RESIN, WITH 1 GRAM MEASURING SPOON 150 GM, APPROXIMATELY | PROSTHETICS & ORTHOSIS SUPPLIES
10900 | 4224210000200 | SPLINTING ACCESSORIES TUBES + BENDING WIRES 10 TUBES OF 330 MM LONG + 2 BENDING WIRES.. | SUPPLEMENTARY REHAB,PHYSIOTHERAPY SUPPL.
10901 | 4224210000400 | LINER, HIGHLY CROSSED LINKED POLYETHYLENE FOR UNCEMENTED PRIMARY TOTAL HIP, ASSORTED SIZES AND SHAPES | ORTHOPEDIC & SPINAL SUPPLIES
10902 | 4224210000500 | LINER, HIGHLY CROSSED LINKED POLYETHYLENE FOR CEMENTED PRIMARY TOTAL HIP, ASSORTED SIZES AND SHAPES | ORTHOPEDIC & SPINAL SUPPLIES
10903 | 4224210000600 | INSTRUMENTATION SET, COMPLETE FOR DUAL MOBILITY CUP AND RELATED ITEMS FOR TOTAL HIP ARTHROPLASTY, WITH NECESSARY CASE AND TRAY | ORTHOPEDIC & SPINAL SUPPLIES
10904 | 4224210000700 | SCREW, VARIABLE ANGLE3.5 MM LCP OR, EQUIVALENT FOR LATERAL DISTAL FIBULA, ASSORTED SIZES | ORTHOPEDIC & SPINAL SUPPLIES
10905 | 4224210000800 | PLATE, VARIABLE ANGLE 3.5MM FOR ANATOMIC PROXIMAL MEDIAL TIBIA LEFT OR RIGHT PLATING ASSORTED TYPES AND SIZES AS REQUESTED BY END US ER | ORTHOPEDIC & SPINAL SUPPLIES
10906 | 4224210000900 | SET, COMPLETE INSTRUMENTATION FOR WRIST FUSION TITANIUM PLATING | ORTHOPEDIC & SPINAL SUPPLIES
10907 | 4224210001000 | SET, COMPLETE INSTRUMENTATION FOR WRIST FUSION STAINLESS STEEL PLATING | ORTHOPEDIC & SPINAL SUPPLIES
10908 | 4224210001100 | PLATE, PELVIC SPRING, ASSORTED SIZES | ORTHOPEDIC & SPINAL SUPPLIES
10909 | 4224210001200 | SHELL LINER, METAL FOR DUAL MOBILITY CUP, ASSORTED SIZES AS REQUESTED BY END USER | ORTHOPEDIC & SPINAL SUPPLIES
10910 | 4224210001300 | SHELL LINER, CERMAIC FOR DUAL MOBILITY CUP, ASSORTED SIZES AS REQUESTED BY END USER | ORTHOPEDIC & SPINAL SUPPLIES
10911 | 4224210001400 | LINER, HIGHLY CROSSED LINKED POLYETHYLENE FOR DUAL MOBILITY CUP, ASSORTED SIZES | ORTHOPEDIC & SPINAL SUPPLIES
10912 | 4224210001500 | SET, COMPLETE INSTRUMENTATION FOR REVISION ACETABULAR AUGMENTATION BLOCK, WITH NECESSARY CASE | ORTHOPEDIC & SPINAL SUPPLIES
10913 | 4224210001600 | SCREW, FOR METAL ACETABULAR AUGMENTATION BLOCK, ASSORTED SIZES | ORTHOPEDIC & SPINAL SUPPLIES
10914 | 4224210001700 | SLEEVE, FOR PROXIMAL FEMORAL STEM METAPHYSEAL FIXATION, ASSORTED SIZES AND SHAPES, AS REQUESTED BY END USER | ORTHOPEDIC & SPINAL SUPPLIES
10915 | 4224210001800 | SET, COMPLETE FEMORAL AND ACETABULAR RETRACTORS FOR MINIMAL INVASIVE ANTERIOR HIP APPROACH, WITH ALL NECESSARY CASES AND TRAYS | ORTHOPEDIC & SPINAL SUPPLIES
10916 | 4224210001900 | SET, COMPLETE INSTRUMENTATION FEMORAL AND ACETABULAR BROACH HANDLES FOR MINIMAL INVASIVE ANTERIOR HIP APPROACH, WITH ALL NECESSARY CASES AND TRAYS | ORTHOPEDIC & SPINAL SUPPLIES
10917 | 4224210002000 | CLAMPS, FOR LENGTHING AND DEFORMITY CORRECTION, ASSORTES SIZES AND SHAPES | ORTHOPEDIC & SPINAL SUPPLIES
10918 | 4224210002100 | SET, COMPLETE INSTRUMENTATION FOR PARTIAL PELVIC RECONSTRUCTION, WITH NECESSARY ACCESSORIES AND CASES AND IMPLANT TRAY | ORTHOPEDIC & SPINAL SUPPLIES
10919 | 4224210002200 | CANNULA, FOR SMALL JOINT ARTHROSCOPY, REUSABLE, ASSORTED SIZES | ORTHOPEDIC & SPINAL SUPPLIES
10920 | 4224210002300 | OBTURATORS, FOR KNEE/SHOULDER ARTHROSCOPIC CANNULAS, ASSORTED SIZES, REUSABLE | ORTHOPEDIC & SPINAL SUPPLIES
10921 | 4224210002400 | STEM, TIBIAL FOR CEMENTED PRIMARY TOTAL KNEE, ASSORTED SIZES AS REQUESTED BY END USER | ORTHOPEDIC & SPINAL SUPPLIES
10922 | 4224210002500 | KIT, FOR WRIST ARTHROSCOPY SURGERY, DISPOSABLE, ORTHOPEDIC | ORTHOPEDIC & SPINAL SUPPLIES
10923 | 4224210002600 | CASE, STERILIZATION FOR THE KNEE SCISSORS, GRASPERS, AND PUNCHES, WITH GRAPHIC DESIGN TRAYS | ORTHOPEDIC & SPINAL SUPPLIES
10924 | 4224210002700 | SCISSORS, KNEE ARTHROSCOPY ASSORTED TYPES | ORTHOPEDIC & SPINAL SUPPLIES
10925 | 4224210002800 | PUNCH, KNEE ARTHROSCOPY ASSORTED TYPES | ORTHOPEDIC & SPINAL SUPPLIES
10926 | 4224210002900 | PROBE HOOK, FOR KNEE ARTHROSCOPY PROCEDURES ASSORTED TYPES | ORTHOPEDIC & SPINAL SUPPLIES
10927 | 4224210003000 | GRASPER, KNEE ARTHROSCOPY ASSORTED TYPES | ORTHOPEDIC & SPINAL SUPPLIES
10928 | 4224210003100 | CORKSCREW FOR FEMORAL HEAD REMOVAL | ORTHOPEDIC & SPINAL SUPPLIES
10929 | 4224210003200 | COLLEGANE MEMBRANE, FOR THE TREATMENT OF CARTILAGE LESIONS, ASSORTED SIZES | ORTHOPEDIC & SPINAL SUPPLIES
10930 | 4224210003300 | PLATE, LCP ANATOMIC DISTAL RADIUS STYLOID, TITANIUM, ASSORTED TYPES AND SIZES REQUESTED BY END USER | ORTHOPEDIC & SPINAL SUPPLIES
10931 | 4224210003400 | SET, COMPLETE INSTRUMENTATION FOR ANATOMICAL CRONOID PLATING, TITANIUM, WITH NECESSARY CASES | ORTHOPEDIC & SPINAL SUPPLIES
10932 | 4224210003500 | PLATE, LCP ANATOMIC CRONOID PLATING, TITANIUM, ASSORTED TYPES AND SIZES REQUESTED BY END USER | ORTHOPEDIC & SPINAL SUPPLIES
10933 | 4224210003600 | SCREW, CORTICAL FOR LCP ANATOMIC CRONOID PLATING, TITANIUM, ASSORTED TYPES AND SIZES REQUESTED BY END USER | ORTHOPEDIC & SPINAL SUPPLIES
10934 | 4224210003700 | SCREW, LOCKED FOR LCP ANATOMIC CRONOID PLATING, TITANIUM, ASSORTED TYPES AND SIZES REQUESTED BY END USER | ORTHOPEDIC & SPINAL SUPPLIES
10935 | 4224210003800 | GUIDE PIN, THREADED TIP FOR DHS/DCS PLATE, ASSORTED SIZES AS REQUESTED BY END USER | ORTHOPEDIC & SPINAL SUPPLIES
10936 | 4224210003900 | GUIDE WIRE, WITH OLIVE TIP, FOR INTRAMEDULLARY REAMING NAIL, STERILE, ASSORTED SIZES AS REQUESTED BY END USER | ORTHOPEDIC & SPINAL SUPPLIES
10937 | 4224210004000 | ENTERY GUIDE PIN, FOR INTRAMEDULLARY NALING SYSTEM, STERILE, ASSORTED SIZES AS REQUESTED BY END USER | ORTHOPEDIC & SPINAL SUPPLIES
10938 | 4224210004100 | ALLOGRAFT, TISSUE MATRIX CONTAINS GROWTH FACTORS, FOR GONARTHROSIS JOINT | ORTHOPEDIC & SPINAL SUPPLIES
10939 | 4224210004200 | ANGLED HALF PIN HOLDING DEVICE, FOR RING FIXATOR, ASSORTED SIZES AND SHAPES | ORTHOPEDIC & SPINAL SUPPLIES
10940 | 4224210004300 | ILIZAROV SYSTEM RINGS, COMPOSITE/ ALUMINEM, ASSORTED SHAPES AND SIZES AS REQUESTED BY END USER, ORTHOPEDIC | ORTHOPEDIC & SPINAL SUPPLIES
10941 | 4224210004400 | ILIZAROV SYSTEM RINGS, TITANIUM, ASSORTED SHAPES AND SIZES AS REQUESTED BY END USER, ORTHOPEDIC | ORTHOPEDIC & SPINAL SUPPLIES
10942 | 4224210004500 | ILIZAROV SYSTEM FEMORAL ARCH, COMPOSITE/ALUMINEM, ASSORTED SIZES AND ANGLES, AS REQUESTED BY END USER, ORTHOPEDIC | ORTHOPEDIC & SPINAL SUPPLIES
10943 | 4224210004600 | ILIZAROV SYSTEM FEMORAL ARCH, TITANIUM, ASSORTED SIZES AND ANGLES, AS REQUESTED BY END USER, ORTHOPEDIC | ORTHOPEDIC & SPINAL SUPPLIES
10944 | 4224210004700 | POLYAXIAL TELESCOPIC STRUTS (STANDARD ADJUST) FOR HEXAPOD FIXATOR, ASSORTED SIZES, AS REQUESTED BY END USER | ORTHOPEDIC & SPINAL SUPPLIES
10945 | 4224210004800 | POLYAXIAL TELESCOPIC STRUTS (TRAUMA ADJUST) FOR HEXAPOD FIXATOR, ASSORTED SIZES, AS REQUESTED BY END USER | ORTHOPEDIC & SPINAL SUPPLIES
10946 | 4224210004900 | SET, COMPLETE INSTRUMENTATION FOR ANATOMIC VARIABLE ANGLED PROXIMAL HUMERUS TITANIUM PLATING, WITH NECESSARY CASE AND IMPLANT TRAY | ORTHOPEDIC & SPINAL SUPPLIES
10947 | 4224210005000 | PLATE, VARIABLE ANGLED LCP ANATOMIC PROXIMAL HUMERUS LEFT OR RIGHT TITANIUM, ASSORTED TYPES AND SIZES AS REQUESTED BY END USER | ORTHOPEDIC & SPINAL SUPPLIES
10948 | 4224210005100 | SCREW, CORTICAL TITANIUM FOR VARIABLE ANGLED PROXIMAL HUMERUS PLATING ASSORTED SIZES | ORTHOPEDIC & SPINAL SUPPLIES
10949 | 4224210005200 | SCREW, LOCKED HEAD TITANIUM FOR VARIABLE ANGLED PROXIMAL HUMERUS PLATING ASSORTED SIZES | ORTHOPEDIC & SPINAL SUPPLIES
10950 | 4224210005300 | SET SCREW, LOCKING MECHANISM, FOR POSTERIOR THORACOLUMBAR SACROILIAC FIXATION | ORTHOPEDIC & SPINAL SUPPLIES
10951 | 4224210005400 | ROD, TITANIUM DIAMETER 5- 6.5 MM, LENGTH 450-500 MM, FOR POSTERIOR THORACOLUMBAR SACROILIAC DEFORMITY CORRECTION AND FIXATION, COMPATIBLE WITH NAVIGATION SYSTEM, AS REQUESTED BY END USER, SPINAL | ORTHOPEDIC & SPINAL SUPPLIES
10952 | 4224210005500 | SET SCREW, LOCKING MECHANISM, FOR POSTERIOR THORACOLUMBAR SACROILIAC DEFORMITY CORRECTION AND FIXATI, COMPATIBLE WITH NAVIGATION SYSTEM | ORTHOPEDIC & SPINAL SUPPLIES
10953 | 4224210005600 | SCREW POLYAXIAL REDUCTION, TITANIUM, ASSORTED DIAMETER, ASSORTED LENGTH WITH PROPER LOCKING MECHANISM AS REQUESTED BY END USER, FOR ADULT, COMPATIBLE WITH NAVIGATION SYSTEM, SPINAL | ORTHOPEDIC & SPINAL SUPPLIES
10954 | 4224210005700 | SET SCREW, LOCKING MECHANISM, FOR POSTERIOR THORACOLUMBAR SACROILIAC DEFORMITY | ORTHOPEDIC & SPINAL SUPPLIES
10955 | 4224210005800 | SCREW POLYAXIAL REDUCTION, TITANIUM, ASSORTED DIAMETER, ASSORTED LENGTH WITH PROPER LOCKING MECHANISM AS REQUESTED BY END USER, FOR PEDIATRIC, COMPATIBLE WITH NAVIGATION SYSTEM, SPINAL | ORTHOPEDIC & SPINAL SUPPLIES
10956 | 4224210005900 | SET SCREW, LOCKING MECHANISM, FOR POSTERIOR CERVICAL FIXATION | ORTHOPEDIC & SPINAL SUPPLIES
10957 | 4224210006000 | INSTRUMENTATION SET COMPLETE AND NECESSARY STERILIZATION CASE (TRAY, BOX, LID) FOR POSTERIOR CERVICAL FIXATION, RODS ,HOOKS, SCREWS AND SET SCREWS, COMPATIBLE WITH NAVIGATION SYSTEM, SPINAL | ORTHOPEDIC & SPINAL SUPPLIES
10958 | 4224210006100 | SET SCREW, LOCKING MECHANISM, FOR PEDIATRIC THORACO LUMBO SACRAL FIXATION | ORTHOPEDIC & SPINAL SUPPLIES
10959 | 4224210006200 | ROD, 5- 6.5 MM DIAMETER, COBALT CHROME, 450-500 MM LONG, SPINAL | ORTHOPEDIC & SPINAL SUPPLIES
10960 | 4224210006300 | SET SCREW, LOCKING MECHANISM, FOR POSTERIOR THORACOLUMBAR SACROILIAC DEFORMITY CORRECTION AND FIXATION, FOR ADULT, SPINAL | ORTHOPEDIC & SPINAL SUPPLIES
10961 | 4224210006400 | SCREW POLYAXIAL REDUCTION, TITANIUM, ASSORTED DIAMETER, ASSORTED LENGTH WITH PROPER LOCKING MECHANISM AS REQUESTED BY END USER, FOR ADULT, SPINAL | ORTHOPEDIC & SPINAL SUPPLIES
10962 | 4224210006500 | BONE CEMENT DELIVERY SYSTEM KIT AND CEMENT FOR MINIMALLY INVASIVE THORACOLUMBAR FIXATION, DISPOSABLE, SPINAL | ORTHOPEDIC & SPINAL SUPPLIES
10963 | 4224210006600 | SET SCREW, LOCKING MECHANISM, FOR POSTERIOR PERCUTANEOUS CANNULATED MINIMAL INVASIVE THORACOLUMBAR FIXATION | ORTHOPEDIC & SPINAL SUPPLIES
10964 | 4224210006700 | ROD, 5-6.5 MM DIAMETER TITANIUM FOR OSTEOPOROSIS, 450-500 LENGTH | ORTHOPEDIC & SPINAL SUPPLIES
10965 | 4224210006800 | ROD, 5-6.5 MM DIAMETER COBALT CHROME FOR OSTEOPOROSIS, 450-500 LENGTH | ORTHOPEDIC & SPINAL SUPPLIES
10966 | 4224210006900 | SET SCREW, LOCKING MECHANISM, FOR CEMENT AUGMENTED PEDICLE TITANIUM SCREWS FOR OSTEOPOROSIS | ORTHOPEDIC & SPINAL SUPPLIES
10967 | 4224210007000 | SET SCREW, LOCKING MECHANISM, FOR POSTERIOR THORACOLUMBAR SACROILIAC DEFORMITY CORRECTION AND FIXATION,FOR PEDIATRIC, SPINAL | ORTHOPEDIC & SPINAL SUPPLIES
10968 | 4224210007100 | SCREW POLYAXIAL REDUCTION, TITANIUM, ASSORTED DIAMETER, ASSORTED LENGTH WITH PROPER LOCKING MECHANISM AS REQUESTED BY END USER, FOR PEDIATRIC, SPINAL | ORTHOPEDIC & SPINAL SUPPLIES
10969 | 4224210007200 | SET SCREW, LOCKING MECHANISM, FOR POSTERIOR THORACOLUMBAR CORTICAL FIX SCREWS | ORTHOPEDIC & SPINAL SUPPLIES
10970 | 4224210007300 | CONNECTOR, SIDE TO SIDE, CLOSED TO CLOSED, WITH PROPER LOCKING MECHANISM, FOR CERVICAL TO CERVICAL ROD, ASSORTED SIZES AS REQUESTED BY END USER | ORTHOPEDIC & SPINAL SUPPLIES
10971 | 4224210007400 | CONNECTOR, SIDE TO SIDE, CLOSED TO CLOSED OFF-SET (WIDE AND NARROW), WITH PROPER LOCKING MECHANISM, FOR CERVICAL TO CERVICAL ROD, AS SORTED SIZES AS REQUESTED BY END USER | ORTHOPEDIC & SPINAL SUPPLIES
10972 | 4224210007500 | SET SCREW, LOCKING MECHANISM,FOR POSTERIOR CERVICAL DEFORMITY | ORTHOPEDIC & SPINAL SUPPLIES
10973 | 4224210007600 | SCREW, FOR STANDALONE 3D PRINTED TITANIUM, FOR ANTERIOR CERVICAL DISC FUSION, ASSORTED DIAMETER AND LENGTH, AS REQUESTED BY END USER , SPINAL | ORTHOPEDIC & SPINAL SUPPLIES
10974 | 4224210007700 | INSTRUMENTATION AND IMPLANT SET COMPLETE AND NECESSARY CASE (TRAY, BOX, LID), FOR SPINOUS PROCESS WIRE COIL, SPINE | ORTHOPEDIC & SPINAL SUPPLIES
10975 | 4224210007800 | INSTRUMENTATION SET COMPLETE, TUBULAR RETRACTOR FOR MICRO DISCECTOMY WITHOUT ILLUMINATION (INCLUDING RETRACTORS SYSTEM AND TOOLS AND DILATORS), SPINAL | ORTHOPEDIC & SPINAL SUPPLIES
10976 | 4224210007900 | SET, COMPLETE SPINAL RETRACTORS FOR MICRODISCECTOMY, LUMBAR SELF RETAINING WITH DETACHABLE BLADES, ALL SIZES OF BLADES, SPINAL | ORTHOPEDIC & SPINAL SUPPLIES
10977 | 4224210008000 | INSTRUMENTATION SET COMPLETE, RADIOLUCENT TUBULAR RETRACTOR FOR MICRO DISCECTOMY WITH ILLUMINATION(INCLUDING RETRACTORS SYSTEM AND TOOLS), SPINAL | ORTHOPEDIC & SPINAL SUPPLIES
10978 | 4224210008100 | VERTEBROPLASTY KIT FOR BILATERAL PEDICLES WITH ALL NECESSARY IMPLANTS, TOOLS AND CEMENT AS ONE SET, DISPOSABLE, COMPATIBLE WITH NAVI GATION, SPINAL | ORTHOPEDIC & SPINAL SUPPLIES
10979 | 4224210008200 | PUMP TUBING, FOR ARTHROSCOPY PUMP | ORTHOPEDIC & SPINAL SUPPLIES
10980 | 4224210200200 | SPLINT, COT FINGER SPLINT, LIGHTWEIGHT, MALLEABLE ALUMINUM, FOAM PADDING, PROVIDE PROTECTION AND STABILIZATION, FOLDED OVER THE FINGER, SIZE: X-LARGE | REHABILITATION,PHYSIOTHERAPY SUPPLIES
10981 | 4224210200300 | TRACTION KIT, FOR ANKLE ARTHROSCOPY SURGERY, ORTHOPEDIC | ORTHOPEDIC & SPINAL SUPPLIES
10982 | 4224210300100 | HALO VEST ADULT LARGE INVASIVE, SPINAL | ORTHOPEDIC & SPINAL SUPPLIES
10983 | 4224210300200 | HALO VEST ADULT MEDIUM INVASIVE, SPINAL | ORTHOPEDIC & SPINAL SUPPLIES
10984 | 4224210300400 | HALO VEST PEDIATRIC LARGE INVASIVE, SPINAL | ORTHOPEDIC & SPINAL SUPPLIES
10985 | 4224210300500 | HALO VEST PEDIATRIC MEDIUM INVASIVE, SPINAL | ORTHOPEDIC & SPINAL SUPPLIES
10986 | 4224210301600 | CERVICAL ORTHOSIS, STERNO OCCIPITAL MANDIBULAR IMMOBILIZER TYPE (S.O.M.I), SIZE LARGE | PROSTHETICS & ORTHOSIS SUPPLIES
10987 | 4224210301700 | AIR TRACTION CERVICAL COLLAR, DECOMPRESSION, LIGHTWEIGHT, UNIVERSAL SIZE | REHABILITATION,PHYSIOTHERAPY SUPPLIES
10988 | 4224210600100 | LUMBAR DECOMPRESSION BELT, AIR TRACTION, DECOMPRESSION, LIGHTWEIGHT, WORN UNDER CLOTHING, SIZE: SMALL | REHABILITATION,PHYSIOTHERAPY SUPPLIES
10989 | 4224210600200 | LUMBAR DECOMPRESSION BELT, AIR TRACTION, DECOMPRESSION, LIGHTWEIGHT, WORN UNDER CLOTHING, SIZE: MEDIUM | REHABILITATION,PHYSIOTHERAPY SUPPLIES
10990 | 4224210600300 | LUMBAR DECOMPRESSION BELT, AIR TRACTION, DECOMPRESSION, LIGHTWEIGHT, WORN UNDER CLOTHING, SIZE: LARGE | REHABILITATION,PHYSIOTHERAPY SUPPLIES
10991 | 4224210600400 | LUMBAR DECOMPRESSION BELT, AIR TRACTION, DECOMPRESSION, LIGHTWEIGHT, WORN UNDER CLOTHING, SIZE: EXTRA LARGE (XL) | REHABILITATION,PHYSIOTHERAPY SUPPLIES
10992 | 4224210600500 | LUMBAR DECOMPRESSION BELT, AIR TRACTION, DECOMPRESSION, LIGHTWEIGHT, WORN UNDER CLOTHING, SIZE: DOUBLE EXTRA LARGE (XXL) | REHABILITATION,PHYSIOTHERAPY SUPPLIES
10993 | 4224210600600 | LUMBAR DECOMPRESSION BELT, AIR TRACTION, DECOMPRESSION, LIGHTWEIGHT, WORN UNDER CLOTHING, SIZE: X SMALL | REHABILITATION,PHYSIOTHERAPY SUPPLIES
10994 | 4225150000000 | THERAPEUTIC A TREE WITH ADJUSTABLE HEIGHT AND HORIZONTAL BARS ON WHICH TO PLACE THE SLIDING RINGS BASE MEASURES 36 INCH LONG AND CAN BE TEMPORARILY OR PERMANENTLY FIXED TO A WORK TABLE INCLUDES 36 PLASTIC RINGS-12 EACH OF 1 INCH 1-1/8 INCH AND 2 INCH DIAMETER RINGS THREE HORIZONTAL BARS MEASURE 12 INCH 24 INCH AND 36 INCH LONG. VERTICAL POST MEASURES 28-1/2 INCH LONG WITH SIX HOLES FOR HORIZONTAL BAR PLACEMENT.. | SUPPLEMENTARY REHAB,PHYSIOTHERAPY SUPPL.
10995 | 4225150000500 | ASSESSMENT TOOLS, TWO POINT, DISK, DISCRIMINATOR | REHABILITATION,PHYSIOTHERAPY SUPPLIES
10996 | 4225150000700 | BRUSH, FLEXIBLE NUBBY TEXTURE OR EQUIVALENT, TO REDUCE ORAL HYPERSENSITIVITY | EAR, NOSE & THROAT SUPPLIES (ENT)
10997 | 4225150000900 | ASSISTIVE TOOLS, MEDICAL RUBBER MASSAGE TOOTHBRUSH SET, FOR ORAL MOTOR FACILITATION, STIMULATION AND DESENSITIZATION OF ORAL TISSUES SAFE AND NON-TOXIC. 100% SOFT SILICONE AND BPA FREE FOOD GRADE PLASTIC, SILICONE HEADS NON-SLIP HANDLES WITH SOFT GRIP | REHABILITATION,PHYSIOTHERAPY SUPPLIES
10998 | 4225150001000 | THERAPEUTIC MASSAGER WITH 3 RUBBER HEADS VIBRATES AT 5500 CYCLES PER MINUTE PORTABLE USE TO BREAK DOWN SCAR TISSUE AFTER SURGERY AND REDUCE SCAR’S APPEARANCE INCLUDE BATTERY.. | SUPPLEMENTARY REHAB,PHYSIOTHERAPY SUPPL.
10999 | 4225150001100 | THERAPEUTIC, COLORCARDS: SIMPLE SEQUENCES PICTURES - COLORFUL PHOTOGRAPHS OF SIMPLE SEQUENCES OFFER 12 DIFFERENT 2-STEP SEQUENCES AND EIGHT 3-STEP SEQUENCES, SO THAT YOU CAN BEGIN WORK WITH BEFORE AND AFTER AND PROGRESS TO PUTTING THE LONGER SEQUENCES IN LOGICAL ORDER. FEATURING EVERYDAY ACTIVITIES THAT CHILDREN CAN RELATE TO. THESE CARDS CAN ALSO BE USED AS REMINDERS FOR COMPLETING A TASK, LIKE BRUSHING TEETH, TAKING OUT THE TRASH, TURNING OFF THE LAMP, RIDING A BIKE, AND DECORATING A CAKE. 48 CARDS | REHABILITATION,PHYSIOTHERAPY SUPPLIES
11000 | 4225150001200 | THERAPEUTIC, JUST FOR ADULTS PHOTO CARDS OR EQUIVALENT, INCREASE LEVEL OF INDEPENDENCE, IMPROVE PROBLEM-SOLVING SKILLS AND FLEXIBILITY IN THINKING, RESPOND APPROPRIATELY TO SAFETY SITUATIONS, DEVELOP ABSTRACT REASONING AND IMPROVE ORGANIZATIONAL SKILLS. | REHABILITATION,PHYSIOTHERAPY SUPPLIES
11001 | 4225150001300 | THERAPEUTIC, BASIC SEQUENCES, COGNITIVE ASSESSMENT TOOL THAT HELPS PROMOTE AND ESTABLISH A BASIC UNDERSTANDING OF ORDER AND DIRECTION, LOGICAL THOUGHT, AND EXPRESSIVE LANGUAGE SKILLS. THIS SET INCLUDES SIXTEEN 3-STEP SEQUENCES OF | REHABILITATION,PHYSIOTHERAPY SUPPLIES
11002 | 4225150001400 | THERAPEUTIC, BEAD SEQUENCING SET, INCLUDES 45 MULTICOLORED BEADS AND 10 SEQUENCING PATTERNS, FIVE HARDWOOD, 1 1/2 INCH DIAMETER, DOWELS COMES WITH STORAGE BOX, FOR AGES 4 YEARS AND UP, LATEX FREE | REHABILITATION,PHYSIOTHERAPY SUPPLIES
11003 | 4225150001500 | THERAPEUTIC, CHILDREN’S MANUAL DEXTERITY VESTS - PRACTICE ADL SKILLS, FINE MOTOR COORDINATION AND PROBLEM SOLVING WITH THIS SET OF FOUR, HEAVY-DUTY, COTTON-POLYESTER VESTS. THREE VESTS ASSIST WITH SPECIFIC SKILLS—SNAPPING, BUTTONING AND ZIPPING. THE FOURTH IS A COMBINATION VEST WITH BUTTON AND ZIPPER. ELASTIC PANELS FOR ONE-SIZE-FITS-ALL CONVENIENCE. VESTS ARE 13-1/2 W X 18 L INCH. LATEX FREE | REHABILITATION,PHYSIOTHERAPY SUPPLIES
11004 | 4225150001600 | THERAPEUTIC, COGNITIVE RETRAINING WORKBOOKS: SIMPLE COGNITIVE TASKS, SET OF 3 SIMPLE COGNITIVE TASKS, MARY EVANOFSKI. THIS WONDERFUL THREE-BOOK SET OF BEGINNING TASKS IS DESIGNED TO HELP CLIENTS GET BACK ON THE ROAD TO RECOVERY AFTER ANY NEUROLOGICAL | REHABILITATION,PHYSIOTHERAPY SUPPLIES
11005 | 4225150001700 | THERAPEUTIC, CRITICAL THINKING FOR ACTIVITIES OF DAILY LIVING AND COMMUNICATION FACILITATES COMMUNITY RE-ENTRY OF ADULT CLIENTS. PICTURE CARDS HELP IMPROVE COMMUNICATION AND PERFORMANCE OF DAILY LIVING ACTIVITIES. PERFECT FOR CLIENTS WHO HAVE DECREASED COGNITIVE SKILLS PRODUCED BY STROKE, TRAUMATIC BRAIN INJURY, DEMENTIA, OR NEUROLOGICAL INVOLVEMENT | SUPPLEMENTARY REHAB,PHYSIOTHERAPY SUPPL.
11006 | 4225150001900 | THERAPEUTIC, HAND THERAPY MANIPULATION BOARD, INCLUDES: DOORCHAIN LOCK, ELECTRIC OUTLET PLATE, PADLOCK, KEY LOCK, FAUCET, HOOK AND EYE LOCK, LUGGAGE LOCK OR EQUIVALENT, NO SHARP EDGES | REHABILITATION,PHYSIOTHERAPY SUPPLIES
11007 | 4225150002000 | THERAPEUTIC ORAL MOTOR CHEWY TUBES DESIGNED TO PROVIDE A CHEWABLE SURFACE FOR DEVELOPING AND PRACTICING FUNDAMENTAL BITING AND CHEWING SKILLS PROVIDING TACTILE AND ORAL STIMULATION. DIFFERENT COLOR WITH DIFFERENT SIZES FOOD GRADE NON-TOXIC LEAD-FREE AND NO PVC OR PHTHALATES INCLUDES A 50-PAGE MANUAL AND 25 ASSESSMENT FORMS. | SUPPLEMENTARY REHAB,PHYSIOTHERAPY SUPPL.
11008 | 4225150002100 | THERAPEUTIC, SMALL MIRROR THERAPY MIRROR SIZE OF 14 X 10 INCH APPROXIMATELY SUITABLE FOR UPPER LIMBS WIDE HAND SPACE - 8.5 INCH / 21 CM WIDE HAND SPACE FOR GREATER COMFORT, VENTILATION AND ALLOWS HAND MOVEMENT AT THE SAME TIME, EASY TO SET UP, CAN BE EASILY SET UP WITH ONE HAND. EASY TO FOLD AND KEEP AFTER USE TOO | REHABILITATION,PHYSIOTHERAPY SUPPLIES
11009 | 4225150002300 | ASSESSMENT TOOLS INFANT DEVELOPMENT SCALE (BAYLEY SCALES OR EQUIVALENT) USED TO IDENTIFY DEVELOPMENTAL COMPETENCIES OF VERY YOUNG CHILDREN FROM ONE TO 42 MONTHS OF AGE ITS PURPOSE IS TO IDENTIFY DEFICITS IN CHILDREN AS EARLY AS POSSIBLE SO THAT INTERVENTION CAN BEGIN QUICKLY IT EVALUATES FIVE MAJOR DEVELOPMENTAL AREAS INCLUDING LANGUAGE MOTOR ADAPTIVE COGNITIVE AND SOCIAL-EMOTIONAL DEVELOPMENT.. | SUPPLEMENTARY REHAB,PHYSIOTHERAPY SUPPL.
11010 | 4225150200200 | ASSESSMENT TOOLS SENSATION KIT MONOFILAMENTS DISTINGUISH DISTINGUISH BETWEEN NORMAL DIMINISHED LIGHT TOUCH DIMINISHED PROTECTIVE SENSATION COMPLETE KIT.. | SUPPLEMENTARY REHAB,PHYSIOTHERAPY SUPPL.
11011 | 4225150200300 | BULB, FOR ORAL PERFORMANCE INSTRUMENT TO MEASURE TONGUE AND LIP STRENGTH AND ENDURANCE HANDHELD | EAR, NOSE & THROAT SUPPLIES (ENT)
11012 | 4225150200400 | CONNECTING TUBE FOR ORAL PERFORMANCE INSTRUMENT TO MEASURE TONGUE AND LIP STRENGTH AND ENDURANCE HANDHELD | EAR, NOSE & THROAT SUPPLIES (ENT)
11013 | 4225150200600 | THERAPEUTIC, FOUR TIER BALL ACTIVITY, DESIGNED FOR PATIENTS WITH LITTLE SHOULDER OR ELBOW MOVEMENT. USED AS A UNIT OR THE TUBES CAN BE REMOVED AND USED SEPARATELY TO FACILITATE PROGRESSION AND STRENGTHENING IN PLANES OF MOVEMENT. | SUPPLEMENTARY REHAB,PHYSIOTHERAPY SUPPL.
11014 | 4225150200700 | ASSISTIVE TOOLS, ICE FINGER, FOR ORAL STIMULATION, CAN BE REFROZEN AND USED OVER AND OVER AGAIN WITH A SINGLE USER, 10 CM LONG BELOW THE HANDLE WITH 1.5 CM DIAMETER APPROXIMATELY | REHABILITATION,PHYSIOTHERAPY SUPPLIES
11015 | 4225150200800 | ASSESSMENT TOOLS, MANUAL DEXTERITY TEST KIT (MINNESOTA OR EQUIVALENT), MEASURES SPEED AND DEXTERITY IN ARM, HAND AND FINGERS MADE IN DURABLE PLASTIC WITH FOUR RECEPTACLES FOR WASHERS, RODS, CAPS AND NUTS T-BAR INCLUDED FOR SPECIAL TEST. TEST PIECES MEASURE 3.7CM IN DIAMETER AND 1.9CM IN HEIGHT | REHABILITATION,PHYSIOTHERAPY SUPPLIES
11016 | 4225150200900 | ASSESSMENT KIT, ROEDER MANIPULATIVE APTITUDE TEST, MEASURES SPEED AND DEXTERITY IN ARM, HAND AND FINGERS MADE IN DURABLE PLASTIC WITH FOUR RECEPTACLES FOR WASHERS, RODS, CAPS AND NUTS. BOARD ALSO IS COMPRISED OF A HORIZONTAL T-BAR AND 40 INSERTS ARRANGED IN A PREDETERMINED PATTERN INCLUDE REPLACEMENT PINS, CAPS FOR ROEDER MANIPULATIVE, APTITUDE TEST AND RECORD BLANKS FOR THE ROEDER MANIPULATIVE APTITUDE TEST | REHABILITATION,PHYSIOTHERAPY SUPPLIES
11017 | 4225150201000 | ASSESSMENT TOOLS, AN EARLY CHILDHOOD MOTOR DEVELOPMENT PROGRAM (PDMS2 OR EQUIVALENT)THAT PROVIDES (IN ONE PACKAGE) BOTH IN-DEPTH ASSESSMENT AND TRAINING OR REMEDIATION OF GROSS AND FINE MOTOR SKILLS. THE ASSESSMENT IS COMPOSED OF SIX SUBTESTS THAT MEASURE INTERRELATED MOTOR ABILITIES THAT DEVELOP EARLY IN LIFE. IT IS DESIGNED TO ASSESS THE MOTOR SKILLS OF CHILDREN FROM BIRTH THROUGH 5 YEARS OF AGE. | REHABILITATION,PHYSIOTHERAPY SUPPLIES
11018 | 4225150201100 | ASSESSMENT TOOLS, COGNITIVE ASSESSMENT KIT (DLOTCA OR EQUIVALENT), USED WITH CLIENTS 18 TO 69 YEARS OLD | REHABILITATION,PHYSIOTHERAPY SUPPLIES
11019 | 4225150201200 | ASSESSMENT TOOLS, COGNITIVE PERFORMANCE TEST - CONTAINS SEVEN SUBTASKS THAT REPLICATE COMMON DAILY ACTIVITIES. SOME OF THE ACTIVITIES INCLUDE SORTING MEDICINE, USING TABLEWARE, HANGING UP CLOTHING, AND SO ON. THE TEST IS TIMED AND OBSERVED TO DRAW CONCLUSIONS ON AN INDIVIDUAL’S ABILITY TO FUNCTION AND REMEMBER. AN INSTRUCTIONAL BOOKLET IS INCLUDED, AS WELL AS A CONVENIENT AND EASY-TO-CARRY BAG. THE BAG KEEPS THE TASKS ORGANIZED AND ALLOWS FOR TESTING IN A WIDE RANGE OF SETTINGS | REHABILITATION,PHYSIOTHERAPY SUPPLIES
11020 | 4225150201300 | ASSESSMENT TOOLS, MADDAK SENSORY STIMULATION ACTIVITIES KIT OR EQUIVALENT - IS A COMPREHENSIVE SENSORY AND COGNITIVE THERAPY TOOL KIT WITH MORE THAN 90 AGE-APPROPRIATE SENSORY ACTIVITIES INCLUDING AUDITORY, VISUAL, OLFACTORY, GUSTATORY AND TACTILE STIMULI. THE 13-1/2 H X 15-1/2 W X 6-1/4 D INCH (34 X 39 X 16CM) CARRYING CASE HOLDS 31 FUNCTIONAL | REHABILITATION,PHYSIOTHERAPY SUPPLIES
11021 | 4225150201400 | ASSESSMENT TOOLS, MOTOR-FREE VISUAL PERCEPTION AND VISUAL DISCRIMINATION TEST (MVPT-4 OR EQUIVALENT) - THE ABILITY TO DISCRIMINATE DOMINANT FEATURES OF DIFFERENT OBJECTS, INCLUDING THE ABILITY TO DISCRIMINATE POSITION, SHAPES, AND FORMS SPATIAL RELATIONSHIPS - THE ABILITY TO PERCEIVE THE POSITIONS OF OBJECTS IN RELATION TO ONESELF AND TO OTHER OBJECTS. ITEMS ASSESS THE PERCEPTION OF PICTURES, FIGURES, OR PATTERNS THAT ARE DISORIENTED IN RELATION TO EACH OTHER, SUCH AS FIGURE REVERSALS AND ROTATIONS | REHABILITATION,PHYSIOTHERAPY SUPPLIES
11022 | 4225150201500 | ASSESSMENT TOOLS, PINCH GAUGE, HYDRAULIC PINCH GAUGE IDEAL FOR ROUTINE SCREENING OF GRIP STRENGTH AND INITIAL AND ONGOING EVALUATION, DUAL SCALE READOUT MEASURES IN BOTH POUNDS AND KILOGRAMS, UP TO 45 LBS | REHABILITATION,PHYSIOTHERAPY SUPPLIES
11023 | 4225150201600 | ASSESSMENT TOOLS, SENSORY MOTOR KIT, 12 DIFFERENT TACTILE EXPERIENCES ALL IN ONE BAG TAKE IT WITH YOU WHEREVER YOU GO SMALLER ITEMS HELP DEVELOP FINE MOTOR SKILLS WHILE LARGER ITEMS HELP DEVELOP GROSS MOTOR SKILLS INCLUDES RINGS TACTILE BALLS IN VARIOUS SIZES AND STYLES WATER MAT KOOSH BALLS AND TANGLE GREAT FOR KIDS OF ALL AGES | REHABILITATION,PHYSIOTHERAPY SUPPLIES
11024 | 4225150201700 | ASSESSMENT TOOLS, STEREOGNOSIS KIT - EVALUATION KIT INCLUDES 17 COMMON ITEMS AND MATCHING CARDS FOR EVALUATING AND DIAGNOSING STEREOGNOSIS, ALSO KNOWN AS HAPTIC PERCEPTION OR TACTILE GNOSIS, ALL ITEMS FEATURE A CORRESPONDING CARD FOR EASY IDENTIFICATION, CARDS MEASURE 3 X 5 INCH (8 X 13CM) AND ARE LAMINATED FOR INCREASED DURABILITY, INCLUDED STORAGE CASE KEEPS ALL ITEMS TOGETHER | REHABILITATION,PHYSIOTHERAPY SUPPLIES
11025 | 4225150201800 | ASSESSMENT TOOLS THE BRAIN INJURY VISUAL ASSESSMENT BATTERY FOR ADULTS (BIVABA) OR EQUIVALENT THE BIVABA PROVIDES THERAPISTS WITH A PRACTICAL TOOL FOR COMPLETING A QUICK ACCURATE RELIABLE AND USEFUL ASSESSMENT OF VISUAL PROCESSING ABILITY FOLLOWING ADULT ONSET BRAIN. | SUPPLEMENTARY REHAB,PHYSIOTHERAPY SUPPL.
11026 | 4225150202000 | THERAPEUTIC, SENSORY MOLDED RIDGE PLASTIC SHIELD, WITH SHAPED SLEEVES TO BLOCK THE CLIENT'S VISION, SUPPORT LEGS, THE MOLDED RIDGE HOLDS CARDS FOR STEREOGNOSIS, FOR PERCEPTUAL, SENSORY INTEGRATION AND TESTING ACTIVITY ALL PARTS CAN BE CLEANED WITH A DISINFECTANT, SIZE 18-1/2 L X 5-1/4 W X 12-1/2 H INCHES (47 X 13 X 32CM) | REHABILITATION,PHYSIOTHERAPY SUPPLIES
11027 | 4225150202200 | ASSESSMENT TOOL, HANDHELD TOOL (GRIPPABLE OR EQUIVALENT) USED FOR ASSESS GRIP AND RELEASE, WRIST EXTENSION / FLEXION, RADIAL / ULNAR DEVIATION AND PRONATION / SUPINATION ROM, TOGETHER WITH REPETITIONS, AND MINUTES OF TRAINING, TRACKS FOUR KEY HAND MOVEMENTS, CAN BE USED BY MOST PEOPLE EVEN THOSE WITH LIMITED GRIP OR MOVEMENT, REAL-TIME FEEDBACK TO HELP BUILD MOTIVATION AND ENGAGEMENT | REHABILITATION,PHYSIOTHERAPY SUPPLIES
11028 | 4225150202300 | ASSESSMENT TOOLS, BEERY-BUKTENICA DEVELOPMENTAL TEST OF VISUAL-MOTOR INTEGRATION (BEERY VMI OR EQUIVALENT), NON-VERBAL ASSESSMENT IN WHICH INDIVIDUALS ARE INSTRUCTED TO COPY ARRANGED DESIGNS THAT GET HARDER AS THE TEST PROGRESSED WITHOUT USING ERASER, IT USED TO ASSESS VISUAL PERCEPTION, FINE MOTOR SKILLS, AND EYE-HAND COORDINATION | REHABILITATION,PHYSIOTHERAPY SUPPLIES
11029 | 4225150202400 | ASSESSMENT TOOLS COGNITIVE ASSESSMENT OF YOUNG CHILDREN (CAYC OR EQUIVALENT) CONSISTS OF DEVELOPMENTAL TASKS THAT YOUTH MUST PERFORM TO DEMONSTRATE THEIR ABILITY TO LEARN PROBLEM SOLVE AND USE BEGINNING EXECUTIVE FUNCTIONING SKILLS USEFUL IN IDENTIFYING DEVELOPMENTAL DELAYS KIT.. | SUPPLEMENTARY REHAB,PHYSIOTHERAPY SUPPL.
11030 | 4225150300400 | ASSESSMENT TOOLS, DYNAMIC OCCUPATIONAL THERAPY ASSESSMENT FOR CHILDREN (DOTCA-CH OR EQUIVALENT), ASSESSMENT USED FOR CHILDREN FROM 6-12 YEAR, IT MEASURES SPECIAL-NEEDS CHILD'S LEARNING POTENTIAL AND COGNITIVE ABILITIES BY ADMINISTERING 22 SUB-TESTS IN 5 COGNITIVE CATEGORIES (ORIENTATION, SPATIAL PERCEPTION, PRAXIS, VISUOMOTOR CONSTRUCTION AND THINKING OPERATIONS) | SUPPLEMENTARY REHAB,PHYSIOTHERAPY SUPPL.
11031 | 4225150400000 | ASSESSMENT TOOLS 9-HOLE PEG TEST KIT DEAL FOR BOTH MENTAL AND PHYSICAL DEFICIENCY TESTING LIKE STROKE OR HAND TRAUMA USE TO TEST INDIVIDUALS FINE MOTOR SKILLS OR HELP DIAGNOSE NEUROCOGNITIVE DISORDERS TIMED HAND-EYE COORDINATION TEST GAUGES HAND DEXTERITY AND CONTROL TEST WEAK HAND AND STRONG HAND TO GATHER RELATIVE CAPABILITIES OR TO COMPARE TO STANDARDS ONE (1) EACHONE (1) KIT.. | SUPPLEMENTARY REHAB,PHYSIOTHERAPY SUPPL.
11032 | 4225150400500 | THERAPEUTIC, DEPTH PERCEPTION PEGBOARD SET, THE DEPTH PERCEPTION PEGBOARD SET STIMULATES DEPTH PERCEPTION AND EYE-HAND COORDINATION ON TWO LEVELS, 11 INCH SQUARE 9 RED, 12 GREEN 1/2 INCH DIAMETER PEGS LATEX FREE | SUPPLEMENTARY REHAB,PHYSIOTHERAPY SUPPL.
11033 | 4225150400700 | THERAPEUTIC SEMI-CIRCULAR PEG BOARD WITH THREE TIERS HOLDS 43 BRIGHTLY COLORED PEGS OF DIFFERENT DIAMETERS AND LENGTHS TO IMPROVE VISUAL AND COGNITIVE SKILLS DESIGNED TO HELP REHABILITATE THE UPPER EXTREMITIES OF THE USER WHILE FOCUSING ON HIS WRIST HANDS AND FINGERS CONSTRUCTED WITH DURABLE MATERIAL AND CAN BE EASILY CLEANED AND SANITIZED FOR MULTIPLE USES WITH DIMENSIONS 26 INCH L X 14 INCH W X 2 INCH H AND WEIGHT OF 4.81 LBS APPROXIMATELY THE PEG BOARD HAS A CENTER STORAGE COMPARTMENT FOR PEG STORAGE AND EASY TRANSPORT PEGS ARE OF VARIOUS SIZED DIAMETERS (1/4 INCH 1/2 INCH AND 5/8 INCH ) AND TWO DIFFERENT LENGTHS (1 INCH AND 3-3/4 INCH ).. | SUPPLEMENTARY REHAB,PHYSIOTHERAPY SUPPL.
11034 | 4225150400800 | THERAPEUTIC, TWO-TIERED HORIZONTAL BOLT BOARD HELPS WITH FINGERS - STRENGTH, DEXTERITY, AND HAND STRENGTH. IT INCLUDES BOLTS IN VARIOUS SIZES, RANGING FROM COARSE TO FINE, AS WELL AS NUTS AND WASHERS. THE FELT-COVERED BOTTOM PREVENTS ANY DAMAGE TO THE SURFACE IT'S PLACED ON. BOLTS PROGRESS FROM 1/4 TO 1/2 PLUS ASSORTED NUTS AND WASHERS 11 1/2 L X 7 3/4 W X 4 H INCH | REHABILITATION,PHYSIOTHERAPY SUPPLIES
11035 | 4225150700000 | THERAPEUTIC, REUSABLE PUTTY CONTAINERS DESIGNED TO STORE AND PRESERVE THERAPY PUTTY IN A CLEAN AND SEALED ENVIRONMENT. FLEXIBLE, EASY-TO-OPEN PLASTIC CONTAINERS, PACKS OF 10 | REHABILITATION AND PHYSIOTHERAPY CONSUMA
11036 | 4225160002600 | THERAPEUTIC, HAND EXERCISER, 30 STACKING CONES UPPER EXTREMITY THERAPY CONES HELP INDIVIDUALS INCREASE THEIR COORDINATION AND RANGE OF MOTION WASHABLE, NON-TOXIC AND IMPACT RESISTANT ACRYLIC CONES ARE 4¼ IN (11CM) HIGH WITH A 2½ IN BASE DIAMETER, SIX TRANSLUCENT COLORS EACH BLUE, GREEN, RED, AMBER, SMOKE AND CLEAR. MOLDED ABS PLASTIC BASE MEASURES L- 14-1/2IN X W- 8 IN | REHABILITATION,PHYSIOTHERAPY SUPPLIES
11037 | 4225160005100 | WEIGHTED VAGINAL CONES SET INCLUDES: TWO CONES (LARGER AND SMALL) WEIGHTS SET (5 G 10 G 2 X 20 G) INDIVIDUAL USE. | SUPPLEMENTARY REHAB,PHYSIOTHERAPY SUPPL.
11038 | 4225160005500 | THERAPEUTIC, HAND EXERCISER, PROVIDES A COMPLETE RECIPROCAL MUSCLE GROUP EXERCISE FOR THE HAND THROUGH FULL NATURAL PLANES OF MOTION, CONTAINS ONE RESISTANT BALL, TWO FLEXIBLE CORDS (FOR VARYING HAND SIZES) AND COMPLETE INSTRUCTIONS (SOFT) | REHABILITATION,PHYSIOTHERAPY SUPPLIES
11039 | 4225160005600 | THERAPEUTIC, HAND EXERCISER, PROVIDES A COMPLETE RECIPROCAL MUSCLE GROUP EXERCISE FOR THE HAND THROUGH FULL NATURAL PLANES OF MOTION, CONTAINS ONE RESISTANT BALL, TWO FLEXIBLE CORDS (FOR VARYING HAND SIZES) AND COMPLETE INSTRUCTIONS (MEDIUM) | REHABILITATION,PHYSIOTHERAPY SUPPLIES
11040 | 4225160005700 | THERAPEUTIC, HAND EXERCISER, PROVIDES A COMPLETE RECIPROCAL MUSCLE GROUP EXERCISE FOR THE HAND THROUGH FULL NATURAL PLANES OF MOTION, CONTAINS ONE RESISTANT BALL, TWO FLEXIBLE CORDS (FOR VARYING HAND SIZES) AND COMPLETE INSTRUCTIONS (FIRM) | REHABILITATION,PHYSIOTHERAPY SUPPLIES
11041 | 4225160006500 | ASSISTIVE TOOLS, UPPER EXTREMITY EXERCISER INCLUDES A DOUBLE REVOLVING BASE WITH 3 NONSKID FEET, PORTABLE AND MADE OF HIGH-STRENGTH, LACQUERED BIRCH PLYWOOD, CONTOURED PADDED 30 CM ARM SKATE HAS HIGH-QUALITY BALL-BEARING PIVOT HARDWARE, VELCRO FASTENING AND A REMOVABLE MOLDED HAND CONE | REHABILITATION,PHYSIOTHERAPY SUPPLIES
11042 | 4225160500000 | PEDIATRIC TRICYCLE, WITH ALL THE ACCESSORIES, SIZE: SMALL, THESE TRICYCLES HAVE BEEN DESIGNED FOR CHILDREN, WITH MOTOR DISABILITIES, FROM AGE 3, THROUGH ADOLESCENCE, THE WIDE WHEEL, BASE PROVIDES STABILITY, AND LARGE WHEELS, WITH CHAIN DRIVE, MAKE PEDALING EASY, SO THAT EVEN NON-AMBULATORY, CHILDREN RIDE, SUCCESSFULLY, THE JM1, FITS LEG, LENGTH OR INSEAM: 15 INCHES TO 17.5 INCHES | REHABILITATION,PHYSIOTHERAPY SUPPLIES
11043 | 4225160500100 | PEDIATRIC TRICYCLE, WITH ALL THE ACCESSORIES, SIZE: MEDIUM, THESE TRICYCLES HAVE BEEN DESIGNED FOR CHILDREN, WITH MOTOR DISABILITIES, FROM AGE 3, THROUGH ADOLESCENCE, THE WIDE WHEEL, BASE PROVIDES STABILITY, AND LARGE WHEELS, WITH CHAIN DRIVE, MAKE PEDALING EASY, SO THAT EVEN NON-AMBULATORY, CHILDREN RIDE, SUCCESSFULLY, THE JM2, FITS LEG, LENGTH OR INSEAM: 17.5 INCHES TO 22 INCHES | REHABILITATION,PHYSIOTHERAPY SUPPLIES
11044 | 4225160500200 | PEDIATRIC TRICYCLE, WITH ALL THE ACCESSORIES, SIZE: LARGE, THESE TRICYCLES HAVE BEEN DESIGNED FOR CHILDREN, WITH MOTOR DISABILITIES, FROM AGE 3, THROUGH ADOLESCENCE, THE WIDE WHEEL, BASE PROVIDES STABILITY, AND LARGE WHEELS, WITH CHAIN DRIVE, MAKE PEDALING EASY, SO THAT EVEN NON-AMBULATORY, CHILDREN RIDE, SUCCESSFULLY, THE JM3, FITS LEG, LENGTH OR INSEAM: 22.5 INCHES TO 27 INCHES | REHABILITATION,PHYSIOTHERAPY SUPPLIES
11045 | 4225160801900 | RESISTANCE EXERCISE BAND, THIN RESISTANCE, YELLOW COLOR, LATEX FREE, DISPENSER BOX, EACH BOX CONTAIN 30 INDIVIDUALLY WRAPPED PACK, SIZE 13 CM X 1.5 M | REHABILITATION,PHYSIOTHERAPY SUPPLIES
11046 | 4225160802000 | RESISTANCE EXERCISE BAND, MEDIUM RESISTANCE, RED COLOR, LATEX FREE, DISPENSER BOX, EACH BOX CONTAIN 30 INDIVIDUALLY WRAPPED PACK, SIZE 13 CM X 1.5 M | REHABILITATION,PHYSIOTHERAPY SUPPLIES
11047 | 4225160802100 | RESISTANCE EXERCISE BAND, HEAVY RESISTANCE, GREEN COLOR, LATEX FREE, DISPENSER BOX, EACH BOX CONTAIN 30 INDIVIDUALLY WRAPPED PACK, SIZE 13 CM X 1.5 M | REHABILITATION,PHYSIOTHERAPY SUPPLIES
11048 | 4225160802200 | RESISTANCE EXERCISE BAND, EXTRA HEAVY RESISTANCE, BLUE COLOR, LATEX FREE, DISPENSER BOX, EACH BOX CONTAIN 30 INDIVIDUALLY WRAPPED PACK, SIZE 13 CM X 1.5 M | REHABILITATION,PHYSIOTHERAPY SUPPLIES
11049 | 4225160802300 | RESISTANCE EXERCISE BAND, SPECIAL HEAVY RESISTANCE, BLACK COLOR, LATEX FREE, DISPENSER BOX, EACH BOX CONTAIN 30 INDIVIDUALLY WRAPPED PACK, SIZE 13 CM X 1.5 M | REHABILITATION,PHYSIOTHERAPY SUPPLIES
11050 | 4225160802400 | RESISTANCE EXERCISE BAND, EXTRA THIN RESISTANCE, TAN COLOR, LATEX FREE, DISPENSER BOX, ROLL SIZE 13 CM X 40-50 M | REHABILITATION,PHYSIOTHERAPY SUPPLIES
11051 | 4225160802500 | RESISTANCE EXERCISE BAND, THIN RESISTANCE, YELLOW COLOR, LATEX FREE, DISPENSER BOX, ROLL SIZE 13-15 CM X 40-50 M | REHABILITATION,PHYSIOTHERAPY SUPPLIES
11052 | 4225160802600 | RESISTANCE EXERCISE BAND, MEDIUM RESISTANCE, RED COLOR, LATEX FREE, DISPENSER BOX, ROLL SIZE 13 CM X 40-50 M | REHABILITATION,PHYSIOTHERAPY SUPPLIES
11053 | 4225160802700 | RESISTANCE EXERCISE BAND, HEAVY RESISTANCE, GREEN COLOR, LATEX FREE, DISPENSER BOX, ROLL SIZE 13-15 CM X 40-50 M | REHABILITATION,PHYSIOTHERAPY SUPPLIES
11054 | 4225160802800 | RESISTANCE EXERCISE BAND, EXTRA HEAVY RESISTANCE, BLUE COLOR, LATEX FREE, DISPENSER BOX, ROLL SIZE 13 CM X 40-50 M | REHABILITATION,PHYSIOTHERAPY SUPPLIES
11055 | 4225160802900 | RESISTANCE EXERCISE BAND, SPECIAL HEAVY RESISTANCE, BLACK COLOR, LATEX FREE, DISPENSER BOX, ROLL SIZE 13 CM X 40-50 M | REHABILITATION,PHYSIOTHERAPY SUPPLIES
11056 | 4225160803000 | RESISTANCE EXERCISE BAND, SUPER HEAVY RESISTANCE, SILVER COLOR, LATEX FREE, DISPENSER BOX, ROLL SIZE 13 CM X 40-50 M | REHABILITATION,PHYSIOTHERAPY SUPPLIES
11057 | 4225160803100 | RESISTANCE EXERCISE BAND, MAX RESISTANCE, GOLD COLOR, LATEX FREE, DISPENSER BOX, ROLL SIZE 13 CM X 40-50 M | REHABILITATION,PHYSIOTHERAPY SUPPLIES
11058 | 4225160803200 | THERAPEUTIC, PUTTY, WORKS TO STRENGTHEN HANDS AND HELP PREVENT FUTURE HAND AND WRIST PROBLEMS, AND HAND GRIP, EXERCISES, STRESS RELIEF EXERCISES, WRIST EXERCISES, AND UPPER ARM EXERCISES, IT IS FOR STRENGTHENING THE WEAKEST GRASP AND FOR DEVELOPING A STRONGER GRIP (PACK OF FIVE DIFFERENT RESISTANCES 85GM EACH) | REHABILITATION,PHYSIOTHERAPY SUPPLIES
11059 | 4225160803300 | THERAPEUTIC, PUTTY, X-SOFT RESISTANCE, WEIGHT 2.3 KG WORKS TO STRENGTHEN HANDS AND HELP PREVENT FUTURE HAND AND WRIST PROBLEMS, AND HAND GRIP, EXERCISES, STRESS RELIEF EXERCISES, WRIST EXERCISES, AND UPPER ARM EXERCISES, IT IS FOR STRENGTHENING THE WEAKEST GRASP AND FOR DEVELOPING A STRONGER GRIP | REHABILITATION,PHYSIOTHERAPY SUPPLIES
11060 | 4225160803400 | THERAPEUTIC, PUTTY, SOFT RESISTANCE, WEIGHT 2.3 KG WORKS TO STRENGTHEN HANDS AND HELP PREVENT FUTURE HAND AND WRIST PROBLEMS, AND HAND GRIP, EXERCISES, STRESS RELIEF EXERCISES, WRIST EXERCISES, AND UPPER ARM EXERCISES, IT IS FOR STRENGTHENING THE WEAKEST GRASP AND FOR DEVELOPING A STRONGER GRIP | REHABILITATION,PHYSIOTHERAPY SUPPLIES
11061 | 4225160803500 | THERAPEUTIC, PUTTY, MEDIUM RESISTANCE, WEIGHT 2.3 KG WORKS TO STRENGTHEN HANDS AND HELP PREVENT FUTURE HAND AND WRIST PROBLEMS, AND HAND GRIP, EXERCISES, STRESS RELIEF EXERCISES, WRIST EXERCISES, AND UPPER ARM EXERCISES, IT IS FOR STRENGTHENING THE WEAKEST GRASP AND FOR DEVELOPING A STRONGER GRIP | REHABILITATION,PHYSIOTHERAPY SUPPLIES
11062 | 4225160803600 | THERAPEUTIC, PUTTY, FIRM RESISTANCE, WEIGHT 2.3 KG WORKS TO STRENGTHEN HANDS AND HELP PREVENT FUTURE HAND AND WRIST PROBLEMS, AND HAND GRIP, EXERCISES, STRESS RELIEF EXERCISES, WRIST EXERCISES, AND UPPER ARM EXERCISES, IT IS FOR STRENGTHENING THE WEAKEST GRASP AND FOR DEVELOPING A STRONGER GRIP | REHABILITATION,PHYSIOTHERAPY SUPPLIES
11063 | 4225160803700 | THERAPEUTIC, PUTTY, EXTRA FIRM RESISTANCE, WEIGHT 2.3 KG WORKS TO STRENGTHEN HANDS AND HELP PREVENT FUTURE HAND AND WRIST PROBLEMS, AND HAND GRIP, EXERCISES, STRESS RELIEF EXERCISES, WRIST EXERCISES, AND UPPER ARM EXERCISES, IT IS FOR STRENGTHENING THE WEAKEST GRASP AND FOR DEVELOPING A STRONGER GRIP | REHABILITATION,PHYSIOTHERAPY SUPPLIES
11064 | 4225160803800 | THERAPEUTIC, HAND EXERCISER, TWIST, BEND, BAR, RESISTANCE PORTABLE EXERCISER, A LIGHTWEIGHT AND PORTABLE EXERCISER, TO IMPROVE GRIP- STRENGTH, AND UPPER EXTREMITY FUNCTION, MADE FROM DRY NATURAL RUBBER, 30 CM LONG. 6-PIECE SET | REHABILITATION,PHYSIOTHERAPY SUPPLIES
11065 | 4225160803900 | THERAPEUTIC, HAND EXERCISER, TWIST, BEND, BAR, RESISTANCE PORTABLE EXERCISER TO IMPROVE GRIP-STRENGTH, AND UPPER EXTREMITY FUNCTION, MADE FROM DRY NATURAL RUBBER, 30 CM LONG, EXTRA LIGHT | REHABILITATION,PHYSIOTHERAPY SUPPLIES
11066 | 4225160804000 | THERAPEUTIC, HAND EXERCISER, TWIST, BEND, BAR, RESISTANCE PORTABLE EXERCISER TO IMPROVE GRIP-STRENGTH, AND UPPER EXTREMITY FUNCTION, MADE FROM DRY NATURAL RUBBER, 30 CM LONG, LIGHT | REHABILITATION,PHYSIOTHERAPY SUPPLIES
11067 | 4225160804100 | THERAPEUTIC, HAND EXERCISER, TWIST, BEND, BAR, RESISTANCE PORTABLE EXERCISER TO IMPROVE GRIP-STRENGTH, AND UPPER EXTREMITY FUNCTION, MADE FROM DRY NATURAL RUBBER, 30 CM LONG, MEDIUM | REHABILITATION,PHYSIOTHERAPY SUPPLIES
11068 | 4225160804200 | THERAPEUTIC, HAND EXERCISER, TWIST, BEND, BAR, RESISTANCE PORTABLE EXERCISER TO IMPROVE GRIP-STRENGTH, AND UPPER EXTREMITY FUNCTION, MADE FROM DRY NATURAL RUBBER, 30 CM LONG, HEAVY | REHABILITATION,PHYSIOTHERAPY SUPPLIES
11069 | 4225160805800 | THERAPEUTIC, PUTTY, WORKS TO STRENGTHEN HANDS AND HELP PREVENT FUTURE HAND AND WRIST PROBLEMS, AND HAND GRIP, EXERCISES, STRESS RELIEF EXERCISES, WRIST EXERCISES, AND UPPER ARM EXERCISES, IT IS FOR STRENGTHENING THE WEAKEST GRASP AND FOR DEVELOPING A STRONGER GRIP 85GM EACH, FIRM | REHABILITATION,PHYSIOTHERAPY SUPPLIES
11070 | 4225160805900 | HAND EXERCISER, THERAPEUTIC PUTTY, WORKS TO STRENGTHEN HANDS AND HELP PREVENT FUTURE HAND AND WRIST PROBLEMS, AND HAND GRIP, EXERCISES, STRESS RELIEF EXERCISES, WRIST EXERCISES, AND UPPER ARM EXERCISES, IT IS FOR STRENGTHENING THE WEAKEST GRASP AND FOR DEVELOPING A STRONGER GRIP 85GM EACH, MEDIUM | REHABILITATION,PHYSIOTHERAPY SUPPLIES
11071 | 4225160806000 | THERAPEUTIC, PUTTY, WORKS TO STRENGTHEN HANDS AND HELP PREVENT FUTURE HAND AND WRIST PROBLEMS, AND HAND GRIP, EXERCISES, STRESS RELIEF EXERCISES, WRIST EXERCISES, AND UPPER ARM EXERCISES, IT IS FOR STRENGTHENING THE WEAKEST GRASP AND FOR DEVELOPING A STRONGER GRIP 85GM EACH, SOFT | REHABILITATION,PHYSIOTHERAPY SUPPLIES
11072 | 4225160806100 | THERAPEUTIC, PUTTY, WORKS TO STRENGTHEN HANDS AND HELP PREVENT FUTURE HAND AND WRIST PROBLEMS, AND HAND GRIP, EXERCISES, STRESS RELIEF EXERCISES, WRIST EXERCISES, AND UPPER ARM EXERCISES, IT IS FOR STRENGTHENING THE WEAKEST GRASP AND FOR DEVELOPING A STRONGER GRIP 85GM EACH, X-FIRM | REHABILITATION,PHYSIOTHERAPY SUPPLIES
11073 | 4225160806200 | THERAPEUTIC, PUTTY, WORKS TO STRENGTHEN HANDS AND HELP PREVENT FUTURE HAND AND WRIST PROBLEMS, AND HAND GRIP, EXERCISES, STRESS RELIEF EXERCISES, WRIST EXERCISES, AND UPPER ARM EXERCISES, IT IS FOR STRENGTHENING THE WEAKEST GRASP AND FOR DEVELOPING A STRONGER GRIP 85GM EACH, X-SOFT | REHABILITATION,PHYSIOTHERAPY SUPPLIES
11074 | 4225160806300 | RESISTANCE EXERCISE BAND WITH 9 TO 11 CONSECUTIVE LOOPS LATEX FREE DISPENSER BOX EACH BOX CONTAIN 20-25 INDIVIDUALLY WRAPPED PACK SIZE 13-15 CM X 1.5-2.5 M ASSORTED RESISTANCE.. | SUPPLEMENTARY REHAB,PHYSIOTHERAPY SUPPL.
11075 | 4225160806400 | RESISTANCE EXERCISE BAND WITH CONSECUTIVE LOOPS LATEX FREE ROLL SIZE 13-15 CM X 20-25 M ASSORTED RESISTANCE.. | SUPPLEMENTARY REHAB,PHYSIOTHERAPY SUPPL.
11076 | 4225160806500 | WALKER, ALUMINUM, BUTTONS FOLDING, SOFT HANDLE, RECIPROCAL WALKER, WITH METAL REINFORCEMENT, RUBBER TIPS, AND HEIGHT ADJUSTABLE 73 - 97 CM (+/- 3CM) | REHABILITATION AND PHYSIOTHERAPY CONSUMA
11077 | 4225160900000 | THERAPEUTIC ARM SKATE WITH HAND PIECE IT HAS WIDE HOOK AND LOOP STRAPS THAT SECURELY AND COMFORTABLY HOLD FOREARM AND HAND IT HAS FOUR QUALITY CASTER.. | SUPPLEMENTARY REHAB,PHYSIOTHERAPY SUPPL.
11078 | 4225161000300 | THERAPEUTIC, HAND EXERCISER, PUFFER BALLS, RESILIENT, SUPER SOFT BALLS, WITH EASY-TO-GRASP STRANDS HAVE A SOOTHING, SQUISHY TEXTURE, GREAT TACTILE HAND THERAPY, AND STRESS RELIEVER, PACK OF MORE THAN 3 COLORS | SUPPLEMENTARY REHAB,PHYSIOTHERAPY SUPPL.
11079 | 4225161200800 | THERAPEUTIC, HAND EXERCISER, FINGER WEIGHTS, HELPS STRENGTHEN AND REHABILITATE THE FINGER, MULTICOLORED, SETS OF 10 | REHABILITATION,PHYSIOTHERAPY SUPPLIES
11080 | 4225161201400 | CUFF WEIGHT, VELCRO, HEAVY DUTY, 1 LB APPROXIMATELY 0.5 KG | REHABILITATION,PHYSIOTHERAPY SUPPLIES
11081 | 4225161201500 | CUFF WEIGHT, VELCRO, HEAVY DUTY, 1/4 LB APPROXIMATELY 0.1 KG | REHABILITATION,PHYSIOTHERAPY SUPPLIES
11082 | 4225161201600 | CUFF WEIGHT, VELCRO, HEAVY DUTY, 1/5 LB APPROXIMATELY 0.09 KG | REHABILITATION,PHYSIOTHERAPY SUPPLIES
11083 | 4225161201700 | CUFF WEIGHT, VELCRO, HEAVY DUTY, 10 LB APPROXIMATELY 5 KG | REHABILITATION,PHYSIOTHERAPY SUPPLIES
11084 | 4225161201800 | CUFF WEIGHT, VELCRO, HEAVY DUTY, 2 LB APPROXIMATELY 1 KG | REHABILITATION,PHYSIOTHERAPY SUPPLIES
11085 | 4225161201900 | CUFF WEIGHT, VELCRO, HEAVY DUTY, 3 LB APPROXIMATELY 1.5 KG | REHABILITATION,PHYSIOTHERAPY SUPPLIES
11086 | 4225161202000 | CUFF WEIGHT, VELCRO, HEAVY DUTY, 4 LB APPROXIMATELY 2 KG | REHABILITATION,PHYSIOTHERAPY SUPPLIES
11087 | 4225161202100 | CUFF WEIGHT, VELCRO, HEAVY DUTY, 5 LB APPROXIMATELY 2.5 KG | REHABILITATION,PHYSIOTHERAPY SUPPLIES
11088 | 4225161202200 | CUFF WEIGHT, VELCRO, HEAVY DUTY, 6 LB APPROXIMATELY 3 KG | REHABILITATION,PHYSIOTHERAPY SUPPLIES
11089 | 4225161202300 | CUFF WEIGHT, VELCRO, HEAVY DUTY, 8 LB APPROXIMATELY 4 KG | REHABILITATION,PHYSIOTHERAPY SUPPLIES
11090 | 4225161202400 | CUFF WEIGHT, VELCRO, HEAVY DUTY, 9 LB APPROXIMATELY 4.5 KG | REHABILITATION,PHYSIOTHERAPY SUPPLIES
11091 | 4225161202500 | CUFF WEIGHT, VELCRO, HEAVY DUTY,7 LB APPROXIMATELY 3.5 KG | REHABILITATION,PHYSIOTHERAPY SUPPLIES
11092 | 4225161401200 | TAYAMMUM BOX, CONTAINS SAND WITH A CLOTH LAYER TO PREVENT DUST SCATTERING, SIZE 30 X 25 (+/- 5 CM), FOR PATIENT SINGLE USE. | GENERAL MEDICAL CONSUMABLES
11093 | 4225161600200 | APPLICATOR COVER FOR VIBRAMATIC STANDARD TYPE FOR CHEST PHYSIOTHERAPY MACHINE G5, DISPOSABLE | RESPIRATORY AND ANESTHESIA TENDER
11094 | 4225161700800 | WHEELCHAIR ACCESSORIES CUSHION GEL BASED OFFERS SUPERIOR LATERAL STABILITY WITH LATERAL PELVIC WEDGES FOR ALIGNMENT OF THE PELVIS AND MORE INVOLVED POSITIONING NEEDS. TOP LAYER IS SOFT GEL INFUSED VISCO MEMORY FOAM WITH AN EXTRA LAYER COVERING THE PELVIC LOADING AREA AND FLUID PAD BENEATH PROVIDING EVEN DISTRIBUTION OF WEIGHT FOR PRESSURE REDUCTION AND MAXIMUM COMFORT. DYNAMIC FLUID AND MOISTURE RESISTANT INNER COVER ANTI MICROBIAL OUTER COVER 16X16X4.5IN WEIGHT CAPACITY 136KG APPROXIMATELY.. | SUPPLEMENTARY REHAB,PHYSIOTHERAPY SUPPL.
11095 | 4225161701000 | WHEELCHAIR ACCESSORIES CUSHION GEL BASED OFFERS SUPERIOR LATERAL STABILITY WITH LATERAL PELVIC WEDGES FOR ALIGNMENT OF THE PELVIS AND MORE INVOLVED POSITIONING NEEDS. TOP LAYER IS SOFT GEL INFUSED VISCO MEMORY FOAM WITH AN EXTRA LAYER COVERING THE PELVIC LOADING AREA AND FLUID PAD BENEATH PROVIDING EVEN DISTRIBUTION OF WEIGHT FOR PRESSURE REDUCTION AND MAXIMUM COMFORT. DYNAMIC FLUID AND MOISTURE RESISTANT INNER COVER ANTI MICROBIAL OUTER COVER 18X16X4.5IN WEIGHT CAPACITY 136KG APPROXIMATELY.. | SUPPLEMENTARY REHAB,PHYSIOTHERAPY SUPPL.
11096 | 4225161701200 | WHEELCHAIR ACCESSORIES CUSHION GEL BASED OFFERS SUPERIOR LATERAL STABILITY WITH LATERAL PELVIC WEDGES FOR ALIGNMENT OF THE PELVIS AND MORE INVOLVED POSITIONING NEEDS. TOP LAYER IS SOFT GEL INFUSED VISCO MEMORY FOAM WITH AN EXTRA LAYER COVERING THE PELVIC LOADING AREA AND FLUID PAD BENEATH PROVIDING EVEN DISTRIBUTION OF WEIGHT FOR PRESSURE REDUCTION AND MAXIMUM COMFORT. DYNAMIC FLUID AND MOISTURE RESISTANT INNER COVER ANTI MICROBIAL OUTER COVER 18X18X4.5IN WEIGHT CAPACITY 136KG APPROXIMATELY.. | SUPPLEMENTARY REHAB,PHYSIOTHERAPY SUPPL.
11097 | 4225161701400 | WHEELCHAIR ACCESSORIES CUSHION GEL BASED OFFERS SUPERIOR LATERAL STABILITY WITH LATERAL PELVIC WEDGES FOR ALIGNMENT OF THE PELVIS AND MORE INVOLVED POSITIONING NEEDS. TOP LAYER IS SOFT GEL INFUSED VISCO MEMORY FOAM WITH AN EXTRA LAYER COVERING THE PELVIC LOADING AREA AND FLUID PAD BENEATH PROVIDING EVEN DISTRIBUTION OF WEIGHT FOR PRESSURE REDUCTION AND MAXIMUM COMFORT. DYNAMIC FLUID AND MOISTURE RESISTANT INNER COVER ANTI MICROBIAL OUTER COVER 20X18X4.5IN WEIGHT CAPACITY 136KG APPROXIMATELY.. | SUPPLEMENTARY REHAB,PHYSIOTHERAPY SUPPL.
11098 | 4225161701500 | WHEELCHAIR ACCESSORIES CUSHION GEL BASED OFFERS SUPERIOR LATERAL STABILITY WITH LATERAL PELVIC WEDGES FOR ALIGNMENT OF THE PELVIS AND MORE INVOLVED POSITIONING NEEDS. TOP LAYER IS SOFT GEL INFUSED VISCO MEMORY FOAM WITH AN EXTRA LAYER COVERING THE PELVIC LOADING AREA AND FLUID PAD BENEATH PROVIDING EVEN DISTRIBUTION OF WEIGHT FOR PRESSURE REDUCTION AND MAXIMUM COMFORT. DYNAMIC FLUID AND MOISTURE RESISTANT INNER COVER ANTI MICROBIAL OUTER COVER 22X18X4.5IN WEIGHT CAPACITY 136KG APPROXIMATELY.. | SUPPLEMENTARY REHAB,PHYSIOTHERAPY SUPPL.
11099 | 4225161702100 | WHEELCHAIR ACCESSORIES CUSHION GEL BASED OFFERS SUPERIOR LATERAL STABILITY WITH LATERAL PELVIC WEDGES FOR ALIGNMENT OF THE PELVIS AND MORE INVOLVED POSITIONING NEEDS. TOP LAYER IS SOFT GEL INFUSED VISCO MEMORY FOAM WITH AN EXTRA LAYER COVERING THE PELVIC LOADING AREA AND FLUID PAD BENEATH PROVIDING EVEN DISTRIBUTION OF WEIGHT FOR PRESSURE REDUCTION AND MAXIMUM COMFORT. DYNAMIC FLUID AND MOISTURE RESISTANT INNER COVER ANTI MICROBIAL OUTER COVER 14X14X4.5IN WEIGHT CAPACITY 136KG APPROXIMATELY.. | SUPPLEMENTARY REHAB,PHYSIOTHERAPY SUPPL.
11100 | 4225161703500 | SEAT CUSHION MEMORY FOAM OR GEL CUSHION PROVIDES SUPPORT FOR THE HIPS AND LOWER BACK BREATHABLE STANDARD LENGTH.. | SUPPLEMENTARY REHAB,PHYSIOTHERAPY SUPPL.
11101 | 4225161800300 | THERAPEUTIC RESISTIVE HAND EXERCISERS FOR PROGRESSIVE STRENGTHENING OF THE HAND AND FOREARM MUSCLES IT OFFERS FIVE SPRINGS AND 25 TENSION SETTING FOR 5-150 LBS OF RESISTANCE.. | SUPPLEMENTARY REHAB,PHYSIOTHERAPY SUPPL.
11102 | 4225161800400 | THERAPEUTIC, HAND EXERCISER, GEL BALLS, COLOR CODED TO PROVIDE VARIABLE RESISTANCE TRAINING FOR HANDS, FINGERS, AND FOREARMS, RETURN BACK TO THEIR ORIGINAL SHAPE AFTER EACH SQUEEZE, HELPS STRENGTHEN SPECIFIC FINGER OR THUMB, WASHABLE, LEAVE NO MESSY RESIDUE, (SET OF ALL RESISTANCE, SOFT, MEDIUM, FIRM, EXTRA-SOFT, EXTRA-FIRM), PACK OF 5 | REHABILITATION,PHYSIOTHERAPY SUPPLIES
11103 | 4225161800500 | THERAPEUTIC, HAND EXERCISER, GEL BALL, COLOR CODED TO PROVIDE VARIABLE RESISTANCE TRAINING FOR HANDS, FINGERS, AND FOREARMS, RETURN BACK TO THEIR ORIGINAL SHAPE AFTER EACH SQUEEZE, HELPS STRENGTHEN SPECIFIC FINGER OR THUMB, WASHABLE, LEAVE NO MESSY RESIDUE, EXTRA-SOFT | REHABILITATION,PHYSIOTHERAPY SUPPLIES
11104 | 4225161800600 | THERAPEUTIC, HAND EXERCISER, GEL BALL, COLOR CODED TO PROVIDE VARIABLE RESISTANCE TRAINING FOR HANDS, FINGERS, AND FOREARMS, RETURN BACK TO THEIR ORIGINAL SHAPE AFTER EACH SQUEEZE, HELPS STRENGTHEN SPECIFIC FINGER OR THUMB, WASHABLE, LEAVE NO MESSY RESIDUE, SOFT | REHABILITATION,PHYSIOTHERAPY SUPPLIES
11105 | 4225161800700 | GEL BALLS, HAND EXERCISERS, GEL BALLS COLOR CODED TO PROVIDE VARIABLE RESISTANCE TRAINING FOR HANDS, FINGERS, AND FOREARMS, RETURN BACK TO THEIR ORIGINAL SHAPE AFTER EACH SQUEEZE, HELPS STRENGTHEN SPECIFIC FINGER OR THUMB, WASHABLE, LEAVE NO MESSY RESIDUE, MEDIUM | REHABILITATION,PHYSIOTHERAPY SUPPLIES
11106 | 4225161800800 | GEL BALLS, HAND EXERCISERS, GEL BALLS COLOR CODED TO PROVIDE VARIABLE RESISTANCE TRAINING FOR HANDS, FINGERS, AND FOREARMS, RETURN BACK TO THEIR ORIGINAL SHAPE AFTER EACH SQUEEZE, HELPS STRENGTHEN SPECIFIC FINGER OR THUMB, WASHABLE, LEAVE NO MESSY RESIDUE, FIRM | REHABILITATION,PHYSIOTHERAPY SUPPLIES
11107 | 4225161800900 | GEL BALLS, HAND EXERCISERS, GEL BALLS COLOR CODED TO PROVIDE VARIABLE RESISTANCE TRAINING FOR HANDS, FINGERS, AND FOREARMS, RETURN BACK TO THEIR ORIGINAL SHAPE AFTER EACH SQUEEZE, HELPS STRENGTHEN SPECIFIC FINGER OR THUMB, WASHABLE, LEAVE NO MESSY RESIDUE, EXTRA-FIRM | REHABILITATION,PHYSIOTHERAPY SUPPLIES
11108 | 4225161801000 | THERAPEUTIC, HAND EXERCISER, PROVIDES A COMPLETE RECIPROCAL MUSCLE GROUP EXERCISE FOR THE HAND THROUGH FULL NATURAL PLANES OF MOTION, CONTAINS ONE RESISTANT BALL, TWO FLEXIBLE CORDS (FOR VARYING HAND SIZES) AND COMPLETE INSTRUCTIONS (3 PACK SET - ONE EACH SOFT, MEDIUM, AND FIRM) | REHABILITATION,PHYSIOTHERAPY SUPPLIES
11109 | 4225161801700 | THERAPEUTIC, PRONATION/SUPINATION WHEEL, CAN BE USED EFFECTIVELY TO PROMOTE PRONATION AND SUPINATION. HAND BAR CAN ACCOMMODATE ANY SIZE HAND AS WELL AS A FLEXION GLOVE IF NECESSARY. THE RUBBER SURFACE ON THE OUTSIDE PROVIDES NON-SLIP MOTION OF THE WHEEL DURING EXERCISE | REHABILITATION,PHYSIOTHERAPY SUPPLIES
11110 | 4225162000700 | MAT TO PREVENT STAFF STRAINING FEET FOR PROLONGED TIME STANDING NON ABSORBENT PUNCTURE RESISTANT ANTIMICROBIAL WASHABLE SIZE : 50 CM X 120. | STERILIZATION SUPPLIES (CSSD) CONSUMABLE
11111 | 4225162000800 | GYM FLOOR MAT PVC NON-SLIP AND COMFORTABLE OFFERING SAFE STABILITY DURING USE OF EACH EXERCISE AND OPTIMAL SHOCK ABSORPTION LENGTH 170 CM - 185 CM X WIDTH 59 CM - 65 CM X THICKNESS - 0.5 CM -0.6 CM.. | SUPPLEMENTARY REHAB,PHYSIOTHERAPY SUPPL.
11112 | 4225162500000 | CHEWING AIDS, P AND Q FOR BITING AND CHEWING REHABILITATION | EAR, NOSE & THROAT SUPPLIES (ENT)
11113 | 4225162500100 | CHEWY TUBE OR EQUIVALENT, GREEN SUPER FOR CHEWING REHABILITATION | EAR, NOSE & THROAT SUPPLIES (ENT)
11114 | 4225162500200 | CHEWY TUBE OR EQUIVALENT, RED SUPER FOR CHEWING AND TACTILE ENHANCEMENT | EAR, NOSE & THROAT SUPPLIES (ENT)
11115 | 4225162500300 | CHEWY TUBE OR EQUIVALENT, T SHAPED BLUE | EAR, NOSE & THROAT SUPPLIES (ENT)
11116 | 4225162500400 | CHEWY TUBE OR EQUIVALENT, T SHAPED KNOBBY GREEN | EAR, NOSE & THROAT SUPPLIES (ENT)
11117 | 4225162500500 | CHEWY TUBE OR EQUIVALENT, T SHAPED LARGE STEMMED | EAR, NOSE & THROAT SUPPLIES (ENT)
11118 | 4225162500600 | CHEWY TUBE OR EQUIVALENT, T SHAPED SMALL STEMMED YELLOW | EAR, NOSE & THROAT SUPPLIES (ENT)
11119 | 4225162500700 | HANDHELD JAW REHABILITATION SYSTEM FOR ADULTS | EAR, NOSE & THROAT SUPPLIES (ENT)
11120 | 4225162500800 | HANDHELD JAW REHABILITATION SYSTEM FOR PEDIATRICS | EAR, NOSE & THROAT SUPPLIES (ENT)
11121 | 4225162600000 | PAPER RECORDING PREMIUM TREADMILL ONE (1) EACHONE (1) ROL | RESPIRATORY AND ANESTHESIA TENDER
11122 | 4225162700100 | THERAPEUTIC, HAND EXERCISER, POWER WEB EXERCISER COMBO, HAND STRENGTHENING EXERCISER FEATURES TWO RESISTANCE LEVEL IN ONE OFFERING G REATER FLEXIBILITY AND VALUE, DIAMETER 35.5 CM, ULTRALIGHT/MEDIUM RESISTANCE COMBINATION | REHABILITATION,PHYSIOTHERAPY SUPPLIES
11123 | 4225162700200 | THERAPEUTIC, HAND EXERCISER, POWER WEB EXERCISER COMBO, HAND STRENGTHENING EXERCISER FEATURES TWO RESISTANCE LEVEL IN ONE OFFERING G REATER FLEXIBILITY AND VALUE, DIAMETER 35.5 CM, LIGHT/HEAVY RESISTANCE COMBINATION | REHABILITATION,PHYSIOTHERAPY SUPPLIES
11124 | 4225162700300 | THERAPEUTIC, HAND EXERCISER, POWER WEB EXERCISER COMBO, HAND STRENGTHENING EXERCISER FEATURES TWO RESISTANCE LEVEL IN ONE OFFERING G REATER FLEXIBILITY AND VALUE, DIAMETER 35.5 CM, MEDIUM/SUPER HEAVY RESISTANCE COMBINATION | REHABILITATION,PHYSIOTHERAPY SUPPLIES
11125 | 4225162700400 | THERAPEUTIC HAND EXERCISER FINGER ATTACHMENTS STRENGTHENS THE FINGERS INDIVIDUAL TABS ARE ATTACHED TO RUBBER BANDS THAT ALLOW VARYING DEGREES OF RESISTANCE CAN BE USED ON THE THUMB TO STRENGTHEN EXTENSION AND ABDUCTION. FINGER EXERCISER ATTACHMENTS ONE (1) EACHONE (1) PACK.. | SUPPLEMENTARY REHAB,PHYSIOTHERAPY SUPPL.
11126 | 4225162700700 | THERAPEUTIC, HAND EXERCISE, DEVELOPS ISOLATED FINGER STRENGTH, FLEXIBILITY AND COORDINATION, 7.0 LBS RESISTANCE | REHABILITATION,PHYSIOTHERAPY SUPPLIES
11127 | 4225162700800 | THERAPEUTIC, HAND EXERCISE, DEVELOPS ISOLATED FINGER STRENGTH, FLEXIBILITY AND COORDINATION, 5.0 LBS RESISTANCE | REHABILITATION,PHYSIOTHERAPY SUPPLIES
11128 | 4225162700900 | THERAPEUTIC, HAND EXERCISE, DEVELOPS ISOLATED FINGER STRENGTH, FLEXIBILITY AND COORDINATION, 3.0 LBS RESISTANCE | REHABILITATION,PHYSIOTHERAPY SUPPLIES
11129 | 4225162701000 | THERAPEUTIC, HAND EXERCISE, DEVELOPS ISOLATED FINGER STRENGTH, FLEXIBILITY AND COORDINATION, 1.5 LBS RESISTANCE | REHABILITATION,PHYSIOTHERAPY SUPPLIES
11130 | 4225162701100 | THERAPEUTIC, HAND EXERCISE, DEVELOPS ISOLATED FINGER STRENGTH, FLEXIBILITY AND COORDINATION, 9.0 LBS RESISTANCE | REHABILITATION,PHYSIOTHERAPY SUPPLIES
11131 | 4225162701300 | THERAPEUTIC, HAND EXERCISER, THUMB EXERCISER, THUMB STRENGTHENING TOOL HAS A PEN-LIKE DESIGN WITH ADJUSTABLE RESISTANCE BANDS TO PROVIDE THUMB FLEXOR EXERCISES AND THERAPY | REHABILITATION,PHYSIOTHERAPY SUPPLIES
11132 | 4225162701400 | THERAPEUTIC GRADED PINCH EXERCISERS DESIGNED TO ENHANCE HAND AND FINGER STRENGTH THE PINCH CLIPS COME IN FIVE DIFFERENT LEVELS OF PINCHING RESISTANCE AND ARE COLOR CODED FOR EASE OF USE AND IDENTIFICATION THESE PROGRESSIVE RESISTANCE LEVELS INCLUDE: 2 LBS 4 LBS 6 LBS 8 LBS AND 11 LBS PACK OF 5 ONE PINCH EXERCISER FROM EACH COLOR.. | SUPPLEMENTARY REHAB,PHYSIOTHERAPY SUPPL.
11133 | 4225162701500 | THERAPEUTIC GRADED PINCH EXERCISERS KIT DESIGNED TO ENHANCE HAND AND FINGER STRENGTH THE PINCH CLIPS COME IN FIVE DIFFERENT LEVELS OF PINCHING RESISTANCE AND ARE COLOR CODED FOR EASE OF USE AND IDENTIFICATION THESE PROGRESSIVE RESISTANCE LEVELS INCLUDE: 2 LBS 4 LBS 6 LBS 8 LBS AND 11 LBS INCLUDED ARE THREE HORIZONTAL RODS OF DIFFERENT DIAMETERS AND ONE VERTICAL ROD ALL LOCATED WITHIN A TUB THAT ALSO CONVENIENTLY HOLDS ALL THE PINCH CLIPS WHEN NOT IN USE.. | SUPPLEMENTARY REHAB,PHYSIOTHERAPY SUPPL.
11134 | 4225163100100 | THERAPEUTIC, SCAR PUMP USED FOLLOWING TENDON REPAIR, GRAFTING, WHEN SKIN ADHESIONS LIMIT MOTION, OR WHEN ACTIVE MOTION, LIGHT RESISTANCE AND SCAR MASSAGE ARE APPROPRIATE TREATMENT METHODS | SUPPLEMENTARY REHAB,PHYSIOTHERAPY SUPPL.
11135 | 4225170000600 | IMMOBILIZER ARM OR LEG MADE OF PRINTED COTTON LINED WITH SOFT LAYER INNER CLOTH HAS EQUALLY DIVIDED PLASTIC STRIPS TO PROVIDE RIGIDITY PADDED WITH MINIMUM 2 CM THICK FOAM IN THE INSIDE VELCRO STRAPS ARE ADJUSTABLE LENGTH 12-14 CM. | SUPPLEMENTARY REHAB,PHYSIOTHERAPY SUPPL.
11136 | 4225170000700 | IMMOBILIZER ARM OR LEG MADE OF PRINTED COTTON LINED WITH SOFT LAYER INNER CLOTH HAS EQUALLY DIVIDED PLASTIC STRIPS TO PROVIDE RIGIDITY PADDED WITH MINIMUM 2 CM THICK FOAM IN THE INSIDE VELCRO STRAPS ARE ADJUSTABLE LENGTH 16-18 CM. | SUPPLEMENTARY REHAB,PHYSIOTHERAPY SUPPL.
11137 | 4225170000800 | IMMOBILIZER ARM OR LEG MADE OF PRINTED COTTON LINED WITH SOFT LAYER INNER CLOTH HAS EQUALLY DIVIDED PLASTIC STRIPS TO PROVIDE RIGIDITY PADDED WITH MINIMUM 2 CM THICK FOAM IN THE INSIDE VELCRO STRAPS ARE ADJUSTABLE LENGTH 19-21 CM. | SUPPLEMENTARY REHAB,PHYSIOTHERAPY SUPPL.
11138 | 4225170000900 | IMMOBILIZER, ARM OR LEG, MADE OF PRINTED COTTON, LINED WITH SOFT LAYER INNER CLOTH, HAS EQUALLY DIVIDED PLASTIC STRIPS TO PROVIDE RIGIDITY, PADDED WITH MINIMUM 2 CM, THICK FOAM IN THE INSIDE VELCRO STRAPS ARE ADJUSTABLE, LENGTH 22-24 CM | REHABILITATION,PHYSIOTHERAPY SUPPLIES
11139 | 4225170001000 | IMMOBILIZER ARM OR LEG MADE OF PRINTED COTTON LINED WITH SOFT LAYER INNER CLOTH HAS EQUALLY DIVIDED PLASTIC STRIPS TO PROVIDE RIGIDITY PADDED WITH MINIMUM 2 CM THICK FOAM IN THE INSIDE VELCRO STRAPS ARE ADJUSTABLE LENGTH 25 CM. | SUPPLEMENTARY REHAB,PHYSIOTHERAPY SUPPL.
11140 | 4225170001100 | IMMOBILIZER ARM OR LEG MADE OF PRINTED COTTON LINED WITH SOFT LAYER INNER CLOTH HAS EQUALLY DIVIDED PLASTIC STRIPS TO PROVIDE RIGIDITY PADDED WITH MINIMUM 2 CM THICK FOAM IN THE INSIDE VELCRO STRAPS ARE ADJUSTABLE LENGTH 26-27 CM. | SUPPLEMENTARY REHAB,PHYSIOTHERAPY SUPPL.
11141 | 4225170001200 | IMMOBILIZER ARM OR LEG MADE OF PRINTED COTTON LINED WITH SOFT LAYER INNER CLOTH HAS EQUALLY DIVIDED PLASTIC STRIPS TO PROVIDE RIGIDITY PADDED WITH MINIMUM 2 CM THICK FOAM IN THE INSIDE VELCRO STRAPS ARE ADJUSTABLE LENGTH 28-29 CM. | SUPPLEMENTARY REHAB,PHYSIOTHERAPY SUPPL.
11142 | 4225170101600 | GAIT BELT MULTI-HANDLED DISINFECTANT LENGTH SIZE 51-72CM (+- 10 CM) X WIDTH NOT LESS THAN 5CM.. | SUPPLEMENTARY REHAB,PHYSIOTHERAPY SUPPL.
11143 | 4225170101700 | GAIT BELT, WITH METAL BUCKLE, MADE OF HEAVY-DUTY FABRIC, WASHABLE, SIZE UP TO 180CM LENGTH X 5CM WIDTH | REHABILITATION,PHYSIOTHERAPY SUPPLIES
11144 | 4225170101800 | GAIT BELT MULTI-HANDLED DISINFECTANT LENGTH SIZE 125-150CM (+- 10 CM) X WIDTH NOT LESS THAN 10CM. | SUPPLEMENTARY REHAB,PHYSIOTHERAPY SUPPL.
11145 | 4225170102000 | GAIT BELT MULTI-HANDLED DISINFECTANT LENGTH SIZE 70-125 CM (+- 10 CM) X WIDTH NOT LESS THAN 10CM.. | SUPPLEMENTARY REHAB,PHYSIOTHERAPY SUPPL.
11146 | 4225170600300 | WALKER, FOR CEREBRAL PALSY, REVERSE, TWO PAIRS OF HANDGRIP, FOLDABLE, FRONT ONE-WAY SWIVEL WHEEL 3 INCHES, ADJUSTABLE HEIGHT 40 - 55 CM (+/- 4 CM), X-SMALL | REHABILITATION,PHYSIOTHERAPY SUPPLIES
11147 | 4225170600400 | WALKER, FOR CEREBRAL PALSY, REVERSE, TWO PAIRS OF HANDGRIP, FOLDABLE, FRONT ONE-WAY SWIVEL WHEEL 3 INCHES, ADJUSTABLE HEIGHT 70 - 90 CM (+/- 4 CM), LARGE | REHABILITATION,PHYSIOTHERAPY SUPPLIES
11148 | 4225170600500 | PACER GAIT TRAINER WITH ALL THE ACCESSORIES, SIZE: LARGE, FLOOR TO TOP OF ARM PROMPT 32 – 47 FLOOR TO TOP OF MPS (NOT TILTED) 17 – 35 OVERALL WIDTH STANDARD BASE: 28 NARROW TREADMILL/STABILITY BASE 35 WIDE TREADMILL/STABILITY BASE: 40 OVERALL LENGTH STANDARD BASE 36 TREADMILL/STABILITY BASES 4, FRAME HEIGH STANDARD AND UTILITY BASES 16 – 21 TREADMILL/STABILITY BASES: 23 – 35 BASE HEIGHT (WITHOUT UPPER FRAME) STANDARD BASE: 16 TREADMILL/STABILITY BASES: 21 FRAME WEIGHT (LBS): STANDARD BASE: 13 ½, NARROW TREADMILL/STABILITY BASE: 27 ½, WIDE TREADMILL/STABILITY BASE: 28 STANDARD UPPER: 6 DYNAMIC UPPER: 13 ½, DYNAMIC UPPER MOVEMENT: VERTICAL: 2 HORIZONTAL: 2 CASTER DIAMETER: 4 MAXIMUM TREADMILL WIDTH: NARROW TREADMILL/STABILITY BASE: 34, WIDE TREADMILL/STABILITY BASE: 34 MAXIMUM THREADMILL HEIGHT: TREADMILL/STABILITY BASES: 11 MAXIMUM WORKING LOAD (LBS): 200 | REHABILITATION,PHYSIOTHERAPY SUPPLIES
11149 | 4225170600600 | PACER GAIT TRAINER WITH ALL THE ACCESSORIES, SIZE: SMALL, FLOOR TO TOP OF ARM PROMPT 19 – 29 FLOOR TO TOP OF MPS (NOT TILTED) 10 – 20 OVERALL WIDTH STANDARD BASE: 23 NARROW TREADMILL/STABILITY BASE 35 WIDE TREADMILL/STABILITY BASE: 40 OVERALL LENGTH STANDARD BASE 26 TREADMILL/STABILITY BASES, 4 FRAME HEIGHT STANDARD AND UTILITY BASES 16 – 21 TREADMILL/STABILITY BASES: 23 – 35 BASE HEIGHT (WITHOUT UPPER FRAME), STANDARD BASE: 11 TREADMILL/STABILITY BASES: 21 FRAME WEIGHT (LBS): STANDARD BASE: 11 ½, NARROW TREADMILL/STABILITY, BASE: 27 ½, WIDE TREADMILL/STABILITY BASE: 28 STANDARD UPPER: 6 DYNAMIC UPPER: 7 ½, DYNAMIC UPPER MOVEMENT: VERTICAL: 1 ¼ HORIZONTAL: 1 ½, CASTER DIAMETER: 4 MAXIMUM TREADMILL WIDTH: NARROW TREADMILL/STABILITY BASE: 29 WIDE TREADMILL/STABILITY BASE: 34 MAXIMUM THREADMILL HEIGHT: TREADMILL/STABILITY BASES: 11 MAXIMUM WORKING LOAD (LBS): 75 | REHABILITATION,PHYSIOTHERAPY SUPPLIES
11150 | 4225170600700 | PACER GAIT TRAINER WITH ALL THE ACCESSORIES, SIZE: MEDIUM, FLOOR TO TOP OF ARM PROMPT 24 – 35 FLOOR TO TOP OF MPS (NOT TILTED) 9 ½ – 23 ½ OVERALL WIDTH STANDARD BASE: 26UTILITY BASE: 30 NARROW TREADMILL/STABILITY BASE: 35 WIDE TREADMILL/STABILITY BASE: 40 OVERALL LENGTH: STANDARD BASE: 30 UTILITY BASE: 36 TREADMILL/STABILITY BASES: 41 FRAME HEIGHT: STANDARD AND UTILITY BASES 21 ½ – 27 TREADMILL/STABILITY BASES 23 ½ – 36 ½, , BASE HEIGHT (WITHOUT UPPER FRAME): STANDARD AND UTILITY BASES: 14 ½, TREADMILL/STABILITY BASES, 21 – 28 ½ FRAME WEIGHT (LBS) STANDARD BASE 15 UTILITY BASE 18 ½ NARROW TREADMILL/STABILITY BASE: 27 ½ WIDE TREADMILL/STABILITY BASE: 28 STANDARD UPPER: 7 ½ DYNAMIC UPPER, 11 ½, DYNAMIC UPPER MOVEMENT VERTICAL 3 HORIZONTAL 2 CASTER DIAMETER 4 MAXIMUM TREADMILL WIDTH: NARROW TREADMILL/STABILITY BASE: 29 WIDE TREADMILL/STABILITY BASE: 34 MAXIMUM TREADMILL HEIGHT TREADMILL/STABILITY BASES 11 MAXIMUM WORKING LOAD (LBS): 150 | REHABILITATION,PHYSIOTHERAPY SUPPLIES
11151 | 4225170600800 | PACER GAIT TRAINER WITH ALL THE ACCESSORIES, SIZE: LARGE, FLOOR TO TOP OF ARM PROMPT 32 – 47, FLOOR TO TOP OF MPS (NOT TILTED) 17 – 35 OVERALL WIDTH STANDARD BASE: 28 UTILITY BASE: 32 NARROW TREADMILL/STABILITY BASE: 35 WIDE TREADMILL/STABILITY BASE: 40 OVERALL LENGTH: STANDARD BASE: 36 UTILITY BASE: 40 ½ TREADMILL/STABILITY BASES: 41 FRAME HEIGHT: STANDARD AND UTILITY BASES: 28 ½ – 38 ½ THREADMILL/STABILITY BASES: 30 – 47 BASE HEIGHT (WITHOUT UPPER FRAME) STANDARD AND UTILITY BASES 16 TREADMILL/STABILITY BASES, 21 – 28 ½, FRAME WEIGHT (LBS): STANDARD BASE: 15 ½ UTILITY BASE 19 ¼ NARROW TREADMILL/STABILITY BASE 27 ½, WIDE TREADMILL/STABILITY BASE: 28 STANDARD UPPER 9 ½ DYNAMIC UPPER, 13 ½ DYNAMIC UPPER MOVEMENT VERTICAL 3 HORIZONTAL: 2 CASTER DIAMETER STANDARD AND TREADMILL BASES 5 ½ UTILITY BASE FRONT CASTERS 8 UTILITY BASE BACK WHEELS 11 ½, MAXIMUM TREADMILL WIDTH NARROW TREADMILL/STABILITY BASE: 29 WIDE TREADMILL/STABILITY BASE: 34 MAXIMUM TREADMILL HEIGHT: TREADMILL/STABILITY BASES | REHABILITATION,PHYSIOTHERAPY SUPPLIES
11152 | 4225170601000 | WALKING AID ACCESSORY, PELVIC STABILIZER, COMPATIBLE WITH POSTURE CONTROL AND POSTURE REST WALKERS, ASSORTED SIZES | REHABILITATION,PHYSIOTHERAPY SUPPLIES
11153 | 4225170700000 | WALKING AID ACCESSORY SUSPENSION CONVERSION KIT WALKER ACCESSORY COMPATIBLE WITH POSTURE CONTROL WALKERS SIZE: SMALL.. | SUPPLEMENTARY REHAB,PHYSIOTHERAPY SUPPL.
11154 | 4225170700100 | WALKING AID ACCESSORY SUSPENSION CONVERSION KIT WALKER ACCESSORY COMPATIBLE WITH POSTURE CONTROL WALKERS SIZE: MEDIUM.. | SUPPLEMENTARY REHAB,PHYSIOTHERAPY SUPPL.
11155 | 4225170700200 | WALKING AID ACCESSORY SUSPENSION CONVERSION KIT WALKER ACCESSORY COMPATIBLE WITH POSTURE CONTROL WALKERS SIZE: LARGE.. | SUPPLEMENTARY REHAB,PHYSIOTHERAPY SUPPL.
11156 | 4225170700300 | WALKING AID ACCESSORY SUSPENSION HARNESSES KIT COMPATIBLE WITH SUSPENSION WALKERS AND POSTURE CONTROL WALKERS SIZE: SMALL.. | SUPPLEMENTARY REHAB,PHYSIOTHERAPY SUPPL.
11157 | 4225170700400 | WALKING AID ACCESSORY SUSPENSION HARNESSES KIT COMPATIBLE WITH SUSPENSION WALKERS AND POSTURE CONTROL WALKERS SIZE: MEDIUM - SLIM.. | SUPPLEMENTARY REHAB,PHYSIOTHERAPY SUPPL.
11158 | 4225170700500 | WALKING AID ACCESSORY SUSPENSION HARNESSES KIT COMPATIBLE WITH SUSPENSION WALKERS AND POSTURE CONTROL WALKERS SIZE: MEDIUM.. | SUPPLEMENTARY REHAB,PHYSIOTHERAPY SUPPL.
11159 | 4225170700600 | WALKING AID ACCESSORY SUSPENSION HARNESSES KIT COMPATIBLE WITH SUSPENSION WALKERS AND POSTURE CONTROL WALKERS SIZE: LARGE.. | SUPPLEMENTARY REHAB,PHYSIOTHERAPY SUPPL.
11160 | 4225170700700 | FOOT, DROP, SYSTEM, CUFF STRAP, SMALL | PROSTHETICS & ORTHOSIS SUPPLIES
11161 | 4225170700800 | FOOT, DROP SYSTEM, CUFF STRAP, MEDIUM | PROSTHETICS & ORTHOSIS SUPPLIES
11162 | 4225170700900 | FOOT, DROP SYSTEM, CUFF STRAP, LARGE | PROSTHETICS & ORTHOSIS SUPPLIES
11163 | 4226160200600 | BAG BODY WHITE NON WOVEN VINYL PLASTIC WITH ZIPPER PEDIATRIC 120 CM LENGTH (+/- 10CM) 70 CM WIDTH (+/- 10CM) WITH IDENTIFICATION TAGS (FOR MORGUE SVS) DISPOSABLE.. | SUPPLEMENTARY GEN.SUPPLIES NURS,BURN
11164 | 4226160200800 | BAG BODY WHITE NON WOVEN VINYL PLASTIC WITH ZIPPER ADULT 2.5 METER LENGTH (+/- 30CM) 1 METER WIDTH (+/- 10CM) WITH IDENTIFICATION TAGS (FOR MORGUE SVS) DISPOSABLE.. | SUPPLEMENTARY GEN.SUPPLIES NURS,BURN
11165 | 4226160201100 | BAG, BODY, WHITE, NON WOVEN VINYL PLASTIC, WITH ZIPPER, INFANT, 70 CM LENGTH (+/- 10CM), 45 CM WIDTH (+/- 10CM), WITH IDENTIFICATION TAGS, (FOR MORGUE SVS) DISPOSABLE | SUPPLEMENTARY GEN.SUPPLIES NURS,BURN
11166 | 4226160201200 | BAG FOR MEDICAL WASTE PVC WITH BIOHAZARD LOGO NOT LESS THAN 150 MICRON THICKNESS YELLOW 50-55 LITER.. | SUPPLEMENTARY GEN.SUPPLIES NURS,BURN
11167 | 4227150000300 | NON INVASIVE HEMOGLOBIN SENSOR SPHB ADULT FOR DETECTING THE HEMOGLOBIN LEVEL, OPTICAL TO MEASURE (SPHB, SPMET, SPO2, PVI, PI), DISPOSABLE, SHOULD BE COMPATIBLE WITH MASIMO SYSTEM OR EQUIVALENT | RESPIRATORY AND ANESTHESIA TENDER
11168 | 4227150000400 | NON INVASIVE HEMOGLOBIN SENSOR SPHB PEDIATRIC FOR DETECTING THE HEMOGLOBIN LEVEL OPTICAL TO MEASURE (SPHB SPMET SPO2 PVI PI) DISPOSABLE SHOULD BE COMPATIBLE WITH MASIMO SYSTEM OR EQUIVALENT | RESPIRATORY AND ANESTHESIA TENDER
11169 | 4227150000500 | NON INVASIVE HEMOGLOBIN SENSOR SPHB NEONATAL FOR DETECTING THE HEMOGLOBIN LEVEL OPTICAL TO MEASURE (SPHB SPMET SPO2 PVI PI) DISPOSABLE SHOULD BE COMPATIBLE WITH MASIMO SYSTEM OR EQUIVALENT | RESPIRATORY AND ANESTHESIA TENDER
11170 | 4227150000600 | SENSOR RESPIRATORY RATE ACOUSTIC RESPIRATION CLOTH SENSOR CLIP FOR (ADULT) TO MEASURE RESPIRATORY RATE SINGLE PATIENT USE | RESPIRATORY AND ANESTHESIA TENDER
11171 | 4227150000700 | SENSOR REGIONAL SATURATION /CEREBRAL OXIMETRY SENSOR FOREHEAD ADULT MOTION AND LOW PERFUSION PATIENT COMPATIBLE WITH MASIMO SYSTEM OR EQUIVALENT | RESPIRATORY AND ANESTHESIA TENDER
11172 | 4227150000900 | SENSOR MEASURING THE CONSCIOUSNESS LEVEL FOR ADULT, DISPOSABLE, COMPATIBLE WITH MASIMO SYSTEM OR EQUIVALENT | RESPIRATORY AND ANESTHESIA TENDER
11173 | 4227150001000 | SENSOR SPO2 PROBE WITH ADHESIVE TAPE FOR USE WITH PEDIATRIC 20-50KG. WITH HIGH ACCURACY IN CRITICAL AND CHALLENGING CASES IN MOTION AND LOW PERFUSION PATIENT FDA APPROVED. REPLACEMENT TAPES CAN BE USED. COMPATIBLE WITH MASIMO SET TECHNOLOGY OR EQUIVALENT (WITH FREE OF CHARGE MODULE AND CABLE) (MONITORS / ADAPTOR / MODULES AND NECESSARY SOFTWARE MUST BE PROVIDED FOC FOR EVERY CENTER) | RESPIRATORY AND ANESTHESIA TENDER
11174 | 4227150001100 | SENSOR SPO2 PROBE WITH ADHESIVE TAPE FOR USE WITH PEDIATRIC AND INFANT FINGERS >20 KG. WITH HIGH ACCURACY IN CRITICAL AND CHALLENGING CASES IN MOTION AND LOW PERFUSION PATIENTS (WITH FREE OF CHARGE MODULE AND CABLE). (MONITORS / ADAPTOR / MODULES AND NECESSARY SOFTWARE MUST BE PROVIDED FOC FOR EVERY CENTER) | RESPIRATORY AND ANESTHESIA TENDER
11175 | 4227150001200 | SENSOR SPO2 PROBE WITH ADHESIVE TAPE FOR USE WITH NEONATES 3KG AND ADULT FINGERS >40 KG. WITH HIGH ACCURACY IN CRITICAL AND CHALLENGING CASES IN MOTION AND LOW PERFUSION PATIENTS FDA APPROVED. REPLACEMENT TAPES CAN BE USED. COMPATIBLE WITH MASIMO SET TECHNOLOGY OR EQUIVALENT (WITH FREE OF CHARGE MODULE AND CABLE) (MONITORS/ ADAPTOR/ MODULES AND NECESSARY SOFTWARE MUST BE PROVIDED FOC FOR EVERY CENTER) | RESPIRATORY AND ANESTHESIA TENDER
11176 | 4227150001300 | ADAPTER FOR VENTILATOR CIRCUIT SIDESTREAM WITH HUMIDITY FILTER ADULT/ PEDIATRIC FOR USE WITH INTUBATED PATIENT FOR CONTINUOUS C O2 MEASUREMENT SINGLE PATIENT USE LENGTH 3 M COMPATIBLE WITH MASIMO OR EQUIVALENT ONE (1) ITEM/PCONE (1) SET | RESPIRATORY AND ANESTHESIA TENDER
11177 | 4227150001400 | SPCO PROBE MEASUREMENT, SIZE ADULT, FOR NON-INVASIVE AND CONTINUOUS CARBON MONOXIDE POISONING, DISPOSABLE, PERFORMED THROUGH COMPATIBLE WITH MASIMO OR EQUIVALENT | RESPIRATORY AND ANESTHESIA TENDER
11178 | 4227150001800 | BRACKET WALL FOR CONTAINER WASTE DISPOSAL UNIT IT SHOULD BE COMPATIBLE WITH THE DEVICE MANUFACTURE. | SUPPLEMENTARY GEN.SUPPLIES NURS,BURN
11179 | 4227150300600 | TRANSCUTANEOUS CO2 MONITORING SENSOR EAR ATTACHMENT CLIP, DISPOSABLE COMPATIBLE WITH SENTEC SYSTEM OR EQUIVALENT | RESPIRATORY AND ANESTHESIA TENDER
11180 | 4227150400000 | TRANSCUTANEOUS CO2 MONITORING SENSOR, COMPATIBLE WITH RADIOMETER TCM OR EQUIVALENT | ANESTHESIA AND RESPIRATORY SUPPLEMENTARY
11181 | 4227150400400 | STETHOSCOPE ESOPHAGEAL, TEMPERATURE SENSOR, 18 FR, COMPATIBLE WITH 400 SERIES THERMISTOR OR EQUIVALENT, LATEX FREE, DISPOSABLE | RESPIRATORY AND ANESTHESIA TENDER
11182 | 4227150400500 | STETHOSCOPE ESOPHAGEAL, TEMPERATURE SENSOR, FOR 400 SERIES THERMISTOR, 24 FR, LATEX FREE, DISPOSABLE | RESPIRATORY AND ANESTHESIA TENDER
11183 | 4227150400600 | STETHOSCOPE ESOPHAGEAL, TEMPERATURE SENSOR, SIZE 12 FR, LATEX FREE, DISPOSABLE, COMPATIBLE WITH 400 SERIES THERMISTOR OR EQUIVALENT | RESPIRATORY AND ANESTHESIA TENDER
11184 | 4227150400700 | STETHOSCOPE ESOPHAGEAL TEMPERATURE 9FR, SENSOR FOR 400 SERIES THERMISTOR, OR EQUIVALENT, LATEX FREE, DISPOSABLE | RESPIRATORY AND ANESTHESIA TENDER
11185 | 4227150400900 | BALLOON, WIRE GUIDED, DILATOR, 3 STAGES FOR ESOPHAGEAL, PYLORIC, DUODENAL, COLONIC, AND BILIARY DILATATION, ASSORTED SIZES AND DIAMETERS | ENDOSCOPY CONSUMABLES SUPPLIES
11186 | 4227150401100 | BAND, LEGATION, ESOPHAGEAL MULTIBAND (6 TO 9 SHOTS), SINGLE USE, STERILE | ENDOSCOPY CONSUMABLES SUPPLIES
11187 | 4227150401200 | BAND, LEGATION, ESOPHAGEAL MULTIBAND (10 SHOTS OR MORE), SINGLE USE, STERILE | ENDOSCOPY CONSUMABLES SUPPLIES
11188 | 4227150401300 | STENT, ESOPHAGEAL, METALLIC, FULLY COVERED, SELF EXPANDING, THROUGH THE SCOPE(TTS), ASSORTED SIZES AND DIAMETERS | ENDOSCOPY CONSUMABLES SUPPLIES
11189 | 4227150401400 | STENT, ESOPHAGEAL, METALLIC, UNCOVERED, SELF EXPANDING, THROUGH THE SCOPE(TTS), ASSORTED SIZES AND DIAMETERS | ENDOSCOPY CONSUMABLES SUPPLIES
11190 | 4227150401500 | STENT, ESOPHAGEAL, METALLIC, PARTIALLY COVERED, SELF EXPANDING, THROUGH THE SCOPE(TTS), ASSORTED SIZES AND DIAMETERS | ENDOSCOPY CONSUMABLES SUPPLIES
11191 | 4227150402000 | SHEATH FOR ESOPHAGEAL MANOMETRY CATHETER, SINGLE USE | ENDOSCOPY CONSUMABLES SUPPLIES
11192 | 4227150500100 | HIGH FLOW CIRCUIT COMPLETED SET(HEATED CIRCUIT, HUMIDIFIER CHAMBER), SHOULD BE COMPATIBLE WITH AIRVO2 HIGH FLOW SYSTEM OR EQUIVALENT, (FOR ALL PATIENT RANGE CATEGORY). | RESPIRATORY AND ANESTHESIA TENDER
11193 | 4227150500300 | TRANSPORT VENTILATOR CIRCUIT, COAXIAL, WITH FLOW SENSOR, EXHALATION VALVE, SIZE ADULT/PEDIATRIC, LENGTH 1.8 M, COMPATIBLE WITH HAMILTON T1, C1 OR EQUIVALENT | RESPIRATORY AND ANESTHESIA TENDER
11194 | 4227150500400 | BIPAP VENTILATOR CIRCUIT NON-HEATED, SINGLE LUMEN, WITH EXHALATION PORT AND PRESSURE LINE, SIZE ADULT, COMPATIBLE WITH V60/V680 OR EQUIVALENT | RESPIRATORY AND ANESTHESIA TENDER
11195 | 4227150500500 | BIPAP VENTILATOR CIRCUIT HEATED, SINGLE LUMEN, WITH REMOVABLE, EXHALATION PORT, SIZE ADULT, 1.8 M LONG. WITH 0.5 M TUBE EXTENSION AND AUTOFILL CHAMBER, COMPATIBLE WITH V60/V680 AND MR850 OR EQUIVALENT | RESPIRATORY AND ANESTHESIA TENDER
11196 | 4227150500700 | VENTILATOR CIRCUIT DOUBLE LUMEN HEATED BOTH SIDES LENGTH NOT LESS THAN 150 CM WITH APPROXIMATELY 50CM EXTENSION TUBE WITH SAMPLING PORT AND CONNECTOR CAP ADULT SIZE DISPOSABLE (COMPATIBLE WITH HOSPITAL STANDARD HUMIDIFIER) ONE (1) ITEM/PCONE (1) SET | ANESTHESIA AND RESPIRATORY SUPPLEMENTARY
11197 | 4227150500800 | VENTILATOR CIRCUIT DOUBLE LUMEN HEATED BOTH SIDES LENGTH NOT LESS THAN 150 CM WITH APPROXIMATELY 50 CM EXTENSION TUBE WITH SAMPLING PORT AND CONNECTOR CAP PEDIATRIC SIZE DISPOSABLE WITHOUT HUMIDIFIER ONE (1) ITEM/PCONE (1) SET | ANESTHESIA AND RESPIRATORY SUPPLEMENTARY
11198 | 4227150500900 | VENTILATOR CIRCUIT DOUBLE LUMEN HEATED BOTH SIDES LENGTH NOT LESS THAN 160 CM WITH APPROXIMATELY 50 CM EXTENSION TUBE WITH SAM PLING PORT AND CONNECTOR CAP NEONATE SIZE DISPOSABLE (COMPATIBLE WITH HOSPITAL STANDARD HUMIDIFIER) ONE (1) ITEM/PCONE (1) SET | RESPIRATORY AND ANESTHESIA TENDER
11199 | 4227150501000 | ANESTHESIA BREATHING CIRCUIT EXTENDABLE UNHEATED SIZE ADULT DOUBLE LIMB (ID 22MM) ,WITH CO2 SAMPLING LINE ID 1MM-1.6MM ,WITH 2 L REBREATHING BAG CIRCUIT LENGTH 1.8 M TO 2 M LIGHT WEIGHT WITH ANGLE PIECE WITH TWO HME (BACTERIAL VIRAL) FILTER AND HOSE FOR BAG WITH CONNECTOR 22MM BOTH SIDE WITH LUER ELBOW DISPOSABLE ONE (1) ITEM/PC = ONE (1) SET | RESPIRATORY AND ANESTHESIA TENDER
11200 | 4227150501100 | ANESTHESIA BREATHING CIRCUIT EXTENDABLE UNHEATED SIZE PEDIATRIC DOUBLE LUMEN (ID 15MM) ,WITH CO2 SAMPLING LINE ID 1MM-1.6MM ,WITH 1 L REBREATHING BAG CIRCUIT LENGTH 1.8 M TO 2 M LIGHT WEIGHT WITH ANGLE PIECE WITH TWO HME( BACTERIAL VIRAL ) FILTERS AND HOSE FOR BAG WITH CONNECT OR 22MM BOTH SIDE WITH LUER ELBOW DISPOSABLE (EACH HOSPITAL SHOULD BE COMPATIBLE WITH ANESTHESIA MACHINE VENT MACHINE) ONE (1) ITEM/PC = ONE (1) SET | RESPIRATORY AND ANESTHESIA TENDER
11201 | 4227150501300 | HIGH FREQUENCY VENTILATOR CIRCUIT, COMPLETED SET (HEATED CIRCUIT, MUSHROOM VALVES, DIAPHRAGM, ASSEMBLY TUBE, WATER DRAIN) FOR ADULT, DISPOSABLE, SHOULD BE COMPATIBLE WITH SENSOR MEDICS 3100B MACHINE OR EQUIVALENT | RESPIRATORY AND ANESTHESIA TENDER
11202 | 4227150501400 | HIGH FREQUENCY VENTILATOR CIRCUIT, COMPLETED SET (HEATED CIRCUIT, MUSHROOM VALVES, DIAPHRAGM, ASSEMBLY TUBE, WATER DRAIN) FOR PEDIATRIC AND NEONATE, DISPOSABLE, SHOULD BE COMPATIBLE WITH SENSOR MEDICS 3100A MACHINE OR EQUIVALENT | RESPIRATORY AND ANESTHESIA TENDER
11203 | 4227150501500 | VENTILATOR CIRCUIT SET COAXIAL NON-HEATED WITH FLOW SENSOR EXPIRATORY VALVE SIZE ADULT/ PEDIATRIC COMPATIBLE WITH MAGNETIC RESONANCE IMAGING (MRI) LENGTH AT LEAST 300 CM SHOULD BE COMPATIBLE WITH HAMILTON MR1 OR EQUIVALENT | RESPIRATORY AND ANESTHESIA TENDER
11204 | 4227150501600 | VENTILATOR CIRCUIT SET, DOUBLE LUMEN, NON-HEATED, WITH FLOW SENSOR, EXPIRATORY VALVE SIZE, NEONATAL, COMPATIBLE WITH MAGNETIC RESONANCE IMAGING (MRI) LENGTH AT LEAST 300 CM, COMPATIBLE WITH HAMILTON MR1 OR EQUIVALENT | RESPIRATORY AND ANESTHESIA TENDER
11205 | 4227150501700 | DETECTOR CO2 SIZE PEDIATRIC 1-15KG STERILE DISPOSABLE (COLORIMETRIC COMPATIBLE WITH ALL ENDOTRACHEAL TUBES DISPOSABLE STERILE) | RESPIRATORY AND ANESTHESIA TENDER
11206 | 4227150501800 | MDI ADAPTER FOR VENTILATOR CIRCUIT, STRAIGHT, DISPOSABLE, PORT TOWARDS PATIENT, 15 (OD), MACHINE SIDE 15 (ID) | RESPIRATORY AND ANESTHESIA TENDER
11207 | 4227150501900 | VIBRATING MESH TECHNOLOGY AEROSOL DRUG DELIVERY CHAMBER DISPOSABLE COMPATIBLE WITH AEROGEN SYSTEM OR EQUIVALENT | RESPIRATORY AND ANESTHESIA TENDER
11208 | 4227150502000 | CONNECTOR FOR VIBRATING MESH AEROSOL DRUG DELIVERY CHAMBER FOR ADULT CIRCUIT, DISPOSABLE, COMPATIBLE WITH AEROGEN SYSTEM OR EQUIVALENT | RESPIRATORY AND ANESTHESIA TENDER
11209 | 4227150502100 | CONNECTOR FOR VIBRATING MESH AEROSOL DRUG DELIVERY CHAMBER FOR PEDIATRIC CIRCUIT, DISPOSABLE, COMPATIBLE WITH AEROGEN SYSTEM OR EQUIVALENT | RESPIRATORY AND ANESTHESIA TENDER
11210 | 4227150502200 | CONNECTOR FOR VIBRATING MESH AEROSOL DRUG DELIVERY CHAMBER FOR NEONATAL CIRCUIT, DISPOSABLE, COMPATIBLE WITH AEROGEN SYSTEM OR EQUIVALENT | RESPIRATORY AND ANESTHESIA TENDER
11211 | 4227150502400 | VENTILATOR CIRCUIT SET, SIZE ADULT/PEDIATRIC, NON-HEATED, COAXIAL LUMEN WITH FLOW SENSOR AND EXPIRATORY VALVE, LENGTH AT LEAST 180 CM, COMPATIBLE WITH HAMILTON G5 AND S1 OR EQUIVALENT | RESPIRATORY AND ANESTHESIA TENDER
11212 | 4227150502600 | NEONATAL BREATHING CIRCUIT SET UNHEATED DOUBLE LUMEN WITH FLOW SENSOR AND EXPIRATORY VALVE (SHOULD BE COMPATIBLE WITH EACH HOSPITAL STANDARD MACHINE) | ANESTHESIA AND RESPIRATORY SUPPLEMENTARY
11213 | 4227150502700 | BUBBLE CPAP KIT WHICH INCLUDE ADJUSTABLE PRESSURE UNIT, HEATED WIRE CIRCUIT, DISPOSABLE. | RESPIRATORY AND ANESTHESIA TENDER
11214 | 4227150502900 | NEONATAL NASAL CPAP HEAD GEAR SIZE (S) MICROFIBER WITH VELCRO COMPATIBLE WITH DUAL LIMB FLOW GENERATOR. ONE (1) EACHONE (1) SET | RESPIRATORY AND ANESTHESIA TENDER
11215 | 4227150503000 | NEONATAL NASAL CPAP HEAD GEAR SIZE (M) MICROFIBER WITH VELCRO COMPATIBLE WITH DUAL LIMB FLOW GENERATOR. ONE (1) EACHONE (1) SET | RESPIRATORY AND ANESTHESIA TENDER
11216 | 4227150503100 | NEONATAL NASAL CPAP HEAD GEAR SIZE (L) MICROFIBER WITH VELCRO COMPATIBLE WITH DUAL LIMB FLOW GENERATOR. ONE (1) EACHONE (1) SET | RESPIRATORY AND ANESTHESIA TENDER
11217 | 4227150503300 | HIGH FLOW NASAL CANNULA, LARGE SIZE, FOR ADULT, (COMPATIBLE WITH HEATED VENTILATOR CIRCUIT) | RESPIRATORY AND ANESTHESIA TENDER
11218 | 4227150503400 | HIGH FLOW NASAL CANNULA, MEDIUM SIZE, FOR ADULT, (COMPATIBLE WITH HEATED VENTILATOR CIRCUIT) | RESPIRATORY AND ANESTHESIA TENDER
11219 | 4227150503500 | HIGH FLOW NASAL CANNULA, SMALL SIZE, FOR ADULT, (COMPATIBLE WITH HEATED VENTILATOR CIRCUIT) | RESPIRATORY AND ANESTHESIA TENDER
11220 | 4227150503700 | HIGH FLOW NASAL CANNULA, LARGE SIZE, FOR PEDIATRIC, (COMPATIBLE WITH HEATED VENTILATOR CIRCUIT) | RESPIRATORY AND ANESTHESIA TENDER
11221 | 4227150503800 | HIGH FLOW NASAL CANNULA, MEDIUM SIZE, FOR PEDIATRIC, (COMPATIBLE WITH HEATED VENTILATOR CIRCUIT) | RESPIRATORY AND ANESTHESIA TENDER
11222 | 4227150503900 | HIGH FLOW NASAL CANNULA, SMALL SIZE, FOR PEDIATRIC, (COMPATIBLE WITH HEATED VENTILATOR CIRCUIT) | RESPIRATORY AND ANESTHESIA TENDER
11223 | 4227150504000 | HIGH FLOW NASAL CANNULA, XSMALL SIZE, FOR PEDIATRIC, (COMPATIBLE WITH HEATED VENTILATOR CIRCUIT) | RESPIRATORY AND ANESTHESIA TENDER
11224 | 4227150504100 | NASAL CANNULA OXYGEN NEONATAL 2.1 M SOFT PRONGS KINK RESISTANT, NON STERILE, CURVED PRONGS AND ROUNDED TIP, DISPOSABLE | RESPIRATORY AND ANESTHESIA TENDER
11225 | 4227150504200 | NASAL CANNULA OXYGEN PEDIATRIC 2.1 M SOFT PRONGS RESISTANT, NON STERILE, CURVED, DISPOSABLE | RESPIRATORY AND ANESTHESIA TENDER
11226 | 4227150504300 | NASAL CANNULA OXYGEN ADULT LENGTH 2.1 M SOFT CURVED PRONGS KINK RESISTANT NON STERILE DISPOSABLE. | RESPIRATORY AND ANESTHESIA TENDER
11227 | 4227150505100 | CIRCUIT TRANSPORT VENTILATOR SINGLE LUMEN UNHEATED WITH PEPA PORT AND BIPAP/CPAP MASK SIZE LARGE SHOULD BE COMPATIBLE WITH O-TWO MACHINE | General Consumables (General Surgical Supplies)
11228 | 4227150505300 | SET FOR PCA PUMP,100ML RESERVOIR BAG,PUMPING SEGMENT, AIR ELIMINATING FILTER 0,2 MICRON BACTERIAL,ANTI-SIPHON VALVE, LENGTH 150CM EXTENSION LINE (SHOULD BE COMPATIBLE WITH RHYTHMIC SYSTEM OR EQUIVALENT ) | RESPIRATORY AND ANESTHESIA TENDER
11229 | 4227150505400 | HANDLE LARYNGOSCOPE FIBER OPTIC SIZE LARGE, (SHORT HANDLE) (REUSABLE) | RESPIRATORY AND ANESTHESIA TENDER
11230 | 4227150505800 | BLADE OF VIDEO LARYNGOSCOPE DISPOSABLE SIZE 0 MILLER COMPATIBLE WITH C-MAC OR EQUIVALENT | RESPIRATORY AND ANESTHESIA TENDER
11231 | 4227150505900 | CENTRAL VENOUS CATHETERIZATION SET, SINGLE LUMEN, 5 FR X 18-20 CM, LATEX FREE, DISPOSABLE | RESPIRATORY AND ANESTHESIA TENDER
11232 | 4227150506000 | CATHETER CENTRAL VENOUS COMPLETE SET, RADIOPAQUE, CONTAINS: - DOUBLE LUMEN PUR CATHETER. - GUIDE WIRE(UNKINKABLE) - NON LUER LOCK SYRINGE5 ML. - INTRODUCER NEEDLE SHORT BEVEL. - INTRODUCER CANNULA. - DILATOR. - SECONDARY FIXATION DEVICE. -SLIDING CLAMPS. - SCALP BLADE SIZE: 4 FR, LENGTH 30 CM, PEEL PACK, DISPOSABLE, STERILE | RESPIRATORY AND ANESTHESIA TENDER
11233 | 4227150506100 | GUIDE WIRE SPRING 0.018 (0.45MM) X (25CM) WITH STRAIGHT SOFT TIP STRAIGHT BOTH ENDS | ANESTHESIA AND RESPIRATORY SUPPLEMENTARY
11234 | 4227150506200 | ECG EXTENTION CABLE 6 LEAD LENGTH 2M COMPATIBLE WITH DRAEGER INFINITY REUSABLE | RESPIRATORY AND ANESTHESIA TENDER
11235 | 4227150506300 | ANAESTHETIC CONSERVING VAPORIZER HAS A DEAD SPACE OF 50 ML AND CAN BE USED WITH TIDAL VOLUMES >200 ML. SHOULD BE CHANGED EVERY 24 HOURS COMPATIBLE WITH SEDACONDA AND INHALED SEDATION MONITORING DEVICE OR EQUIVALENT | RESPIRATORY AND ANESTHESIA TENDER
11236 | 4227150506400 | FLURABSORB PASSIVE SCAVENGING FOR THE REMOVAL OF WASTE ANAESTHETIC GASES. MULTI PATIENT USE WITH CAPACITY OF 10 SYRINGES X 50 ML=500 ML VOLATILE ANAESTHETIC COMPATIBLE WITH SEDACONDA AND INHALED SEDATION MONITORING DEVICE OR EQUIVALENT | RESPIRATORY AND ANESTHESIA TENDER
11237 | 4227150506500 | ANAESTHETIC CONSERVING SYRINGE HAS A UNIQUE CONNECTOR THAT ONLY FITS WITH THE ANAESTHETIC AGENT LINE. SINGLE USE,COMPATIBLE WITH SEDACONDA AND INHALED SEDATION MONITORING DEVICE OR EQUIVALENT | RESPIRATORY AND ANESTHESIA TENDER
11238 | 4227150506600 | FLURABSORB ACCESSORY KIT, CONTAINS ACCESSORIES TO CONNECT THE FLURABSORB/FLURABSORB-S WITH THE EXHAUST PORT OF THE VENTILATOR AND THE GAS ANALYSER. SINGLE PATIENT USE COMPATIBLE WITH SEDACONDA AND INHALED SEDATION MONITORING DEVICE OR EQUIVALENT | RESPIRATORY AND ANESTHESIA TENDER
11239 | 4227150506700 | GAS SAMPLING LINE, CONNECTS THE GAS SAMPLING PORT OF THE ANAESTHETIC CONSERVING VAPORIZER WITH THE GAS ANALYZER. SINGLE PATIENT USE COMPATIBLE WITH SEDACONDA AND INHALED SEDATION MONITORING DEVICE OR EQUIVALENT | RESPIRATORY AND ANESTHESIA TENDER
11240 | 4227150506800 | BRONCHOSCOPE DISPOSABLE FLEXIBLE SIZE 5.3, WORKING CHANNEL 2.2, LENGTH 650MM, STERILE, COMPATIBLE WITH C-MAC MONITOR OR EQUIVALENT | RESPIRATORY AND ANESTHESIA TENDER
11241 | 4227150506900 | BRONCHOSCOPE DISPOSABLE FLEXIBLE SIZE 3.5, WORKING CHANNEL 1.2, LENGTH 650MM, STERILE, COMPATIBLE WITH C-MAC MONITOR OR EQUIVALENT | RESPIRATORY AND ANESTHESIA TENDER
11242 | 4227150507000 | SET FOR PCA PUMP 200ML RESERVOIR BAG PUMPING SEGMENT AIR ELIMINATING FILTER 0 2 MICRON BACTERIAL ANTI-SIPHON VALVE LENGTH 150CM EXTENSION LINE (SHOULD BE COMPATIBLE WITH RHYTHMIC SYSTEM OR EQUIVALENT ) | RESPIRATORY AND ANESTHESIA TENDER
11243 | 4227150507100 | SET FOR PCEA PUMP ,200ML RESERVOIR BAG,PUMPING SEGMENT, AIR ELIMINATING FILTER 0,2 MICRON BACTERIAL,ANTI-SIPHON VALVE, LENGTH 150CM YELLOW EXTENSION LINE (SHOULD BE COMPATIBLE WITH RHYTHMIC SYSTEM OR EQUIVALENT ) | RESPIRATORY AND ANESTHESIA TENDER
11244 | 4227150507200 | SET FOR PCEA PUMP ,100ML RESERVOIR BAG,PUMPING SEGMENT, AIR ELIMINATING FILTER 0,2 MICRON BACTERIAL,ANTI-SIPHON VALVE, LENGTH 150CM YELLOW EXTENSION LINE (SHOULD BE COMPATIBLE WITH RHYTHMIC SYSTEM OR EQUIVALENT ) | RESPIRATORY AND ANESTHESIA TENDER
11245 | 4227150507300 | CONVERTER FOR MULTI-LINK DIN 3 LEAD COMPATIBLE WITH GE MONITOR OR EQUIVALENT | RESPIRATORY AND ANESTHESIA TENDER
11246 | 4227150507400 | OPHTHALMIC BLOCKS NEEDLE, WITH PORT ONE FOR INJECTION SIZE: 24G X 30MM DISPOSABLE, STERILE | ANESTHESIA AND RESPIRATORY SUPPLEMENTARY
11247 | 4227150507500 | OPHTHALMIC BLOCKS NEEDLE, WITH PORT ONE FOR INJECTION SIZE: 24G X 40MM DISPOSABLE, STERILE | ANESTHESIA AND RESPIRATORY SUPPLEMENTARY
11248 | 4227150507600 | SPIKE SET,YELLOW TUBING, PUMPING SEGMENT AIR,WITH ELIMINATING FILTER 0.2 µM BACTERIA RETENTION AND LOW PROTEIN BINDING, WITH BACK CHECK VALVE, AND 220 CM EXTENSION LINE | RESPIRATORY AND ANESTHESIA TENDER
11249 | 4227150507700 | SPIKE SET, VENTED, PUMPING SEGMENT AIR,WITH ELIMINATING FILTER 0.2 µM BACTERIA RETENTION AND LOW PROTEIN BINDING, WITH BACK CHECK VALVE, AND 220 CM EXTENSION LINE | RESPIRATORY AND ANESTHESIA TENDER
11250 | 4227150507900 | BRONCHOSCOPE DISPOSABLE FLEXIBLE SIZE 3.5MM (+/- 0.4MM), STERILE, COMPATIBLE EACH HOSPITAL STANDER | RESPIRATORY AND ANESTHESIA TENDER
11251 | 4227150508000 | BRONCHOSCOPE DISPOSABLE FLEXIBLE SIZE 4.5MM(+/-0.4MM), STERILE, COMPATIBLE EACH HOSPITAL STANDER | RESPIRATORY AND ANESTHESIA TENDER
11252 | 4227150508100 | BRONCHOSCOPE DISPOSABLE FLEXIBLE SIZE 5.5MM(+/-0.4MM), STERILE, COMPATIBLE EACH HOSPITAL STANDER | RESPIRATORY AND ANESTHESIA TENDER
11253 | 4227150508200 | SET BLOOD/FLUID WARMING DUAL SPIKE HEAT EXCHANGER AUTO VENTING BUBBLE TRAP LATEX FRE E SHOULD BE COMPATIBLE WITH AUTO MER II SYSTEM OR EQUIVALENT. | RESPIRATORY AND ANESTHESIA TENDER
11254 | 4227150508300 | SET BLOOD/FLUID WARMING,WITH EXTENTION LINE NOT LESS THAN 60CM, SHOULD BE COMPATIBLE WITH AUTO MER II SYSTEM OR EQUIVALENT | RESPIRATORY AND ANESTHESIA TENDER
11255 | 4227150508400 | HIGH FLOW NASAL CANNULA FILTERED WITH CO2 SIZE M COMPATIBLE WITH FISHER AND PAYKEL 950 HUMIDIFIER OR EQUIVALENT | RESPIRATORY AND ANESTHESIA TENDER
11256 | 4227150508500 | HIGH FLOW NASAL CANNULA FILTERED WITH CO2 SIZE S COMPATIBLE WITH FISHER AND PAYKEL 950 HUMIDIFIER OR EQUIVALENT | RESPIRATORY AND ANESTHESIA TENDER
11257 | 4227150508600 | HIGH FLOW NASAL CANNULA FILTERED WITH CO2 SIZE L COMPATIBLE WITH FISHER AND PAYKEL 950 HUMIDIFIER OR EQUIVALENT | RESPIRATORY AND ANESTHESIA TENDER
11258 | 4227150508700 | EPIDURAL STEERABLE MULTIFUNCTIONAL BIPOLAR ELECTROCATHETER FOR RADIO FREQUENCY HIGHLY RADIOPAQUE CATHETER WITH ATRAUMATIC TIP LENGTH 35 CM DIAMETER 5 FR ERGONOMIC HANDLE LOCKABLE NO PATIENT PLATE REQUIRED | RESPIRATORY AND ANESTHESIA TENDER
11259 | 4227150508800 | ELECTRODES PATCH FOR PERIPHERAL NERVE STIMULATION SYSTEM | RESPIRATORY AND ANESTHESIA TENDER
11260 | 4227150508900 | TUBING OXYGEN,2M TO 2.5 LENGTH WITH CONNECTOR, KINK RESISTANT, DUAL FEMALE CONNECTOR. | RESPIRATORY AND ANESTHESIA TENDER
11261 | 4227150509000 | NIPPLE ADAPTER, PLASTIC, FOR FLOWMETER,FOR MEDICAL GASES, CLEAR COLOR. | RESPIRATORY AND ANESTHESIA TENDER
11262 | 4227150509100 | VALVE PEEP FIXED 20CM H2O, COMPLETE WITH STANDARD 30MM (ID) CONNECTOR, DISPOSABLE | RESPIRATORY AND ANESTHESIA TENDER
11263 | 4227150509200 | VALVE PEEP FIXED 12.5CM H2O, COMPLETE WITH STANDARD 30MM (ID) CONNECTOR, DISPOSABLE | RESPIRATORY AND ANESTHESIA TENDER
11264 | 4227150509300 | VALVE PEEP FIXED 7.5CM H2O, COMPLETE WITH STANDARD 30MM (ID) CONNECTOR, DISPOSABLE | RESPIRATORY AND ANESTHESIA TENDER
11265 | 4227150509400 | VALVE PEEP FIXED 10CM H2O, COMPLETE WITH STANDARD 30MM (ID) CONNECTOR, DISPOSABLE | RESPIRATORY AND ANESTHESIA TENDER
11266 | 4227150509500 | VALVE PEEP FIXED 15CM H2O, COMPLETE WITH STANDARD 30MM (ID) CONNECTOR, DISPOSABLE | RESPIRATORY AND ANESTHESIA TENDER
11267 | 4227150509600 | VENTILATOR CIRCUIT SET, DUAL LUMEN, NON-HEATED, WITH EXPIRATORY VALVE SIZE NEONATAL, PRESSURE LINE, LENGTH AT LEAST 2M TO 2, FOR MRI USE, COMPATIBLE WITH MVP VENTILATOR OR EQUIVALENT | ANESTHESIA AND RESPIRATORY SUPPLEMENTARY
11268 | 4227150509700 | OXYGEN SENSOR COMPATIBLE WITH ASTRAL 150 VENTILATORS OR EQUIVALENT | RESPIRATORY AND ANESTHESIA TENDER
11269 | 4227150509800 | OXYGEN INLET TUBE EXTENSION REUSABLE COMPATIBLE WITH AIRVO2 HIGH FLOW DEVICE | RESPIRATORY AND ANESTHESIA TENDER
11270 | 4227150509900 | OXYGEN CELL COMPATIBLE WITH MINDRAY SV600 VENTILATOR OR EQUIVALENT | RESPIRATORY AND ANESTHESIA TENDER
11271 | 4227150510000 | FENO KIT FOR ADULT, WITH MOUTH PIECE, FILTER, NITRIC OXIED SENSOR, COMPATIBLE WITH NIOX VERO OR EQUIVALENT | ANESTHESIA AND RESPIRATORY SUPPLEMENTARY
11272 | 4227150510100 | STANDARD MOUTH PIECE WITH FILTER FOR FENO MEASUREMENTS COMPATIBLE WITH NOBREATH OR EQUIVALENT | RESPIRATORY AND ANESTHESIA TENDER
11273 | 4227150510200 | OXYGEN CYLINDER REGULATOR, CGA540, SCREW STANDARD, WITH PRESSURE GAUGE AND DIAL OR CLICK STYLE FLOWMETER 1-15 LPM WITH QUICK CONNECT BRITISH STANDARD | RESPIRATORY AND ANESTHESIA TENDER
11274 | 4227150510300 | FILTER HME (BACTERIAL/VIRAL),HYGROSCOPIC, WITHOUT CORRUGATED CATHETER MOUNT,22F/15M, ADULT. | RESPIRATORY AND ANESTHESIA TENDER
11275 | 4227150510400 | MASK AIR ENTRAINMENT MULTI-VENT ADULT WITH EXPANDABLE SECURING STRING DISPOSABLE | RESPIRATORY AND ANESTHESIA TENDER
11276 | 4227150510500 | ENDOTRACHEAL TUBE HOLDER FOR NEONATE MID NASAL SEPTUM TO EAR CANAL UP TO 8CM,ACRYLIC ADHESIVE BOTH SIDES, ADJUSTABLE TUBE HIGHEST, DISPOSABLE, COLOR CODED SIZES. LATEX AND DEHP FREE, NON-WOVEN FABRIC, | RESPIRATORY AND ANESTHESIA TENDER
11277 | 4227150510600 | ENDOTRACHEAL TUBE HOLDER FOR NEONATE MID NASAL SEPTUM TO EAR CANAL UP TO 9.5CM,ACRYLIC ADHESIVE BOTH SIDES, ADJUSTABLE TUBE HIGHEST, DISPOSABLE, COLOR CODED SIZES. LATEX AND DEHP FREE, NON-WOVEN FABRIC, | RESPIRATORY AND ANESTHESIA TENDER
11278 | 4227150510800 | OXYGEN AUTO SHUTOFF COMPATIBLE WITH OXYGEN FLOWMETER FOR RESUSCITATOR | RESPIRATORY AND ANESTHESIA TENDER
11279 | 4227150510900 | AIRWAY ADAPTER STRAIGHT,SIZE ADULT, EXTENDABLE UP TO 7CM, 15MM(OD) 22MM(OD) DISPOSABLE. | ANESTHESIA AND RESPIRATORY SUPPLEMENTARY
11280 | 4227150511000 | AIRWAY ADAPTER STRAIGHT,SIZE PEDIATRIC, EXTENDABLE UP TO 7CM, 15MM(OD) 22MM(OD) DISPOSABLE. | ANESTHESIA AND RESPIRATORY SUPPLEMENTARY
11281 | 4227150511100 | CONTACT GEL V-SIGN SENSOR COMPATIBLE (SENTEC) | RESPIRATORY AND ANESTHESIA TENDER
11282 | 4227150511200 | PILOT BALLON TUBE ASSEMBLY REPAIR KIT DISPOSABLE | ANESTHESIA AND RESPIRATORY SUPPLEMENTARY
11283 | 4227150511700 | NEWBORN DOUBLE LUMEN BREATHING CIRCUIT MADE OF PVC DISPOSABLE COMPATIBLE WITH SIARETRON 1000 IPER HYPERBARIC OXYGEN CHAMBER VENTILATOR | ANESTHESIA AND RESPIRATORY SUPPLEMENTARY
11284 | 4227150511800 | FLANGE CONNECTION 30MM(ID) COMPATIBLE WITH JAEGER PFT | RESPIRATORY AND ANESTHESIA TENDER
11285 | 4227150511900 | PLUG ADAPTER DUAL SHAPE,COMPATIBLE WITH PFT VYAIRE-JAEGER MACHINE OR EQUIVALENT | ANESTHESIA AND RESPIRATORY SUPPLEMENTARY
11286 | 4227150512000 | VALVE HEAD FOR CHECK VALVE WITH HOLE FOR PRESSURE SENSOR, COMPATIBLE WITH VYAIRE-JAEGER OR EQUIVALENT | RESPIRATORY AND ANESTHESIA TENDER
11287 | 4227150512100 | VALVE HEAD FOR CHECK VALVE, MASTER SCREEN | RESPIRATORY AND ANESTHESIA TENDER
11288 | 4227150512200 | EXPIRATORY VALVE MEMBRANE, FOR VENTILATOR MACHINE, REUSABLE COMPATIBLE WITH SERVO-I OR EQUIVALENT | RESPIRATORY AND ANESTHESIA TENDER
11289 | 4227150512300 | ELBOW CONNECTOR 45°, ID 30 MM, REUSABLE, COMPATIBLE WITH VYAIRE-JAEGER OR EQUIVALENT | ANESTHESIA AND RESPIRATORY SUPPLEMENTARY
11290 | 4227150512400 | PNEUMOTACH FLOW SENSOR PT-36 COMPLETE HEATED COMPATIBLE WITH PFT MACHINE MASTER SCREEN OR EQUIVALENT | RESPIRATORY AND ANESTHESIA TENDER
11291 | 4227150512500 | ADULT VENTILATOR CIRCUIT SET DUAL HEATED WITH INTEGRATED TEMPERATURE AND FLOW SENSORS SPIRAL HEATED INSPIRATORY LIMB=1.60 M EXPIRATORY LIMB=1.60 M FILTER AND AUTO-FILLED CHAMBER DRYLINE ADAPTERS COMPATIBLE WITH FISHER PAYKEL MR950 OR EQUIVALENT | RESPIRATORY AND ANESTHESIA TENDER
11292 | 4227150512600 | ADULT VENTILATOR CIRCUIT SET DUAL HEATED WITH INTEGRATED TEMPERATURE AND FLOW SENSORS SPIRAL HEATED INSPIRATORY LIMB=1.60 M EXPIRATORY LIMB=1.60 M WITH FILTER AND AUTO-FILLED CHAMBER DRYLINE ADAPTERS AND PRESSURE LINE COMPATIBLE WITH FISHER PAYKEL MR950 OR EQUIVALENT | RESPIRATORY AND ANESTHESIA TENDER
11293 | 4227150512700 | NEONATAL VENTILATOR CIRCUIT SET DUAL HEATED WITH INTEGRATED TEMPERATURE AND FLOW SENSORS SPIRAL HEATED INSPIRATORY SIDE 1.75 M WITH THERMOADAPT TECHNOLOGY EXPIRATORY LIMB=1.60 M WITH FILTER AND AUTO-FILLED CHAMBER DRYLINE ADAPTERS PRESSURE LINE COMPATIBLE WITH FISHER PAYKEL MR950 OR EQUIVALENT | RESPIRATORY AND ANESTHESIA TENDER
11294 | 4227150512800 | NEONATAL VENTILATOR CIRCUIT SET DUAL HEATED WITH INTEGRATED TEMPERATURE AND FLOW SENSORS SPIRAL HEATED INSPIRATORY SIDE 1.75 M WITH THERMOADAPT TECHNOLOGY EXPIRATORY LIMB=1.60 M WITH FILTER AND AUTO-FILLED CHAMBER DRYLINE ADAPTERS PRESSURE LINE FOR SLE VENTILATORS COMPATIBLE WITH FISHER PAYKEL MR950 OR EQUIVALENT | RESPIRATORY AND ANESTHESIA TENDER
11295 | 4227150512900 | PEDIATRIC VENTILATOR CIRCUIT SET DUAL HEATED WITH INTEGRATED TEMPERATURE AND FLOW SENSORS SPIRAL HEATED INSPIRATORY LIMB=1.75 M EXPIRATORY LIMB=1.60 MFILTER AND AUTO-FILLED CHAMBER DRYLINE ADAPTERS PRESSURE LINE COMPATIBLE WITH FISHER PAYKEL MR950 OR EQUIVALENT | RESPIRATORY AND ANESTHESIA TENDER
11296 | 4227150513000 | NEONATAL NITRIC OXIDE ACCESSORY KIT UNHEATED COMPATIBLE WITH FISHER <(>&<)>PAYKEL MR950 OR EQUIVALENT | RESPIRATORY AND ANESTHESIA TENDER
11297 | 4227150513200 | BIPAP VENTILATOR CIRCUIT, SINGLE LUMEN, HEATED WITH CABLE ADAPTOR, WITHOUT PORT, BOTH ENDS 22 MM, RUBBER SEALING, 1.8 M LONG, REUSABLE FOR SINGLE PATIENT USE,COMPATIBLE WITH BMC OR EQUIVALENT | ANESTHESIA AND RESPIRATORY SUPPLEMENTARY
11298 | 4227150513300 | MULTIUSE HEATED BREATHING CIRCUIT 2.4 M WITH DRY LINE FOR MR950 ANESTHESIA SYSTEM WITH AUTO-FILL WATER CHAMBER AND WATER BAG | RESPIRATORY AND ANESTHESIA TENDER
11299 | 4227150513400 | MULTIUSE LOW-FLOW OXYGEN TUBING TO BE USED WITH FILTERED OPTIFLOW NASAL CANNULA OR EQUIVALENT | RESPIRATORY AND ANESTHESIA TENDER
11300 | 4227150513500 | MULTIUSE HEATED BREATHING CIRCUIT 1.8 M FOR AIRVO2 WITH AUTO-FILL WATER CHAMBER FOR ANESTHESIA USAGE. | RESPIRATORY AND ANESTHESIA TENDER
11301 | 4227150513600 | PEDIATRIC SINGLE HEATED BREATHING CIRCUIT WITH HUMIDIFICATION CHAMBER, WATER TRAP AND PRESSURE LINE. COMPATIBLE WITH DEAS HYDRALTIS HUMIDIFER OR EQUIVALENT.LENGTH 1.50M. HEATING ELEMENT INSERTED IN THE SPIRAL OF THE TUBING. INSULATED TEMPERATURE PORT. TUBE FOR HUMIDIFIER CONNECTION. NON CONDUCTIVE. LATEX FREE. PHTHALATES FREE. INCLUDES ALL ACCESSORIES. | ANESTHESIA AND RESPIRATORY SUPPLEMENTARY
11302 | 4227150600000 | TRANSPORT VENTILATOR CIRCUIT, SINGLE LUMEN, WITH FLOW SENSOR, EXHALATION VALVE, PRESSURE LINE AND VALVE LINE, SIZE ADULT, 1.8 M LONG, COMPATIBLE WITH DRAGER OXYLOG 3000, 2000, VE300 OR EQUIVALENT | RESPIRATORY AND ANESTHESIA TENDER
11303 | 4227150800000 | WRAP VEST, SIZE MEDIUM FOR CHEST SECRETION MOBILIZATION DEVICE DISPOSABLE, COMPATIBLE WITH HILL-ROM-VEST OR EQUIVALENT | RESPIRATORY AND ANESTHESIA TENDER
11304 | 4227150900000 | TRIPLE LUMEN 2M LENGTH PERIPHERAL EXTENSION SET FOR TIVA WITH FULLY BONDED LINES, ONE WAY ANTI REFLUX VALVES, NEGLIGIBLE COMMON FLUID SPACE, LATEX FREE, ANTI KINK GRAVITY LINE | RESPIRATORY AND ANESTHESIA TENDER
11305 | 4227151000100 | BAG CARRY ECG COMPATIBLE WITH VYNTUS PFT MACHINE OR EQUIVALENT | RESPIRATORY AND ANESTHESIA TENDER
11306 | 4227151000200 | HYPERINFLATION SYSTEM WITH 0.5 L BAG DUAL SWIVEL ELBOW DISPOSABLE WITH MANOMETER AND INFANT MASK LATEX FREE. ONE (1) EACHONE (1) KIT | RESPIRATORY AND ANESTHESIA TENDER
11307 | 4227151000300 | NEONATAL TEST LUNG FOR VENTILATOR MAX VT 60 ML WITH 22 MM CONNECTOR, 4.5 CM X 15 CM DIMENSION | RESPIRATORY AND ANESTHESIA TENDER
11308 | 4227151000400 | CATHETER BALLOON ESOPHAGEAL SET COMPATIBLE WITH PFT MACHINE SENTRY SUITE OR EQUIVALENT ONE (1) EACHONE (1) SET | RESPIRATORY AND ANESTHESIA TENDER
11309 | 4227151000500 | CROSS ADAPTER WITH BALLOON VALVE COMPATIBLE WITH PFT MACHINE SENTRY SUITE OR EQUIVALENT | RESPIRATORY AND ANESTHESIA TENDER
11310 | 4227151400300 | ADAPTER ETCO2 AIRWAY FOR CAPNOSTAT VENTILATOR ADULT SERVO VENTILATOR | RESPIRATORY AND ANESTHESIA TENDER
11311 | 4227151400500 | END-TIDAL CARBON DIOXIDE ADAPTER FOR CONTINUOUS CO2 WITH HIGH ACCURACY DISPOSABLE NON STERILE FOR ADULT PEDIATRIC COMPATIBLE WITH DRAEGER MAIN-STREAM OR EQUIVALENT | RESPIRATORY AND ANESTHESIA TENDER
11312 | 4227151500500 | BAG CLEAR PLASTIC 28X22 INCHX60 INCH, 40 MIC.MM THICK, TO COVER MEDICAL RESPIRATORY EQUIPMENT. | RESPIRATORY AND ANESTHESIA TENDER
11313 | 4227151500800 | VENTILATOR TUBING, ANTI DISCONNECT DEVICE, DISPOSABLE, FOR TRACHEOSTOMY TUBE, UNIVERSAL SIZE. | RESPIRATORY AND ANESTHESIA TENDER
11314 | 4227151500900 | HIGH FLOW CIRCUIT COMPLETED SET (HEATED CIRCUIT, HUMIDIFIER CARTRIDGE), FLOW RANGE 5-40 LPM, SHOULD BE COMPATIBLE WITH VAPOTHERM HIGH FLOW SYSTEM OR EQUIVALENT | RESPIRATORY AND ANESTHESIA TENDER
11315 | 4227151501000 | LOW FLOW CIRCUIT COMPLETED SET (HEATED CIRCUIT, HUMIDIFIER CARTRIDGE), FLOW RANGE 1-8 LPM, SHOULD BE COMPATIBLE WITH VAPOTHERM HIGH FLOW SYSTEM OR EQUIVALENT | RESPIRATORY AND ANESTHESIA TENDER
11316 | 4227151501100 | VENTILATOR CIRCUIT SET, COAXIAL, NON-HEATED, WITH FLOW SENSOR, EXPIRATORY VALVE SIZE, ADULT, COMPATIBLE WITH MAGNETIC RESONANCE IMAGING (MRI) LENGTH AT LEAST 480 CM, COMPATIBLE WITH HAMILTON MR1 OR EQUIVALENT | RESPIRATORY AND ANESTHESIA TENDER
11317 | 4227151501200 | VENTILATOR CIRCUIT SET, SINGLE LUMEN, NON-HEATED, WITH EXPIRATORY VALVE SIZE, ADULT, PRESSURE LINE, LENGTH AT LEAST 2.70 M, FOR MRI USE, COMPATIBLE WITH IC2A VENTILATOR OR EQUIVALENT | ANESTHESIA AND RESPIRATORY SUPPLEMENTARY
11318 | 4227151501300 | FILTER EXHALATION WITH VIAL DRAINAGE, ADULT, PEDIATRIC, DISPOSABLE, COMPATIBLE WITH 840 VENTILATOR OR EQUIVALENT | RESPIRATORY AND ANESTHESIA TENDER
11319 | 4227151501400 | FILTER EXHALATION WITH VIAL DRAINAGE, NEONATE, DISPOSABLE, COMPATIBLE WITH 840 VENTILATOR OR EQUIVALENT | RESPIRATORY AND ANESTHESIA TENDER
11320 | 4227151501500 | VIBRATING MESH TECHNOLOGY, AEROSOL DRUG DELIVERY CHAMBER FOR ADULT, DISPOSABLE, COMPATIBLE WITH AIRICU DEVICE OR EQUIVALENT | RESPIRATORY AND ANESTHESIA TENDER
11321 | 4227151501700 | CONNECTOR TUBE FOR VIBRATING MESH AEROSOL DRUG DELIVERY CHAMBER, FOR CONTINUES NEBULIZATION, DISPOSABLE, COMPATIBLE WITH AEROGEN SYSTEM OR EQUIVALENT | RESPIRATORY AND ANESTHESIA TENDER
11322 | 4227151501800 | SYRINGE FOR VIBRATING MESH AEROSOL, CONTINUES DRUG DELIVERY, DISPOSABLE, COMPATIBLE WITH AEROGEN SYSTEM OR EQUIVALENT | RESPIRATORY AND ANESTHESIA TENDER
11323 | 4227151502000 | T-PIECE ADAPTOR, FOR VIBRATING MESH AEROSOL DRUG DELIVERY CHAMBER FOR ADULT CIRCUIT, DISPOSABLE, COMPATIBLE WITH AIRICU SYSTEM OR EQUIVALENT | RESPIRATORY AND ANESTHESIA TENDER
11324 | 4227151502200 | END-TIDAL CARBON DIOXIDE CAPNOMETER ADAPTER FOR EMERGENCY CO2 MEASUREMENT, DISPOSABLE, NON STERILE FOR INFANT, COMPATIBLE WITH EMMA DEVICE OR EQUIVALENT | ANESTHESIA AND RESPIRATORY SUPPLEMENTARY
11325 | 4227151502300 | END-TIDAL CARBON DIOXIDE CUVETTE FOR CONTINUOUS CO2 WITH HIGH ACCURACY, DISPOSABLE, NON STERILE FOR NEONATE, UNIVERSAL COMPATIBILITY | RESPIRATORY AND ANESTHESIA TENDER
11326 | 4227151502400 | ADULT NITRIC OXIDE DELIVERY AND SAMPLING COMPLETED KIT, SHOULD BE COMPATIBLE WITH NOX-TEC FOR VENTILATOR OR EQUIVALENT | ANESTHESIA AND RESPIRATORY SUPPLEMENTARY
11327 | 4227151502500 | ADULT NITRIC OXIDE DELIVERY AND SAMPLING COMPLETED KIT, SHOULD BE COMPATIBLE WITH CAREFUSION FOR VENTILATOR OR EQUIVALENT | RESPIRATORY AND ANESTHESIA TENDER
11328 | 4227151502600 | ADULT NITRIC OXIDE DELIVERY AND SAMPLING COMPLETED KIT, SHOULD BE COMPATIBLE WITH EKU FOR VENTILATOR OR EQUIVALENT | ANESTHESIA AND RESPIRATORY SUPPLEMENTARY
11329 | 4227151502700 | PEDIATRIC NITRIC OXIDE DELIVERY AND SAMPLING COMPLETED KIT, SHOULD BE COMPATIBLE WITH NOXBOX FOR VENTILATOR OR EQUIVALENT | RESPIRATORY AND ANESTHESIA TENDER
11330 | 4227151502800 | PEDIATRIC NITRIC OXIDE DELIVERY AND SAMPLING COMPLETED KIT, SHOULD BE COMPATIBLE WITH EKU FOR VENTILATOR OR EQUIVALENT | ANESTHESIA AND RESPIRATORY SUPPLEMENTARY
11331 | 4227151502900 | NEONATE NITRIC OXIDE DELIVERY AND SAMPLING COMPLETED KIT, SHOULD BE COMPATIBLE WITH NOX-TEC FOR VENTILATOR OR EQUIVALENT | ANESTHESIA AND RESPIRATORY SUPPLEMENTARY
11332 | 4227151503800 | NEONATAL NASAL CPAP PRONGS SIZE (S), DISPOSABLE, SILICON, COMPATIBLE WITH DUAL LIMB FLOW GENERATOR. | RESPIRATORY AND ANESTHESIA TENDER
11333 | 4227151503900 | NEONATAL NASAL CPAP PRONGS SIZE (XXL), DISPOSABLE, SILICON, COMPATIBLE WITH DUAL LIMB FLOW GENERATOR. | RESPIRATORY AND ANESTHESIA TENDER
11334 | 4227151504200 | NEONATAL NASAL CPAP BONNET SIZE (XS) MICROFIBER WITH VELCRO, COMPATIBLE WITH DUAL LIMB FLOW GENERATOR. | RESPIRATORY AND ANESTHESIA TENDER
11335 | 4227151504300 | NEONATAL NASAL CPAP BONNET SIZE (S) MICROFIBER WITH VELCRO, COMPATIBLE WITH DUAL LIMB FLOW GENERATOR. | RESPIRATORY AND ANESTHESIA TENDER
11336 | 4227151504400 | NEONATAL NASAL CPAP BONNET SIZE (M) MICROFIBER WITH VELCRO, COMPATIBLE WITH DUAL LIMB FLOW GENERATOR. | RESPIRATORY AND ANESTHESIA TENDER
11337 | 4227151504500 | NEONATAL NASAL CPAP BONNET SIZE (L) MICROFIBER WITH VELCRO, COMPATIBLE WITH DUAL LIMB FLOW GENERATOR. | RESPIRATORY AND ANESTHESIA TENDER
11338 | 4227151504600 | NON-INVASIVE VENTILATOR KIT, FOR NEONATAL, INCLUDES FLOW GENERATOR DOUBLE LUMEN TUBE, WITH (NASAL MASKS SIZES S, M, L, XL), WITH (NASAL PRONG SIZES XS, S, M, L, XL, LW), WITH (BONNETS SIZES XS, S, M, L, XL, XXL AND XXXL), WITH MEASURE TAPE, DISPOSABLE. | RESPIRATORY AND ANESTHESIA TENDER
11339 | 4227151504700 | ENDOTRACHEAL TUBE HOLDER FOR NEONATE ETT SIZE 2.0 MM, ACRYLIC ADHESIVE BOTH SIDES, ADJUSTABLE TUBE HIGHEST, DISPOSABLE, COLOR CODED SIZES. LATEX AND DEHP FREE, NON-WOVEN FABRIC, | RESPIRATORY AND ANESTHESIA TENDER
11340 | 4227151504800 | ENDOTRACHEAL TUBE HOLDER FOR NEONATE ETT SIZE 3.0 MM, ACRYLIC ADHESIVE BOTH SIDES, ADJUSTABLE TUBE HIGHEST, DISPOSABLE, COLOR CODED SIZES. LATEX AND DEHP FREE, NON-WOVEN FABRIC, | RESPIRATORY AND ANESTHESIA TENDER
11341 | 4227151504900 | ENDOTRACHEAL TUBE HOLDER FOR NEONATE ETT SIZE 3.5 MM, ACRYLIC ADHESIVE BOTH SIDES, ADJUSTABLE TUBE HIGHEST, DISPOSABLE, COLOR CODED SIZES. LATEX AND DEHP FREE, NON-WOVEN FABRIC, | RESPIRATORY AND ANESTHESIA TENDER
11342 | 4227151505000 | ENDOTRACHEAL TUBE HOLDER FOR NEONATE ETT SIZE 4.0 MM, ACRYLIC ADHESIVE BOTH SIDES, ADJUSTABLE TUBE HIGHEST, DISPOSABLE, COLOR CODED SIZES. LATEX AND DEHP FREE, NON-WOVEN FABRIC, | RESPIRATORY AND ANESTHESIA TENDER
11343 | 4227151505100 | ENDOTRACHEAL TUBE HOLDER FOR NEONATE ETT SIZE 4.5 MM, ACRYLIC ADHESIVE BOTH SIDES, ADJUSTABLE TUBE HIGHEST, DISPOSABLE, COLOR CODED SIZES. LATEX AND DEHP FREE, NON-WOVEN FABRIC, | RESPIRATORY AND ANESTHESIA TENDER
11344 | 4227151505200 | ENDOTRACHEAL TUBE HOLDER FOR NEONATE ETT SIZE 5.0 MM, ACRYLIC ADHESIVE BOTH SIDES, ADJUSTABLE TUBE HIGHEST, DISPOSABLE, COLOR CODED SIZES. LATEX AND DEHP FREE, NON-WOVEN FABRIC, | RESPIRATORY AND ANESTHESIA TENDER
11345 | 4227151505300 | ADAPTER SET, FOR INTUBATED PATIENT FOR CONTINUOUS ETCO2 MEASUREMENT IN HIGH HUMIDITY SITUATION, SIZE NEONATAL/INFANT, SINGLE PATIENT USE, COMPATIBLE WITH EACH HOSPITAL STANDARDS | ANESTHESIA AND RESPIRATORY SUPPLEMENTARY
11346 | 4227151505400 | NASAL/ORAL CO2 CANNULA WITH O2 CONNECTION, SET, USED IN HIGH HUMIDITY SETTING, SIZE ADULT, FOR CONTINUOUS MEASUREMENT, SINGLE PATIENT USE, COMPATIBLE WITH HOSPITAL STANDARDS | ANESTHESIA AND RESPIRATORY SUPPLEMENTARY
11347 | 4227151505500 | NASAL/ORAL CO2 CANNULA WITHOUT O2 CONNECTION, SET, USED IN HIGH HUMIDITY SETTING, SIZE ADULT, FOR CONTINUOUS MEASUREMENT, SINGLE PATIENT USE, COMPATIBLE WITH EACH HOSPITAL STANDARDS | ANESTHESIA AND RESPIRATORY SUPPLEMENTARY
11348 | 4227151505600 | NASAL/ORAL CO2 CANNULA WITH O2 CONNECTION, SET, USED IN HIGH HUMIDITY SETTING, SIZE PEDIATRIC, FOR CONTINUOUS MEASUREMENT, SINGLE PATIENT USE, COMPATIBLE WITH EACH HOSPITAL STANDARDS | ANESTHESIA AND RESPIRATORY SUPPLEMENTARY
11349 | 4227151505700 | NASAL/ORAL CO2 CANNULA WITHOUT O2 CONNECTION, SET, USED IN HIGH HUMIDITY SETTING, SIZE PEDIATRIC, FOR CONTINUOUS MEASUREMENT, SINGLE PATIENT USE, COMPATIBLE WITH EACH HOSPITAL STANDARDS | ANESTHESIA AND RESPIRATORY SUPPLEMENTARY
11350 | 4227151505900 | NASAL CO2 CANNULA SET, USED IN HIGH HUMIDITY SETTING, SIZE ADULT/PEDIATRIC, FOR CONTINUOUS MEASUREMENT, SINGLE PATIENT USE, COMPATIBLE WITH MASIMO OR EQUIVALENT | ANESTHESIA AND RESPIRATORY SUPPLEMENTARY
11351 | 4227151506100 | NASAL CO2 CANNULA SET, USED IN HIGH HUMIDITY SETTING, SIZE INFANT/NEONATE, FOR CONTINUOUS CO2 MEASUREMENT, SINGLE PATIENT USE, COMPATIBLE WITH MASIMO OR EQUIVALENT | ANESTHESIA AND RESPIRATORY SUPPLEMENTARY
11352 | 4227151506200 | VENTILATOR CIRCUIT ADAPTER SET, SIDE-STREAM, ADULT/ PEDIATRIC, FOR USE WITH INTUBATED PATIENT FOR CONTINUOUS CO2 MEASUREMENT, SINGLE PATIENT USE, UNIVERSAL COMPATIBILITY. | ANESTHESIA AND RESPIRATORY SUPPLEMENTARY
11353 | 4227151506400 | MICRO FILTER HME, CO2 SAMPLING PORT, SIZE PEDIATRIC, DISPOSABLE, STERILE, | RESPIRATORY AND ANESTHESIA TENDER
11354 | 4227151506600 | HIGH FLOW NASAL CANNULA INFANT SIZES (XS) WITH CONNECTING ADAPTER COMPATIBLE WITH INSPIRED MACHINE OR EQUIVALENT | ANESTHSIA AND RESPIRATORY
11355 | 4227151506700 | HIGH FLOW NASAL CANNULA, SIZES (PREMATURE) WITH CONNECTING ADAPTER, COMPATIBLE WITH VAPOTHERM MACHINE OR EQUIVALENT | RESPIRATORY AND ANESTHESIA TENDER
11356 | 4227151506800 | HIGH FLOW NASAL CANNULA SIZES (S) WITH CONNECTING ADAPTER COMPATIBLE WITH INSPIRED MACHINE OR EQUIVALENT | ANESTHESIA AND RESPIRATORY SUPPLEMENTARY
11357 | 4227151506900 | HIGH FLOW NASAL CANNULA, SIZES (NEONATE) WITH CONNECTING ADAPTER, COMPATIBLE WITH VAPOTHERM MACHINE OR EQUIVALENT | RESPIRATORY AND ANESTHESIA TENDER
11358 | 4227151507000 | HIGH FLOW NASAL CANNULA, Adult SIZES (S) WITH CONNECTING ADAPTER, COMPATIBLE WITH INSPIRED MACHINE OR EQUIVALENT | ANESTHESIA AND RESPIRATORY SUPPLEMENTARY
11359 | 4227151507100 | HIGH FLOW NASAL CANNULA, SIZES (INFANT) WITH CONNECTING ADAPTER, COMPATIBLE WITH VAPOTHERM MACHINE OR EQUIVALENT | RESPIRATORY AND ANESTHESIA TENDER
11360 | 4227151507200 | HIGH FLOW NASAL CANNULA Adult SIZES (M) WITH CONNECTING ADAPTER COMPATIBLE WITH INSPIRED MACHINE OR EQUIVALENT | ANESTHSIA AND RESPIRATORY
11361 | 4227151507300 | HIGH FLOW NASAL CANNULA, SIZES (INTERMEDIATE INFANT)WITH CONNECTING ADAPTER, COMPATIBLE WITH VAPOTHERM MACHINE OR EQUIVALENT | RESPIRATORY AND ANESTHESIA TENDER
11362 | 4227151507400 | HIGH FLOW NASAL CANNULA Adult SIZES (L) WITH CONNECTING ADAPTER COMPATIBLE WITH INSPIRED MACHINE OR EQUIVALENT | ANESTHSIA AND RESPIRATORY
11363 | 4227151507500 | HIGH FLOW NASAL CANNULA, SIZES (PEDIATRIC SMALL) WITH CONNECTING ADAPTER, COMPATIBLE WITH VAPOTHERM MACHINE OR EQUIVALENT | RESPIRATORY AND ANESTHESIA TENDER
11364 | 4227151507600 | HIGH FLOW NASAL CANNULA infant SIZES (XL) WITH CONNECTING ADAPTER COMPATIBLE WITH INSPIRED MACHINE OR EQUIVALENT | ANESTHSIA AND RESPIRATORY
11365 | 4227151507700 | HIGH FLOW NASAL CANNULA, SIZES (ADULT SMALL) WITH CONNECTING ADAPTER, COMPATIBLE WITH VAPOTHERM MACHINE OR EQUIVALENT | RESPIRATORY AND ANESTHESIA TENDER
11366 | 4227151507900 | HIGH FLOW NASAL CANNULA, SIZES (ADULT LARGE) WITH CONNECTING ADAPTER, COMPATIBLE WITH VAPOTHERM MACHINE OR EQUIVALENT | RESPIRATORY AND ANESTHESIA TENDER
11367 | 4227151508100 | HIGH FLOW CIRCUIT COMPLETED SET WITH MESH NEBULIZER PORT, (HEATED CIRCUIT, HUMIDIFIER CHAMBER), SHOULD BE COMPATIBLE WITH AIRVO2 HIGH FLOW SYSTEM OR EQUIVALENT, (FOR ALL PATIENT RANGE CATEGORY) | RESPIRATORY AND ANESTHESIA TENDER
11368 | 4227151508200 | CONNECTOR ANGLED DOUBLE SWIVEL WITH TIGHT FLEXIBLE SEAL WITH 4.4 MM BRONCHOSCOPE FIBEROPTIC PORT WITH 15MM (ID) AND 15 (OD) STERILE DISPOSABLE. | RESPIRATORY AND ANESTHESIA TENDER
11369 | 4227151508300 | MASK NASAL ADULT SILICONE/GEL, VENTED, SIZE SMALL WITH STRAP AND SWIVEL, ADJUSTABLE SILICON PADDED FOREHEAD SUPPORT, DISPOSABLE FOR CPAP/BIPAP MACHINE. | RESPIRATORY AND ANESTHESIA TENDER
11370 | 4227151508400 | VENTILATOR CIRCUIT SET, SIZE ADULT/PEDIATRIC, NON-HEATED, COAXIAL LUMEN WITH FLOW SENSOR AND EXPIRATORY VALVE, LENGTH AT LEAST 180 CM, COMPATIBLE WITH HAMILTON C2, C3 AND C6. | RESPIRATORY AND ANESTHESIA TENDER
11371 | 4227151508600 | TRANSPORT VENTILATOR CIRCUIT, SINGLE LUMEN, WITH FLOW SENSOR, EXHALATION VALVE, PRESSURE LINE AND VALVE LINE, SIZE ADULT, 3 M LONG, COMPATIBLE WITH DRAGER OXYLOG 3000, 2000, VE300 OR EQUIVALENT | RESPIRATORY AND ANESTHESIA TENDER
11372 | 4227151508700 | TRANSPORT VENTILATOR CIRCUIT, SINGLE LUMEN, WITH FLOW SENSOR, EXHALATION VALVE, PRESSURE LINE AND VALVE LINE SIZE PEDIATRIC, 1.9 M LONG, COMPATIBLE WITH DRAGER OXYLOG 3000, 2000, VE300 OR EQUIVALENT | RESPIRATORY AND ANESTHESIA TENDER
11373 | 4227151508800 | VENTILATOR CIRCUIT, DOUBLE LUMEN, NON-HEATED WITHOUT PEEP, 1.8 M LONG, SIZE ADULT, COMPATIBLE WITH LTV SERIES OR EQUIVALENT | RESPIRATORY AND ANESTHESIA TENDER
11374 | 4227151508900 | VENTILATOR CIRCUIT, DOUBLE LUMEN, NON-HEATED WITHOUT PEEP, 1.8 M LONG, SIZE PEDIATRIC, COMPATIBLE WITH LTV SERIES OR EQUIVALENT | RESPIRATORY AND ANESTHESIA TENDER
11375 | 4227151509200 | VENTILATOR CIRCUIT, SINGLE LUMEN, NON-HEATED, EXPIRATION VALVE, SIZE ADULT, DISPOSABLE, COMPATIBLE WITH CARINA MACHINE OR EQUIVALENT | RESPIRATORY AND ANESTHESIA TENDER
11376 | 4227151509300 | VENTILATOR CIRCUIT, SINGLE LUMEN, NON-HEATED, LEAKAGE VALVE, SIZE ADULT, DISPOSABLE, COMPATIBLE WITH CARINA MACHINE OR EQUIVALENT | RESPIRATORY AND ANESTHESIA TENDER
11377 | 4227151509400 | VENTILATOR CIRCUIT SINGLE LUMEN NON-HEATED 1.8 M LONG SIZE ADULT/PEDIATRIC WITH EXHALATION VALVE AND LINE PRESSURE LINE DISPOSABLE COMPATIBLE WITH IMPACT EAGLE - ZOLL MACHINE OR EQUIVALENT | RESPIRATORY AND ANESTHESIA TENDER
11378 | 4227151509500 | VENTILATOR CIRCUIT, SINGLE LUMEN, NON-HEATED, MRI COMPATIBLE, 3.6 M LONG, SIZE ADULT/PEDIATRIC, WITH EXHALATION VALVE AND LINE, PRESSURE LINE, DISPOSABLE, COMPATIBLE WITH IMPACT EAGLE - ZOLL MACHINE OR EQUIVALENT | ANESTHESIA AND RESPIRATORY SUPPLEMENTARY
11379 | 4227151509600 | VENTILATOR CIRCUIT, SINGLE LUMEN, NON-HEATED, 1.8 M LONG, SIZE NEONATE, WITH EXHALATION VALVE AND LINE, PRESSURE LINE, DISPOSABLE, COMPATIBLE WITH IMPACT EAGLE - ZOLL MACHINE OR EQUIVALENT | ANESTHESIA AND RESPIRATORY SUPPLEMENTARY
11380 | 4227151509700 | VENTILATOR CIRCUIT, SINGLE LUMEN, NON-HEATED, MRI COMPATIBLE, 3.6 M LONG, SIZE NEONATE, WITH EXHALATION VALVE AND LINE, PRESSURE LINE, DISPOSABLE, COMPATIBLE WITH IMPACT EAGLE - ZOLL MACHINE OR EQUIVALENT | ANESTHESIA AND RESPIRATORY SUPPLEMENTARY
11381 | 4227151509800 | VENTILATOR CIRCUIT DOUBLE LUMEN PRESSURE LINE NON-HEATED WITH EXHALATION VALVE SIZE ADULT DISPOSABLE OXYGEN SENSOR ADAPTER COMPATIBLE WITH VENTI LOGIC LS OR EQUIVALENT | ANESTHESIA AND RESPIRATORY SUPPLEMENTARY
11382 | 4227151509900 | BIPAP VENTILATOR CIRCUIT, SINGLE LUMEN, HEATED, WITH AUTOFILLING CHAMBER, DISPOSABLE, 1.5 M LONG, COMPATIBLE WITH WILAMED HUMIDIFIER CABLE WIRES OR EQUIVALENT | RESPIRATORY AND ANESTHESIA TENDER
11383 | 4227151510000 | HUMIDIFYING CHAMBER FOR HIGH FREQUENCY VENTILATOR AUTO-FILL COMPRESSIBLE VOLUME NOT MORE THAN 280 ML COMPLIANCE 0.4 ML/CM.H2O LEAKAGE VOLUME 100 ML/MIN DISPOSABLE NON STERILE (SHOULD BE COMPATIBLE WITH FISHER PAYKEL MR850 OR EQUIVALENT ) | RESPIRATORY AND ANESTHESIA TENDER
11384 | 4227151510100 | LARGE VOLUME NEBULIZER, PREFILLED AT LEAST 750ML TO 800ML STERILE WATER, WITH ADJUSTABLE OXYGEN RANGE 28 - 98 % FLOWMETER ADAPTER. | RESPIRATORY AND ANESTHESIA TENDER
11385 | 4227151510200 | NEBULIZER KIT, SMALL VOLUME, WITH OXYGEN TUBING, AEROSOL MASK WITH METAL PIECE, SIZE ADULT, DISPOSABLE. | RESPIRATORY AND ANESTHESIA TENDER
11386 | 4227151510300 | NEBULIZER KIT, SMALL VOLUME, WITH OXYGEN TUBING, AEROSOL MASK WITH METAL PIECE, SIZE PEDIATRIC, DISPOSABLE. | RESPIRATORY AND ANESTHESIA TENDER
11387 | 4227151510400 | MDI ADAPTER FOR VENTILATOR CIRCUIT, STRAIGHT, DISPOSABLE, PORT TOWARDS PATIENT, 22(OD), 22 (ID). | RESPIRATORY AND ANESTHESIA TENDER
11388 | 4227151510500 | EXPIRATORY VALVE SET, FOR VENTILATOR MACHINE, REUSABLE COMPATIBLE WITH HAMILTON G5/S1 OR EQUIVALENT | RESPIRATORY AND ANESTHESIA TENDER
11389 | 4227151510600 | EXPIRATORY VALVE MEMBRANE, FOR VENTILATOR MACHINE, REUSABLE COMPATIBLE WITH HAMILTON G5/S1 OR EQUIVALENT | RESPIRATORY AND ANESTHESIA TENDER
11390 | 4227151510800 | EXPIRATORY VALVE SET, FOR VENTILATOR MACHINE, COMPLETE WITH DIAPHRAGM, REUSABLE COMPATIBLE WITH DRAGER V500/V800/V600 OR EQUIVALENT | RESPIRATORY AND ANESTHESIA TENDER
11391 | 4227151510900 | EXPIRATORY VALVE MEMBRANE, FOR VENTILATOR MACHINE, REUSABLE COMPATIBLE WITH DRAGER V500/V800/V600 OR EQUIVALENT | RESPIRATORY AND ANESTHESIA TENDER
11392 | 4227151511100 | HIGH FLOW TRACHEOSTOMY TUBE INTERFACE, STERILE, DISPOSABLE, COMPATIBLE WITH VAPOTHERM MACHINE OR EQUIVALENT | RESPIRATORY AND ANESTHESIA TENDER
11393 | 4227151511300 | CLOSE SUCTION SYSTEM, MINIMUM 72 HRS, STERILE, DISPOSABLE, 12 FR, GRADUATED, COLOR CODED, TRANSPARENT ELASTIC SHEATH, MDI ADAPTER, FLUSH PORT WITH CAP,FIT WITH LUER LOCK FLUSH DEVIES, T-PIECE, LENGTH 25-35 CM, FOR TRACHEOSTOMY. | RESPIRATORY AND ANESTHESIA TENDER
11394 | 4227151511400 | CLOSE SUCTION SYSTEM, MINIMUM 72 HRS, STERILE, DISPOSABLE, 14 FR, GRADUATED, COLOR CODED, TRANSPARENT ELASTIC SHEATH, MDI ADAPTER, FLUSH PORT WITH CAP, FIT WITH LUER LOCK FLUSH DEVIES, T-PIECE, LENGTH 25-35 CM, FOR TRACHEOSTOMY. | RESPIRATORY AND ANESTHESIA TENDER
11395 | 4227151511500 | CLOSE SUCTION SYSTEM, MINIMUM 72 HRS, STERILE, DISPOSABLE, 16 FR, GRADUATED, COLOR CODED, TRANSPARENT ELASTIC SHEATH, MDI ADAPTER, FLUSH PORT WITH CAP, FIT WITH LUER LOCK FLUSH DEVIES,T-PIECE, LENGTH 25-35 CM, FOR TRACHEOSTOMY. | RESPIRATORY AND ANESTHESIA TENDER
11396 | 4227151511600 | CLOSE SUCTION SYSTEM, MINIMUM 72 HRS, STERILE, DISPOSABLE, 8 FR, GRADUATED, COLOR CODED, TRANSPARENT ELASTIC SHEATH, LENGTH 25-35 CM, ELBOW CONNECTION FOR TRACHEOSTOMY. | ANESTHESIA AND RESPIRATORY SUPPLEMENTARY
11397 | 4227151511700 | CLOSE SUCTION SYSTEM, MINIMUM 72 HRS, STERILE, DISPOSABLE, 5 FR, GRADUATED, COLOR CODED, TRANSPARENT ELASTIC SHEATH, WITH ETT WYE ADAPTER 2.0, 2.5 AND 3.0. | ANESTHESIA AND RESPIRATORY SUPPLEMENTARY
11398 | 4227151511800 | CLOSE SUCTION SYSTEM, MINIMUM 72 HRS, STERILE, DISPOSABLE, 6 FR, GRADUATED, COLOR CODED, TRANSPARENT ELASTIC SHEATH, WITH ETT WYE ADAPTER 2.5 AND 3.0, 3.5. | ANESTHESIA AND RESPIRATORY SUPPLEMENTARY
11399 | 4227151511900 | CLOSE SUCTION SYSTEM, MINIMUM 72 HRS, STERILE, DISPOSABLE, 8 FR, GRADUATED, COLOR CODED, TRANSPARENT ELASTIC SHEATH, WITH ETT WYE ADAPTER 2.5 AND 3.0, 3.5. | ANESTHESIA AND RESPIRATORY SUPPLEMENTARY
11400 | 4227151512000 | CLOSE SUCTION SYSTEM, MINIMUM 72 HRS, STERILE, DISPOSABLE, 10 FR, GRADUATED, COLOR CODED, TRANSPARENT ELASTIC SHEATH, MDI ADAPTER, FLUSH PORT WITH CAP,FIT WITH LUER LUCK PORT , FOR ETT | RESPIRATORY AND ANESTHESIA TENDER
11401 | 4227151512100 | CLOSE SUCTION SYSTEM, MINIMUM 72 HRS, STERILE, DISPOSABLE, 14 FR, GRADUATED, COLOR CODED, TRANSPARENT ELASTIC SHEATH, MDI ADAPTER, FLUSH PORT WITH CAP,FIT WITH LUER LUCK PORT , FOR ETT | RESPIRATORY AND ANESTHESIA TENDER
11402 | 4227151512200 | CLOSE SUCTION SYSTEM, MINIMUM 72 HRS, STERILE, DISPOSABLE, 16 FR, GRADUATED, COLOR CODED, TRANSPARENT ELASTIC SHEATH, MDI ADAPTER, FLUSH PORT WITH CAP,FIT WITH LUER LUCK PORT , FOR ETT | RESPIRATORY AND ANESTHESIA TENDER
11403 | 4227151512300 | WRAP VEST, SIZE XSMALL FOR CHEST SECRETION MOBILIZATION DEVICE DISPOSABLE, COMPATIBLE WITH HILLROM-VEST OR EQUIVALENT | RESPIRATORY AND ANESTHESIA TENDER
11404 | 4227151512400 | WRAP VEST, SIZE XXLARGE FOR CHEST SECRETION MOBILIZATION DEVICE DISPOSABLE, COMPATIBLE WITH HILLROM-VEST OR EQUIVALENT | RESPIRATORY AND ANESTHESIA TENDER
11405 | 4227151512500 | JACKET VEST, SIZE ADULT SMALL FOR CHEST SECRETION MOBILIZATION DEVICE DISPOSABLE, COMPATIBLE WITH HILLROM-VEST OR EQUIVALENT | RESPIRATORY AND ANESTHESIA TENDER
11406 | 4227151512600 | JACKET VEST, SIZE ADULT MEDIUM FOR CHEST SECRETION MOBILIZATION DEVICE DISPOSABLE, COMPATIBLE WITH HILLROM-VEST OR EQUIVALENT | RESPIRATORY AND ANESTHESIA TENDER
11407 | 4227151512700 | JACKET VEST, SIZE SMALL FOR CHEST SECRETION MOBILIZATION DEVICE DISPOSABLE, COMPATIBLE WITH CAREWAY OR EQUIVALENT | RESPIRATORY AND ANESTHESIA TENDER
11408 | 4227151512800 | JACKET VEST, SIZE MEDIUM FOR CHEST SECRETION MOBILIZATION DEVICE DISPOSABLE, COMPATIBLE WITH CAREWAY OR EQUIVALENT | RESPIRATORY AND ANESTHESIA TENDER
11409 | 4227151512900 | JACKET VEST, SIZE LARGE FOR CHEST SECRETION MOBILIZATION DEVICE DISPOSABLE, COMPATIBLE WITH CAREWAY OR EQUIVALENT | RESPIRATORY AND ANESTHESIA TENDER
11410 | 4227151513000 | JACKET VEST, SIZE XXLARGE FOR CHEST SECRETION MOBILIZATION DEVICE DISPOSABLE, COMPATIBLE WITH CAREWAY OR EQUIVALENT | RESPIRATORY AND ANESTHESIA TENDER
11411 | 4227151513100 | TRACHEOSTOMY HOLDER MOISTURE ABSORBING NECK BAND LINING 1INCH WIDE BAND FITS UP TO 49.5CM (19.5INCH ) NECK ADJUSTABLE LENGTH CUT TO FIT NECK SIZE TWO-PIECE NECKBANDS NON LATEX | RESPIRATORY AND ANESTHESIA TENDER
11412 | 4227151513200 | TRACHEOSTOMY HOLDER MOISTURE ABSORBING NECK BAND LINING 1INCH WIDE BAND FITS UP TO 46CM (18INCH ) NECK ADJUSTABLE TWO-PIECE NECKBANDS NON LATEX | RESPIRATORY AND ANESTHESIA TENDER
11413 | 4227151513300 | TRACHEOSTOMY HOLDER MOISTURE ABSORBING NECK BAND LINING ¾INCH WIDE BAND FITS UP TO 23CM (9INCH ) NECK ADJUSTABLE TWO-PIECE NECKBANDS NON LATEX | RESPIRATORY AND ANESTHESIA TENDER
11414 | 4227151513400 | ASPIRATION NEEDLE FOR BRONCHOSCOPY WITH SIDE HOLE, DISPOSABLE, SCOPE WORKING CHANNEL 2M, SIZES 19G | RESPIRATORY AND ANESTHESIA TENDER
11415 | 4227151513500 | ASPIRATION NEEDLE FOR BRONCHOSCOPY WITH SIDE HOLE, DISPOSABLE, SCOPE WORKING CHANNEL 2MM, SIZES 21G | RESPIRATORY AND ANESTHESIA TENDER
11416 | 4227151513600 | MOUTHPIECE PLASTIC, WITH BUILT IN TURBINE, DISPOSABLE COMPATIBLE WITH PORTABLE SPIROMETER SPIROLAB MACHINE OR EQUIVALENT | RESPIRATORY AND ANESTHESIA TENDER
11417 | 4227151513700 | MOUTH PIECE WITH BUILT IN BACTERIAL / VIRAL FILTER KIT, ROUNDED SHAPE TERMINAL, CERTIFIED TO BE USED WITH MEDGRAPHIC PULMONARY FUNCTION TEST, DISPOSABLE. | RESPIRATORY AND ANESTHESIA TENDER
11418 | 4227151513800 | MOUTH PIECE WITH BUILT IN BACTERIAL / VIRAL FILTER KIT, OVAL SHAPE TERMINAL, CERTIFIED TO BE USED WITH MEDGRAPHIC PULMONARY FUNCTION TEST, DISPOSABLE. | RESPIRATORY AND ANESTHESIA TENDER
11419 | 4227151513900 | TRANSCUTANEOUS CO2 MONITORING MEMBRANING KIT, COMPATIBLE WITH SENTEC OR EQUIVALENT | RESPIRATORY AND ANESTHESIA TENDER
11420 | 4227151514000 | TRANSCUTANEOUS CO2 CALIBRATION GAS COMPATIBLE WITH SENTEC OR EQUIVALENT | RESPIRATORY AND ANESTHESIA TENDER
11421 | 4227151514100 | MEASUREMENT SENSOR FOR TRANSCUTANEOUS PCO2, SPO2 AND PULSE RATE COMPATIBLE WITH SENTEC OR EQUIVALENT | RESPIRATORY AND ANESTHESIA TENDER
11422 | 4227151514200 | FIXATION RING FOR TRANSCUTANEOUS CO2 MONITORING SENSOR SIZE 20MM COMPATIBLE WITH RADIOMETER OR EQUIVALENT | ANESTHESIA AND RESPIRATORY SUPPLEMENTARY
11423 | 4227151514300 | FIXATION RING FOR FRAGILE SKIN, FOR TRANSCUTANEOUS CO2 MONITORING SENSOR SIZE 20MM COMPATIBLE WITH SENTEC OR EQUIVALENT | RESPIRATORY AND ANESTHESIA TENDER
11424 | 4227151514400 | MEASUREMENT SENSOR FOR TRANSCUTANEOUS PCO2 AND PO2 FOR NEONATAL, PEDIATRIC AND ADULT PATIENTS COMPATIBLE WITH RADIOMETER OR EQUIVALENT | ANESTHESIA AND RESPIRATORY SUPPLEMENTARY
11425 | 4227151514500 | TRANSCUTANEOUS CO2 MONITORING SENSOR ATTACHMENT, DISPOSABLE, COMPATIBLE WITH RADIOMETER TCM MONITOR OR EQUIVALENT | ANESTHESIA AND RESPIRATORY SUPPLEMENTARY
11426 | 4227151514600 | SENSOR GAS FLOW 1.60 M LENGTH, FOR ADULT, DISPOSABLE, SHOULD BE COMPATIBLE WITH HAMILTON VENTILATOR OR EQUIVALENT | RESPIRATORY AND ANESTHESIA TENDER
11427 | 4227151514700 | THERMAL SENSOR GAS FLOW, SIZE ADULT, DISPOSABLE, MUST BE CERTIFIED TO BE USED WITH DRAGER VENTILATOR AND ANESTHESIA MACHINE OR EQUIVALENT | RESPIRATORY AND ANESTHESIA TENDER
11428 | 4227151514900 | OXYGEN SENSOR COMPATIBLE WITH HAMILTON VENTILATORS S1, G5 OR EQUIVALENT | RESPIRATORY AND ANESTHESIA TENDER
11429 | 4227151515000 | OXYGEN SENSOR COMPATIBLE WITH HAMILTON VENTILATORS C1, C2, C3, C6, T1, MR1 OR EQUIVALENT | RESPIRATORY AND ANESTHESIA TENDER
11430 | 4227151515100 | VENTILATOR CIRCUIT, DUAL LIMB, HEATED BOTH SIDES, SIZE ADULT/PEDIATRIC, WITH HUMIDIFIER CHAMBER, DISPOSABLE, COMPATIBLE WITH H900 HUMIDIFIER OR EQUIVALENT | ANESTHESIA AND RESPIRATORY SUPPLEMENTARY
11431 | 4227151515200 | VENTILATOR CIRCUIT, SIZE NEONATE, DUAL LIMB, HEATED BOTH SIDES, WITH HUMIDIFIER CHAMBER, DISPOSABLE, COMPATIBLE WITH H900 HUMIDIFIER OR EQUIVALENT | ANESTHESIA AND RESPIRATORY SUPPLEMENTARY
11432 | 4227151515300 | VENTILATOR CIRCUIT, SIZE ADULT, 22 MM (ID), DUAL LIMB, NON-HEATED, 1.6 -1.8 M LONG, WITH 0.8 M CORRUGATED TUBE EXTENSION, WYE PIECE WITH LUER-LOCK PORT, WITH 2 LITER BAG, NON-EXPANDABLE, DISPOSABLE. | ANESTHESIA AND RESPIRATORY SUPPLEMENTARY
11433 | 4227151515400 | VENTILATOR CIRCUIT, SIZE PEDIATRIC, 15 MM (ID), DUAL LIMB, NON-HEATED, 1.6 -1.8 M LONG, WITH 0.8 M CORRUGATED TUBE EXTENSION, WYE PIECE WITH LUER-LOCK PORT, WITH 1 LITER BAG, NON-EXPANDABLE, DISPOSABLE | ANESTHESIA AND RESPIRATORY SUPPLEMENTARY
11434 | 4227151515500 | VENTILATOR CIRCUIT, SIZE ADULT, 22 MM (ID), DUAL LIMB, NON-HEATED, 1.8 M LONG, Y-PIECE WITH LUER LOCK PORT, NON-EXPANDABLE, DISPOSABLE. | RESPIRATORY AND ANESTHESIA TENDER
11435 | 4227151515700 | ADAPTER HEATER WIRE FOR HEATED BREATHING CIRCUITS, DUAL LIMB HEATER WIRE, COMPATIBLE AND CERTIFIED TO BE USED WITH MR 730 FISHER AND PAYKEL HUMIDIFIER OR EQUIVALENT | RESPIRATORY AND ANESTHESIA TENDER
11436 | 4227151515800 | HIGH FLOW, TRANSITION KIT FROM VENTILATOR CIRCUIT TO HIGH FLOW NASAL CANNULA, WITH ADHESIVE PADS, COMPATIBLE WITH STANDARD VENTILATOR CIRCUIT, SIZE PEDIATRIC XSMALL. | RESPIRATORY AND ANESTHESIA TENDER
11437 | 4227151515900 | HIGH FLOW, TRANSITION KIT FROM VENTILATOR CIRCUIT TO HIGH FLOW NASAL CANNULA, WITH ADHESIVE PADS, COMPATIBLE WITH STANDARD VENTILATOR CIRCUIT, SIZE PEDIATRIC SMALL. | RESPIRATORY AND ANESTHESIA TENDER
11438 | 4227151516000 | HIGH FLOW, TRANSITION KIT FROM VENTILATOR CIRCUIT TO HIGH FLOW NASAL CANNULA, WITH ADHESIVE PADS, COMPATIBLE WITH STANDARD VENTILATOR CIRCUIT, SIZE PEDIATRIC LARGE. | RESPIRATORY AND ANESTHESIA TENDER
11439 | 4227151516100 | HIGH FLOW, TRANSITION KIT FROM VENTILATOR CIRCUIT TO HIGH FLOW NASAL CANNULA, WITH ADHESIVE PADS, COMPATIBLE WITH STANDARD VENTILATOR CIRCUIT, SIZE PEDIATRIC XLARGE. | RESPIRATORY AND ANESTHESIA TENDER
11440 | 4227151516300 | CALIBRATION SYRINGE, 3.0 L VOLUME, COMPATIBLE WITH HOSPITAL STANDARD PFT MACHINE, MEDGRAPHIC-PLATINUM OR EQUIVALENT | ANESTHESIA AND RESPIRATORY SUPPLEMENTARY
11441 | 4227151516700 | SENSOR FINGER PULSE OXIMETER CLOTH ADULT 1.0 M DISPOSABLE, COMPATIBLE WITH NONIN MACHINE OR EQUIVALENT | RESPIRATORY AND ANESTHESIA TENDER
11442 | 4227151516800 | SENSOR PULSE OXIMETER CLOTH INFANT 1.0 M DISPOSABLE, COMPATIBLE WITH NONIN MACHINE OR EQUIVALENT | RESPIRATORY AND ANESTHESIA TENDER
11443 | 4227151516900 | SENSOR FOOT PULSE OXIMETER CLOTH NEONATAL 1 METER DISPOSABLE, NONIN MACHINE | RESPIRATORY AND ANESTHESIA TENDER
11444 | 4227151517200 | SIPAP BONNET MICROFIBER CAP SINGLE USE, WITH SUPPORT CRADLE PAD, SIZE (1) 24-26 CM, HIGH-QUALITY FABRIC, SOFT, SHOULD BE SLIGHTLY STRETCHY, COLOR CODED, INDIVIDUAL PACKED. | RESPIRATORY AND ANESTHESIA TENDER
11445 | 4227151517300 | SIPAP BONNET MICROFIBER CAP SINGLE USE, WITH SUPPORT CRADLE PAD, SIZE (2) 26-28 CM, HIGH-QUALITY FABRIC, SOFT, SHOULD BE SLIGHTLY STRETCHY, COLOR CODED, INDIVIDUAL PACKED. | RESPIRATORY AND ANESTHESIA TENDER
11446 | 4227151517400 | SIPAP BONNET MICROFIBER CAP SINGLE USE, WITH SUPPORT CRADLE PAD, SIZE (3) 28-30 CM, HIGH-QUALITY FABRIC, SOFT, SHOULD BE SLIGHTLY STRETCHY, COLOR CODED, INDIVIDUAL PACKED. | RESPIRATORY AND ANESTHESIA TENDER
11447 | 4227151517500 | SIPAP BONNET MICROFIBER CAP SINGLE USE, WITH SUPPORT CRADLE PAD, SIZE (4) 30-32 CM, HIGH-QUALITY FABRIC, SOFT, SHOULD BE SLIGHTLY STRETCHY, COLOR CODED, INDIVIDUAL PACKED. | RESPIRATORY AND ANESTHESIA TENDER
11448 | 4227151517600 | SIPAP BONNET MICROFIBER CAP SINGLE USE, WITH SUPPORT CRADLE PAD, SIZE (5) 32-34 CM, HIGH-QUALITY FABRIC, SOFT, SHOULD BE SLIGHTLY STRETCHY, COLOR CODED, INDIVIDUAL PACKED. | RESPIRATORY AND ANESTHESIA TENDER
11449 | 4227151517700 | SIPAP BONNET MICROFIBER CAP SINGLE USE, WITH SUPPORT CRADLE PAD, SIZE (6) 34-36 CM, HIGH-QUALITY FABRIC, SOFT, SHOULD BE SLIGHTLY STRETCHY, COLOR CODED, INDIVIDUAL PACKED. | RESPIRATORY AND ANESTHESIA TENDER
11450 | 4227151517800 | SIPAP BONNET MICROFIBER CAP SINGLE USE, WITH SUPPORT CRADLE PAD, SIZE (7) 36-38 CM, HIGH-QUALITY FABRIC, SOFT, SHOULD BE SLIGHTLY STRETCHY, COLOR CODED, INDIVIDUAL PACKED. | RESPIRATORY AND ANESTHESIA TENDER
11451 | 4227151517900 | FLOW SENSOR COMPATIBLE WITH HAMILTON VENTILATOR OR EQUIVALENT, SIZE NEONATAL, NOT LESS THAN 1.8 M LENGTH, DISPOSABLE | RESPIRATORY AND ANESTHESIA TENDER
11452 | 4227151518000 | SIPAP HEADGEAR, SIZE (SMALL), SINGLE USE, COMPATIBLE WITH SIPAP FLOW GENERATOR. | RESPIRATORY AND ANESTHESIA TENDER
11453 | 4227151518100 | SIPAP HEADGEAR, SIZE (MEDIUM), SINGLE USE, COMPATIBLE WITH SIPAP FLOW GENERATOR. | RESPIRATORY AND ANESTHESIA TENDER
11454 | 4227151518200 | SIPAP HEADGEAR, SIZE (LARGE), SINGLE USE, COMPATIBLE WITH SIPAP FLOW GENERATOR. | RESPIRATORY AND ANESTHESIA TENDER
11455 | 4227151518300 | SIPAP HEADGEAR, SIZE (XSMALL), SINGLE USE, COMPATIBLE WITH SIPAP FLOW GENERATOR. | RESPIRATORY AND ANESTHESIA TENDER
11456 | 4227151518400 | SIPAP HEADGEAR SIZE (XLARGE), SINGLE USE, COMPATIBLE WITH SIPAP FLOW GENERATOR. | RESPIRATORY AND ANESTHESIA TENDER
11457 | 4227151518500 | SENSOR FLOW, FOR NEONATAL VENTILATOR, DISPOSABLE COMPATIBLE WITH SLE 5000 / 6000 OR EQUIVALENT | ANESTHESIA AND RESPIRATORY SUPPLEMENTARY
11458 | 4227151518600 | VENTILATOR, OXYGEN PORT CONNECTOR WITH O-RING, STRAIGHT SHAPE, REUSABLE, COMPATIBLE WITH RESMED-ASTRAL, HAMILTON-T1 AND MR1, TRILOGY OR EQUIVALENT | ANESTHESIA AND RESPIRATORY SUPPLEMENTARY
11459 | 4227151518700 | FLOW METER, OXYGEN MEDICAL GAS, LOW FLOW RANGE FROM 0.25-3 LPM, WITH REMOVABLE NIPPLE, COLOR CODED WITH GREEN OR WHITE, LABELED WITH OXYGEN OR O2. OHMEDA/NORTH AMERICAN STANDARD. | RESPIRATORY AND ANESTHESIA TENDER
11460 | 4227151518800 | FLOW METER, DUAL OUTPUT, OXYGEN MEDICAL GAS, REGULAR FLOW RANGE FROM 1-15 LPM, WITH REMOVABLE NIPPLE, COLOR CODED WITH GREEN OR WHITE, LABELED WITH OXYGEN OR O2, OHMEDA/NORTH AMERICAN STANDARD. | RESPIRATORY AND ANESTHESIA TENDER
11461 | 4227151519100 | AIRWAY CUFF PRESSURE CONTROLLER TUBE WITH FILTER COMPATIBLE WITH HAMILTON INTELLICUFF PRESSURE DEVICE, DISPOSABLE, LENGTH 2 M. | RESPIRATORY AND ANESTHESIA TENDER
11462 | 4227151519200 | FACE SHIELD, TRANSPARENT, WITH FILTER FOR CPR WITH INSTRUCTIONS PRINTED ON IT | ANESTHESIA AND RESPIRATORY SUPPLEMENTARY
11463 | 4227151519300 | MASK POCKET WITH ONEWAY VALVE FILTER | ANESTHESIA AND RESPIRATORY SUPPLEMENTARY
11464 | 4227151519600 | NASAL PILLOW/CUSHION WITH CONNECTING TUBE FOR HOME NON-INVASIVE PRESSURE VENTILATION, PACK WITH 3 SIZES CUSHION SMALL, MEDIUM AND LARGE WITH ROTATING AND DETACHABLE ELBOW AND HEAD STRAP, REUSABLE | RESPIRATORY AND ANESTHESIA TENDER
11465 | 4227151519700 | MACHINE DUST FILTER, COMPATIBLE WITH VENTILATOR MODEL LTV VENTILATOR OR EQUIVALENT | RESPIRATORY AND ANESTHESIA TENDER
11466 | 4227151519800 | MACHINE DUST FILTER, COMPATIBLE WITH VENTILATOR MODEL VENTI LOGIC LS OR EQUIVALENT | ANESTHESIA AND RESPIRATORY SUPPLEMENTARY
11467 | 4227151519900 | MACHINE DUST FILTER, COMPATIBLE WITH VENTILATOR MODEL HAMILTON C1 AND T1 OR EQUIVALENT | RESPIRATORY AND ANESTHESIA TENDER
11468 | 4227151520100 | NEONATAL RESUSCITATOR KIT, WITH HIGH PEEP CIRCUIT, 0-40 CM.H2O MANOMETER, IN-LINE CONTROLLER VALVE MASKS 0 AND 1 | RESPIRATORY AND ANESTHESIA TENDER
11469 | 4227151520200 | BREATHING CIRCUIT, SPIRAL WIRE HEATED, SINGLE LIMB, WITH AUTOFILL CHAMBER KIT, COMPATIBLE WITH MYAIRVO2 OR EQUIVALENT, DISPOSABLE. | RESPIRATORY AND ANESTHESIA TENDER
11470 | 4227151520300 | REFILLABLE WATER RESERVOIR 1 L CAPACITY BAG COMPATIBLE WITH MYAIRVO2 OR EQUIVALENT, SINGLE PATIENT USE. | RESPIRATORY AND ANESTHESIA TENDER
11471 | 4227151520400 | REPLACEMENT GALVANIC OXYGEN SENSOR COMPATIBLE WITH PRECISION MEDICAL'S OXYGEN MONITOR ANALYZER OR EQUIVALENT PRECISION MEDICAL'S MEASUREMENT RANGE 0.0 - 100% OXYGEN | RESPIRATORY AND ANESTHESIA TENDER
11472 | 4227151520500 | TEMPERATURE PROBE, HEAT SENSOR, 1.5M COMPATIBLE WITH MR850 OR EQUIVALENT | RESPIRATORY AND ANESTHESIA TENDER
11473 | 4227151520700 | VENTILATOR CIRCUIT SINGLE LIMB NON-HEATED LENGTH 1.8M SIZE ADULT 22MM (ID) WITH EXPIRATION VALVE PATIENT LINE PRESSURE MEASUREMENT LINE COMPATIBLE WITH VENTI LOGIC LS VENTILATORS OR EQUIVALENT | RESPIRATORY AND ANESTHESIA TENDER
11474 | 4227151521000 | EXHALATION VALVE COMPATIBLE WITH VENTI LOGIC LS OR EQUIVALENT | ANESTHESIA AND RESPIRATORY SUPPLEMENTARY
11475 | 4227151521100 | VENTILATOR CIRCUIT 1.5M LONG 15MM Ø SIZE PEDIATRIC WITH EXPIRATION VALVE INCLUDES VALVE MEASUREMENT LINE PRESSURE MEASUREMENT LINE DISPOSABLE COMPATIBLE WITH VENTI LOGIC LS VENTILATOR OR EQUIVALENT | ANESTHESIA AND RESPIRATORY SUPPLEMENTARY
11476 | 4227151521200 | FINE FILTER COMPATIBLE WITH VENTI LOGIC LS OR EQUIVALENT | ANESTHESIA AND RESPIRATORY SUPPLEMENTARY
11477 | 4227151521300 | OXYGEN SENSOR COMPATIBLE WITH VENTI LOGIC LS OR EQUIVALENT | RESPIRATORY AND ANESTHESIA TENDER
11478 | 4227151521400 | OXYGEN CYLINDER REGULATOR, CGA 870, PIN INDEX STANDARD, WITH PRESSURE GAUGE AND DIAL OR CLICK STYLE FLOWMETER 1-15 LPM WITH LOW FLOW INCREMENT OF 0.5 LPM. MUST ALLOW FOR WATER BOTTLE INSTALLATION. | ANESTHESIA AND RESPIRATORY SUPPLEMENTARY
11479 | 4227151521500 | OXYGEN CYLINDER REGULATOR, CGA 870, WITH PRESSURE GAUGE AND DIAL OR CLICK STYLE FLOWMETER 1-15 LPM WITH LOW FLOW INCREMENT OF 0.5 LPM, MUST BE MRI COMPATIBLE. | ANESTHESIA AND RESPIRATORY SUPPLEMENTARY
11480 | 4227151521600 | OXYGEN CYLINDER REGULATOR, CGA870, PIN INDEX STANDARD, WITH PRESSURE GAUGE AND DIAL OR CLICK STYLE FLOWMETER 1-25 LPM WITH LOW FLOW INCREMENT OF 0.5 LPM. | ANESTHESIA AND RESPIRATORY SUPPLEMENTARY
11481 | 4227151521700 | OXYGEN CYLINDER REGULATOR, CGA870, PIN INDEX STANDARD, WITH PRESSURE GAUGE AND DIAL OR CLICK STYLE FLOWMETER 1-15 LPM WITH QUICK CONNECT BRITISH STANDARD | ANESTHESIA AND RESPIRATORY SUPPLEMENTARY
11482 | 4227151521800 | OXYGEN CYLINDER REGULATOR, CGA870, PIN INDEX STANDARD, WITH PRESSURE GAUGE AND DIAL OR CLICK STYLE FLOWMETER 1-15 LPM WITH TAKE OFF VALVE OHMEDA STANDARD | ANESTHESIA AND RESPIRATORY SUPPLEMENTARY
11483 | 4227151521900 | MEDICAL AIR CYLINDER REGULATOR CGA 950 WITH PRESSURE GAUGE AND DIAL OR CLICK STYLE FLOWMETER 1-15 LPM WITH TAKE OFF VALVE OHMEDA STANDARD | RESPIRATORY AND ANESTHESIA TENDER
11484 | 4227151522000 | OXYGEN FLOWMETER, SINGLE LIMB, WITH NIPPLE ADAPTER, FLOW RANGE 1-75 LPM, GRADUATED, BRITISH STANDARD | RESPIRATORY AND ANESTHESIA TENDER
11485 | 4227151522100 | BREATH PATH PATIENT CIRCUIT, COMPATIBLE WITH PFT MACHINE, MEDGRAPHICS - PLATINUM OR EQUIVALENT | RESPIRATORY AND ANESTHESIA TENDER
11486 | 4227151522200 | PREVENT FLOW SENSOR REUSABLE, COMPATIBLE WITH PFT MACHINE MEDGRAPHICS - PLATINUM OR EQUIVALENT | RESPIRATORY AND ANESTHESIA TENDER
11487 | 4227151522300 | CANNULA NASAL WITH CAPNO AND OXYGEN MONITOR, SIZE ADULT, DISPOSABLE, COMPATIBLE WITH SLEEP STUDY MACHINE, ALICE 6, MASIMO SYSTEM OR EQUIVALENT | ANESTHESIA AND RESPIRATORY SUPPLEMENTARY
11488 | 4227151522400 | ADULT NASAL CANNULA WITH FILTER WITH RUBBER CONNECTOR 90CM (COMPATIBLE WITH NOX A1 SLEEP MACHINE OR EQUIVALENT) | RESPIRATORY AND ANESTHESIA TENDER
11489 | 4227151522500 | ADAPTER SNAP LEAD (COMPATIBLE WITH NOX A1 SLEEP STUDY MACHINE OR EQUIVALENT) | RESPIRATORY AND ANESTHESIA TENDER
11490 | 4227151522600 | NASAL CANNULA WITH LUER-LOCK PEDIATRIC (COMPATIBLE WITH NOX A1 OR EQUIVALENT) | RESPIRATORY AND ANESTHESIA TENDER
11491 | 4227151522900 | RIP TECHNOLOGY BELT SIZE PEDIATRIC (COMPATIBLE WITH NOX A1 SLEEP STUDY MACHINE OR EQUIVALENT) DISPOSABLE | RESPIRATORY AND ANESTHESIA TENDER
11492 | 4227151523000 | RIP BELTS ADULT SMALL SIZE (COMPATIBLE WITH NOX A1 SLEEP STUDY MACHINE OR EQUIVALENT) DISPOSABLE, | RESPIRATORY AND ANESTHESIA TENDER
11493 | 4227151523100 | RIP TECHNOLOGY BELTS ADULT MEDIUM SIZE (COMPATIBLE WITH NOX A1 SLEEP STUDY MACHINE OR EQUIVALENT) DISPOSABLE | RESPIRATORY AND ANESTHESIA TENDER
11494 | 4227151523200 | RIP TECHNOLOGY BELTS ADULT LARGE SIZE DISPOSABLE (COMPATIBLE WITH NOX A1 SLEEP STUDY MACHINE OR EQUIVALENT) | RESPIRATORY AND ANESTHESIA TENDER
11495 | 4227151523300 | RIP TECHNOLOGY BELTS ADULT EXTRA LARGE SIZE (COMPATIBLE WITH NOX A1 SLEEP STUDY MACHINE OR EQUIVALENT) DISPOSABLE | RESPIRATORY AND ANESTHESIA TENDER
11496 | 4227151523400 | PROBE SOFT NONIN SMALL SIZE (COMPATIBLE WITH NOX A1 SLEEP STUDY MACHINE OR EQUIVALENT) REUSABLE | RESPIRATORY AND ANESTHESIA TENDER
11497 | 4227151523500 | PROBE SOFT NONIN MEDIUM SIZE (COMPATIBLE WITH NOX A1 SLEEP STUDY MACHINE OR EQUIVALENT) REUSABLE | RESPIRATORY AND ANESTHESIA TENDER
11498 | 4227151523600 | PROBE SOFT NONIN LARGE SIZE (COMPATIBLE WITH NOX A1 SLEEP STUDY MACHINE OR EQUIVALENT) REUSABLE | RESPIRATORY AND ANESTHESIA TENDER
11499 | 4227151523700 | RESPIRATORY EFFORT BELTS CONNECTOR (COMPATIBLE WITH NOX A1 SLEEP STUDY MACHINE OR EQUIVALENT) | RESPIRATORY AND ANESTHESIA TENDER
11500 | 4227151523800 | EEG 5 LEAD GOLD ELECTRODE CABLE (COMPATIBLE WITH NOX A1 SLEEP STUDY MACHINE OR EQUIVALENT) REUSABLE | RESPIRATORY AND ANESTHESIA TENDER
11501 | 4227151523900 | EEG HEAD CABLE ADULT 90CM (COMPATIBLE WITH NOX A1 SLEEP STUDY MACHINE OR EQUIVALENT) REUSABLE | RESPIRATORY AND ANESTHESIA TENDER
11502 | 4227151524000 | EEG HEAD CABLE PEDIATRIC 70CM (COMPATIBLE WITH NOX A1 SLEEP STUDY MACHINE OR EQUIVALENT) REUSABLE | RESPIRATORY AND ANESTHESIA TENDER
11503 | 4227151524100 | FILTER TUBE CONNECTOR FOR CANNULA AND MASK TUBING (COMPATIBLE WITH NOX A1 SLEEP STUDY MACHINE OR EQUIVALENT) DISPOSABLE | RESPIRATORY AND ANESTHESIA TENDER
11504 | 4227151524200 | RESPIRATORY EFFORT BELTS CONNECTOR (COMPATIBLE WITH NOX T3S SLEEP STUDY MACHINE OR EQUIVALENT) REUSABLE | RESPIRATORY AND ANESTHESIA TENDER
11505 | 4227151524300 | FLOW METER, SINGLE OUTPUT, OXYGEN MEDICAL GAS, REGULAR FLOW RANGE FROM 1-15 LPM, REMOVABLE NIPPLE, COLOR CODED WITH GREEN OR WHITE, LABELED WITH OXYGEN OR O2, OHMEDA/AMERICAN STANDARD | RESPIRATORY AND ANESTHESIA TENDER
11506 | 4227151524400 | CONNECTOR ANGLED, DUAL SWIVEL, WITHOUT SUCTION PORT, PATIENT SIDE 15MM (ID) MACHINE SIDE 15MM (OD), NON-STERILE, DISPOSABLE. | RESPIRATORY AND ANESTHESIA TENDER
11507 | 4227151524500 | CONNECTOR OXYGEN, Y-SHAPED, 3 MM, PLASTIC, DISPOSABLE | ANESTHESIA AND RESPIRATORY SUPPLEMENTARY
11508 | 4227151524600 | OXYGEN Y-BLOCK, ONE MALE QUICK CONNECT AND TWO FEMALE QUICK CONNECTS BRITISH STANDARD, | RESPIRATORY AND ANESTHESIA TENDER
11509 | 4227151524700 | OXYCAP LEVEL 0 DISPOSABLE MOUTH PIECE FOR QUALITY CONTROL MEASUREMENTS COMPATIBLE WITH VIVATMO OR EQUIVALENT | RESPIRATORY AND ANESTHESIA TENDER
11510 | 4227151524800 | STANDARD MOUTH PIECE FOR FENO MEASUREMENTS COMPATIBLE WITH VIVATMO OR EQUIVALENT | RESPIRATORY AND ANESTHESIA TENDER
11511 | 4227151524900 | STANDARD MOUTH PIECE WITH FILTER FOR FENO MEASUREMENTS COMPATIBLE WITH MEDISOFT-FENO+ OR EQUIVALENT | ANESTHESIA AND RESPIRATORY SUPPLEMENTARY
11512 | 4227151525000 | T-PIECE ADAPTOR FOR VIBRATING MESH AEROSOL DRUG DELIVERY CHAMBER FOR PEDIATRIC CIRCUIT DISPOSABLE COMPATIBLE WITH AIRICU SYSTEM OR EQUIVALENT | RESPIRATORY AND ANESTHESIA TENDER
11513 | 4227151525100 | T-PIECE ADAPTOR FOR VIBRATING MESH AEROSOL DRUG DELIVERY CHAMBER FOR NEONATE CIRCUIT DISPOSABLE COMPATIBLE WITH AIRICU SYSTEM OR EQUIVALENT | RESPIRATORY AND ANESTHESIA TENDER
11514 | 4227151525200 | FLOW SENSOR ADAPTOR, SIZE ADULT, 22 (ID), COMPATIBLE WITH AIRICU SYSTEM OR EQUIVALENT | RESPIRATORY AND ANESTHESIA TENDER
11515 | 4227151525400 | VENTILATOR CIRCUIT DISPOSABLE OR SINGLE PATIENT USE WITHOUT PEEP 22 MM ADULT SINGLE HEATED WIRE COMPATIBLE WITH FISHER PAYKEL 1.7 M X 22 MM HEATED INSP LIMB TEMP PROBE PORT WYE AND 61 CM X 22 MM EXP LIMB COMPATIBLE WITH LTV VENTILATORS OR EQUIVALENT | ANESTHESIA AND RESPIRATORY SUPPLEMENTARY
11516 | 4227151525500 | VENTILATOR CIRCUIT DISPOSABLE OR SINGLE PATIENT USE CIRCUIT WITHOUT PEEP 15 MM PEDIATRIC SINGLE HEATED WIRE FISHER PAYKEL 1.7 M X 15 MM HEATED INSP LIMB TEMP PROBE PORT WYE AND 61 CM X 15 MM EXP LIMB WITH LTV VENTILATORS OR EQUIVALENT | ANESTHESIA AND RESPIRATORY SUPPLEMENTARY
11517 | 4227151525600 | VENTILATOR CIRCUIT DISPOSABLE OR SINGLE PATIENT USE CIRCUIT WITHOUT PEEP WITH ELBOW 22 MM ADULT DUAL HEATED WIRE FISHER PAYKEL 1.7 M X 22 MM HEATED INSP LIMB TEMP PROBE PORT WYE ELBOW AND 61 CM X 22 MM HEATED EXP LIMB WITH LTV VENTILATORS OR EQUIVALENT | RESPIRATORY AND ANESTHESIA TENDER
11518 | 4227151525700 | VENTILATOR CIRCUIT DISPOSABLE OR SINGLE PATIENT USE CIRCUIT WITHOUT PEEP WITH ELBOW 15 MM PEDIATRIC DUAL HEATED WIRE FISHER PAYKEL 1.7 M X 15 MM HEATED INSP LIMB TEMP PROBE PORT WYE ELBOW AND 61 CM X 15 MM HEATED EXP LIMB WITH LTV VENTILATORS OR EQUIVALENT | RESPIRATORY AND ANESTHESIA TENDER
11519 | 4227151525800 | AEROSOL CHAMBER, FOR MESH NEBULIZER, WITH MEDICATION CUP AND MOUTH PIECE, DISPOSABLE, COMPATIBLE WITH AEROGEN SYSTEM OR EQUIVALENT | RESPIRATORY AND ANESTHESIA TENDER
11520 | 4227151525900 | RESUSCITATOR WITH HIGHER PEEP CIRCUIT 0-60 CM.H2O MANOMETER IN-LINE CONTROLLER WITH OVERRIDE BUTTON 1 0 CUSHION MASKS PACKAGED IN ZIPPERED POLYBAG. | RESPIRATORY AND ANESTHESIA TENDER
11521 | 4227151526300 | ELBOW ADAPTOR FOR VIBRATING MESH AEROSOL DRUG DELIVERY CHAMBER FOR AEROSOL MASK DISPOSABLE COMPATIBLE WITH AIRICU SYSTEM OR EQUIVALENT | RESPIRATORY AND ANESTHESIA TENDER
11522 | 4227151526400 | BLOOD GAS SAMPLING FULL KIT, 1ML SYRINGE, LUER SLIP TIP, WITH NEEDLE SIZE 25 G, 1.5 CM LENGTH, HEPARINIZED 25 -50 IU, SAFETY NEEDLE CAP, STERILE, DISPOSABLE. | RESPIRATORY AND ANESTHESIA TENDER
11523 | 4227151526600 | TRANSPORT VENTILATOR CIRCUIT KIT SINGLE LUMEN WITH PEEP VALVE 5-20 cm H2O AND PRESSURE MONITORING LINE, SINGLE PATIENT USE COMPATIBLE WITH EP PLUS DEMAND VERSION paraPAC VENTILATOR OR EQUIVALENT | ANESTHESIA AND RESPIRATORY SUPPLEMENTARY
11524 | 4227151526700 | HIGH FLOW NASAL CANNULA INFANT SIZES (M) WITH CONNECTING ADAPTER COMPATIBLE WITH INSPIRED MACHINE OR EQUIVALENT. | RESPIRATORY AND ANESTHESIA SUPPLIES
11525 | 4227160000000 | POSITIVE EXPIRATORY PRESSURE THERAPY SYSTEM WITH MOUTHPIECE ADJUSTABLE EXPIRATORY RESISTANCE AT LEAST 4 LEVELS | ANESTHESIA AND RESPIRATORY SUPPLEMENTARY
11526 | 4227160000200 | ARTERIAL LINE MICRO EXTENSION, HIGH RESISTANCE, WITH RED COLOR, LENGTH 150MM-200MM | ANESTHESIA AND RESPIRATORY SUPPLEMENTARY
11527 | 4227160000300 | SPIKE FOR ASPIRATION WITH ONE WAY VALVE, NEEDLELESS CONNECTOR, STERILE, LATEX FREE, DEHP FREE, PYROGEN FREE | ANESTHESIA AND RESPIRATORY SUPPLEMENTARY
11528 | 4227160001100 | END-BRONCHIAL BLOCKER SET WITH SPHERICAL BALLOON, HIGH VOLUME BALLOON LOW PRESSURE, DISTANCE MARKING WITH ABILITY TO DO SUCTION, SUCTION ADAPTER, ADJUSTABLE GUIDE LOOP FOR BRONCHOSCOPE, STERILE, SIZE 7.0 FR LENGTH 65 CM | ANESTHESIA AND RESPIRATORY SUPPLEMENTARY
11529 | 4227160001300 | END-BRONCHIAL BLOCKER SET WITH SPHERICAL BALLOON, HIGH VOLUME BALLOON LOW PRESSURE, DISTANCE MARKING WITH ABILITY TO DO SUCTION, SUCTION ADAPTER, ADJUSTABLE GUIDE LOOP FOR BRONCHOSCOPE, STERILE, SIZE 9.0 FR LENGTH 78 CM | ANESTHESIA AND RESPIRATORY SUPPLEMENTARY
11530 | 4227160001400 | END-BRONCHIAL BLOCKER SET WITH SPHERICAL BALLOON, HIGH VOLUME BALLOON LOW PRESSURE, DISTANCE MARKING WITH ABILITY TO DO SUCTION, SUCTION ADAPTER, ADJUSTABLE GUIDE LOOP FOR BRONCHOSCOPE, STERILE, SIZE, 5.0 FR 65 CM | ANESTHESIA AND RESPIRATORY SUPPLEMENTARY
11531 | 4227160001500 | END-BRONCHIAL BLOCKER SET WITH SPHERICAL BALLOON, HIGH VOLUME BALLOON LOW PRESSURE, DISTANCE MARKING WITH ABILITY TO DO SUCTION, SUCTION ADAPTER, ADJUSTABLE GUIDE LOOP FOR BRONCHOSCOPE, STERILE, SIZE 5.0 FR 50CM | ANESTHESIA AND RESPIRATORY SUPPLEMENTARY
11532 | 4227160001600 | RESUSCITATION KIT BAG, ADULT, PATIENT VALVE, WITH OXYGEN TUBING, WITH RESERVOIR BAG, 2.5 L DISPOSABLE, (SHOULD BE COMPLETE KIT PEEP VALVE, RESERVOIR BAG, OXYGEN TUBING, MASK SIZE 5), ALL KIT SECURED IN A TRANSPARENT HANGABLE BAG, KIT MUST BE ASSEMBLE | RESPIRATORY AND ANESTHESIA TENDER
11533 | 4227160001700 | RESUSCITATION KIT BAG, PEDIATRIC, PATIENT VALVE, WITH OXYGEN TUBING, WITH RESERVOIR BAG, 1.0 L DISPOSABLE, (SHOULD BE COMPATIBLE KIT PEEP VALVE, RESERVOIR BAG, OXYGEN TUBING, MASK SIZE 1 AND 2) AND PRESSURE GAUGE MANOMETER, RELEASE VALVE SET AT 40 CM.H2O, ALL KIT SECURED IN A TRANSPARENT HANGABLE BAG, KIT MUST BE ASSEMBLE | RESPIRATORY AND ANESTHESIA TENDER
11534 | 4227160001800 | RESUSCITATION KIT BAG, INFANT, PATIENT VALVE, WITH OXYGEN TUBING, WITH RESERVOIR BAG, 0.5 L DISPOSABLE, (SHOULD BE COMPLETE KIT PEEP VALVE, RESERVOIR BAG, OXYGEN TUBING, MASK SIZE 0) AND PRESSURE GAUGE MANOMETER, RELEASE VALVE SET AT 40 CM.H2O, ALL KIT SECURED IN A TRANSPARENT HANGABLE BAG , KIT MUST BE ASSEMBLE | RESPIRATORY AND ANESTHESIA TENDER
11535 | 4227160001900 | AIRWAY ORAL PHARYNGEAL GUEDEL PLASTIC, DISPOSABLE, LENGTH PRINTED PERMANENTLY 100MM, DISTAL END CURVE WITH ATRAUMATIC EDGE COLOR CODED | RESPIRATORY AND ANESTHESIA TENDER
11536 | 4227160002000 | AIRWAY PHARYNGEAL BERMAN FIBER OPTIC DISPOSABLE 8.0CM | RESPIRATORY AND ANESTHESIA TENDER
11537 | 4227160002100 | AIRWAY PHARYNGEAL BERMAN FIBER OPTIC DISPOSABLE 9.0CM | RESPIRATORY AND ANESTHESIA TENDER
11538 | 4227160002200 | AIRWAY PHARYNGEAL BERMAN FIBER OPTIC DISPOSABLE 12.0CM | RESPIRATORY AND ANESTHESIA TENDER
11539 | 4227160002300 | BREATHING SYSTEM INFANT T-PIECE WITH LUER LOCK CO2 PORT , 1.7M TO 1.8M LENGTH, WITH 0.5L OPEN TAIL BAG, ONE (1) ITEM/PC = ONE (1) SET | RESPIRATORY AND ANESTHESIA TENDER
11540 | 4227160002400 | BREATHING SYSTEM BASIC ADULT T-PIECE 1.5M TO 1.7M LENGTH WITH BAG 2L ONE (1) ITEM/PCONE (1) SET | RESPIRATORY AND ANESTHESIA TENDER
11541 | 4227160002500 | BREATHING SYSTEM BASIC ADULT T-PIECE 2.8 M TO 3.0M LENGTH WITH BAG 2L ONE (1) ITEM/PCONE (1) SET | RESPIRATORY AND ANESTHESIA TENDER
11542 | 4227160002600 | FILTER MECHANICAL VIRAL/BACTERIAL, FOR VENTILATOR, 22 MM ID / 15 MM ID/ 22 MM OD, ADULT, STERILE, DISPOSABLE | RESPIRATORY AND ANESTHESIA TENDER
11543 | 4227160002700 | FILTER BACTERIAL/VIRAL HIGH FILTRATION EFFICIENCY 99.999% MECHANICAL MACHINE SIDE 22MM (ID) 15MM (OD) PATIENT SIDE 15MM (ID) 22MM (O D)=STRAIGHT WITHOUT CO2 PORT PEDIATRIC DISPOSABLE. | RESPIRATORY AND ANESTHESIA TENDER
11544 | 4227160002800 | FILTER EXHALATION WITH VIAL DRAINAGE ADULT PEDIATRIC DISPOSABLE SHOULD BE COMPATIBLE WITH 980 VENTILATOR OR EQUIVALENT ONE (1) EACHONE (1) SET | RESPIRATORY AND ANESTHESIA TENDER
11545 | 4227160002900 | FILTER EXHALATION WITH VIAL DRAINAGE, NEONATE, DISPOSABLE, COMPATIBLE WITH PB980 OR EQUIVALENT | RESPIRATORY AND ANESTHESIA TENDER
11546 | 4227160003000 | MINI FILTER HME, SIZE INFANT, DISPOSABLE, STERILE,MACHINE SIDE 15MM (OD), PATIENT SIDE 15MM (ID). | RESPIRATORY AND ANESTHESIA TENDER
11547 | 4227160003100 | FILTER HME AND (BACTERIAL/VIRAL), HIGH FILTRATION EFFICIENCY 99.999%, MECHANICAL, MACHINE SIDE 22MM (ID) 15MM (OD), PATIENT SIDE 15MM (ID) 22MM (OD),STRAIGHT,WITH CO2 PORT, ADULT, DISPOSABLE. | RESPIRATORY AND ANESTHESIA TENDER
11548 | 4227160003200 | FILTER HME AND (BACTERIAL/VIRAL), HIGH FILTRATION EFFICIENCY 99.999%, MECHANICAL, MACHINE SIDE 22MM (ID) 15MM (OD), PATIENT SIDE 15MM (ID) 22MM (OD),STRAIGHT,WITH CO2 PORT, PEDIATRIC, DISPOSABLE. | RESPIRATORY AND ANESTHESIA TENDER
11549 | 4227160003300 | FILTER HME AND (BACTERIAL/VIRAL), HIGH FILTRATION EFFICIENCY 99.999%, MECHANICAL, MACHINE SIDE 15MM (OD), PATIENT SIDE 15MM (ID),STRAIGHT,WITH CO2 PORT, NEONATE, DISPOSABLE. | RESPIRATORY AND ANESTHESIA TENDER
11550 | 4227160003400 | FILTER FOR SODA LIME DISPOSABLE COMPATIBLE WITH DRAEGER ANESTHESIA MACHINE OR EQUIVALENT | RESPIRATORY AND ANESTHESIA TENDER
11551 | 4227160003500 | CO2 SAMPLING LINE SINGLE USE LENGTH 2.3 M- 2.6 M ,DIAMETER ID 1MM - 1.6 MM | RESPIRATORY AND ANESTHESIA TENDER
11552 | 4227160003600 | WATER TRAPS FOR USE WITH ANESTHESIA MACHINE FOR SAMPLING LINE, SHOULD BE COMPATIBLE WITH DRAEGER MACHINE OR EQUIVALENT | RESPIRATORY AND ANESTHESIA TENDER
11553 | 4227160003800 | HUMIDIFYING CHAMBER FOR VENTILATOR AUTO-FILL, DISPOSABLE, NON STERILE, SHOULD BE COMPATIBLE WITH FISHER PAYKEL MR850 OR EQUIVALENT | RESPIRATORY AND ANESTHESIA TENDER
11554 | 4227160003900 | PEAK FLOW METER, WITH PEDIATRIC MOUTH PIECE, LOW RANGE, LESS THAN 400 L/MIN | RESPIRATORY AND ANESTHESIA TENDER
11555 | 4227160004000 | ADULT VOLUMETRIC EXERCISER 4000-5000 ML VOLUME MEASUREMENT ADVANCED LOW-WORK-OF-BREATHING FILTER INDICATOR FOR VISUALIZATION OF DAILY IMPROVEMENT, MOUTH PIECE WITH 6 INCH EXTENDABLE TUBE, SINGLE-PATIENT USE, PATIENT LABEL. | RESPIRATORY AND ANESTHESIA TENDER
11556 | 4227160004100 | PEDIATRIC VOLUMETRIC EXERCISER 2500ML VOLUME MEASUREMENT ADVANCED LOW-WORK-OF-BREATHING FILTER WITH INDICATOR FOR VISUALIZATION OF DAILY IMPROVEMENT, MOUTH PIECE WITH 6 INCH EXTENDABLE TUBE, SINGLE-PATIENT USE, PATIENT LABEL. | RESPIRATORY AND ANESTHESIA TENDER
11557 | 4227160004400 | PRE-FILLED DISTILLED WATER 300ML TO 350 ML BUBBLE HUMIDIFIER WITH PRESSURE RELIEF VALVE, O2 OUTLET ADAPTER, DISPOSABLE | RESPIRATORY AND ANESTHESIA TENDER
11558 | 4227160004500 | PRE-FILLED DISTILLED WATER 500ML TO 550 ML BUBBLE HUMIDIFIER WITH PRESSURE RELIEF VALVE, O2 OUTLET ADAPTER, DISPOSABLE | RESPIRATORY AND ANESTHESIA TENDER
11559 | 4227160004600 | LARGE VOLUME NEBULIZER, PREFILLED AT LEAST 1000 ML TO 1100ML STERILE WATER, WITH ADJUSTABLE OXYGEN RANGE 28 - 98 % FLOWMETER ADAPTER. | RESPIRATORY AND ANESTHESIA TENDER
11560 | 4227160004700 | LARGE VOLUME NEBULIZER, REFILLABLE, WITH ADJUSTABLE O2, OXYGEN RANGE 28 %-98 % VOLUME 500 ML. | RESPIRATORY AND ANESTHESIA TENDER
11561 | 4227160004900 | HIGH FLOW NASAL CANNULA, SIZES (NEONATAL) WITH CONNECTING ADAPTER, COMPATIBLE WITH AIRVO2 MACHINE OR EQUIVALENT | RESPIRATORY AND ANESTHESIA TENDER
11562 | 4227160005000 | HIGH FLOW NASAL CANNULA, SIZES (INFANT) WITH CONNECTING ADAPTER, COMPATIBLE WITH AIRVO2 MACHINE OR EQUIVALENT | RESPIRATORY AND ANESTHESIA TENDER
11563 | 4227160005100 | HIGH FLOW NASAL CANNULA, SIZES (PEDIATRIC) WITH CONNECTING ADAPTER, COMPATIBLE WITH AIRVO2 MACHINE OR EQUIVALENT | RESPIRATORY AND ANESTHESIA TENDER
11564 | 4227160005200 | HIGH FLOW NASAL CANNULA, SIZES (ADULT SMALL) WITH CONNECTING ADAPTER, COMPATIBLE WITH AIRVO2 MACHINE OR EQUIVALENT | RESPIRATORY AND ANESTHESIA TENDER
11565 | 4227160005300 | HIGH FLOW NASAL CANNULA, SIZES (ADULT MEDIUM) WITH CONNECTING ADAPTER, COMPATIBLE WITH AIRVO2 MACHINE OR EQUIVALENT | RESPIRATORY AND ANESTHESIA TENDER
11566 | 4227160005600 | CATHETER MOUNT, EXTENDABLE 15 CM, 22 OD /15 ID SWIVEL ELBOW WITH DOUBLE FLIP CAP AND SEAL, DISPOSABLE | RESPIRATORY AND ANESTHESIA TENDER
11567 | 4227160005700 | OXYGEN TUBING CONNECTING, MADE OF PVC, SIZE 3-5MM (ID), ROLL LENGTH 30 M, WITH BUBBLE EVERY APPROXIMATELY 90 CM INCREMENT. | ANESTHESIA AND RESPIRATORY SUPPLEMENTARY
11568 | 4227160005900 | EXPIRATORY VALVE SET, FOR VENTILATOR MACHINE, DISPOSABLE COMPATIBLE WITH HAMILTON G5/S1 OR EQUIVALENT | RESPIRATORY AND ANESTHESIA TENDER
11569 | 4227160006100 | NIPPLE OXYGEN ADAPTER, PLASTIC, FOR FLOWMETER, THREADED FEMALE GREEN OR WHITE. | RESPIRATORY AND ANESTHESIA TENDER
11570 | 4227160006200 | NIPPLE AIR ADAPTER, PLASTIC, FOR FLOWMETER, THREADED FEMALE BLACK. | RESPIRATORY AND ANESTHESIA TENDER
11571 | 4227160006300 | MOUTHPIECE PLASTIC, DISPOSABLE FOR PULMONARY FUNCTION TEST COMPATIBLE WITH VYAIRE-JAEGER OR EQUIVALENT | RESPIRATORY AND ANESTHESIA TENDER
11572 | 4227160006400 | BUBBLE HUMIDIFIER REFILLABLE WITH LOW AND MAX LEVEL INDICATOR FOR NASAL CANNULA, WITH PRESSURE RELIEF VALVE, DISPOSABLE. | RESPIRATORY AND ANESTHESIA TENDER
11573 | 4227160006500 | VALVE PEEP 0 -10 CM.H2O, COMPLETE WITH STANDARD 22MM (ID) CONNECTOR, REUSABLE | RESPIRATORY AND ANESTHESIA TENDER
11574 | 4227160006600 | VALVE PEEP 0-20 CM.H2O, COMPLETE WITH STANDARD 22MM (ID) CONNECTOR, DISPOSABLE | RESPIRATORY AND ANESTHESIA TENDER
11575 | 4227160006800 | PERCUSSOR MANUAL 45MM DIAMETER PEDIATRIC, DISPOSABLE | RESPIRATORY AND ANESTHESIA TENDER
11576 | 4227160006900 | PERCUSSOR MANUAL 60MM DIAMETER MEDIUM, DISPOSABLE | RESPIRATORY AND ANESTHESIA TENDER
11577 | 4227160007000 | PERCUSSOR MANUAL 30MM DIAMETER NEONATAL, DISPOSABLE | RESPIRATORY AND ANESTHESIA TENDER
11578 | 4227160007100 | PERCUSSOR MANUAL 90 MM DIAMETER ADULT, DISPOSABLE | RESPIRATORY AND ANESTHESIA TENDER
11579 | 4227160007200 | SODA LIME CANISTER COLOR WHITE TO VIOLET, DISPOSABLE (SHOULD BE COMPATIBLE WITH DRAGER MACHINE OR EQUIVALENT) | RESPIRATORY AND ANESTHESIA TENDER
11580 | 4227160007400 | END-TIDAL CARBON DIOXIDE ADAPTER FOR CONTINUOUS CO2 WITH HIGH ACCURACY DISPOSABLE NON STERILE FOR ADULT PEDIATRIC COMPATIBLE WITH MASIMO SYSTEM OR EQUIVALENT | RESPIRATORY AND ANESTHESIA TENDER
11581 | 4227160007500 | END-TIDAL CARBON DIOXIDE ADAPTER FOR CONTINUOUS CO2 WITH HIGH ACCURACY, DISPOSABLE, NON STERILE FOR NEONATE, COMPATIBLE WITH DRAGER MAIN-STREAM OR EQUIVALENT | RESPIRATORY AND ANESTHESIA TENDER
11582 | 4227160007600 | ADULT NITRIC OXIDE DELIVERY AND SAMPLING COMPLETED KIT, SHOULD BE COMPATIBLE WITH NOXBOX FOR VENTILATOR OR EQUIVALENT | RESPIRATORY AND ANESTHESIA TENDER
11583 | 4227160007800 | NEONATE NITRIC OXIDE DELIVERY AND SAMPLING COMPLETED KIT, SHOULD BE COMPATIBLE WITH NOXBOX FOR VENTILATOR OR EQUIVALENT | RESPIRATORY AND ANESTHESIA TENDER
11584 | 4227160007900 | THERMAL PAPER ROLL COMPATIBLE WITH PRINTER NOX SYSTEM OR EQUIVALENT | RESPIRATORY AND ANESTHESIA TENDER
11585 | 4227160008000 | FILTER NITRIC OXIDE SCAVENGING FILTER FOR THE USE WITH NITRIC OXIDE DELIVERY SYSTEM, UNIVERSAL COMPATIBILITY | RESPIRATORY AND ANESTHESIA TENDER
11586 | 4227160008200 | SET FOR PCA PUMP (SHOULD BE COMPATIBLE WITH BD SYSTEM OR EQUIVALENT ) | RESPIRATORY AND ANESTHESIA TENDER
11587 | 4227160008300 | SET FOR EPIDURAL PUMP, COLOR CODED, SHOULD BE COMPATIBLE WITH BD SYSTEM OR EQUIVALENT | RESPIRATORY AND ANESTHESIA TENDER
11588 | 4227160008800 | SENSOR CEREBRAL OXIMETRY NON INVASIVE, FOR PEDIATRIC, SHOULD BE COMPATIBLE WITH INVOS 5100 DEVICE OR EQUIVALENT | RESPIRATORY AND ANESTHESIA TENDER
11589 | 4227160008900 | SENSOR MEASURING THE CONSCIOUSNESS LEVEL FOR ADULT DISPOSABLE COMPATIBLE WITH BIS SYSTEM OR EQUIVALENT | RESPIRATORY AND ANESTHESIA TENDER
11590 | 4227160009000 | SENSOR MEASURING THE CONSCIOUSNESS LEVEL FOR PEDIATRIC DISPOSABLE COMPATIBLE WITH BIS SYSTEM OR EQUIVALENT | RESPIRATORY AND ANESTHESIA TENDER
11591 | 4227160009200 | PAD DEFIBRILLATOR PRE -GELLED 4.54.5 INCH | RESPIRATORY AND ANESTHESIA TENDER
11592 | 4227160009300 | CABLE ECG 11 PIN CONNECTOR 5 LEAD IT SHOULD BE COMPATIBLE WITH THE HOSPITAL'S DEVICE. | SUPPLEMENTARY GEN.SUPPLIES NURS,BURN
11593 | 4227160009400 | PAPER CHART ECG FOR HP 43100 AND 78600 DEFIBRILLATOR SIZE APPROX. 50 MM X 30 M. | SUPPLEMENTARY GEN.SUPPLIES NURS,BURN
11594 | 4227160009500 | PRESSURE MONITORING KIT, SINGLE, FOR TRANSDUCER WITH MICRO DRIP CHAMBER, FLUSH DEVICE, EXTENSION FOR PRESSURE TUBING NOT LESS THAN (110 CM) AND 3 WAY STOPCOCK, NON COMPLIANT, RED COLOR (SHOULD BE COMPATIBLE WITH EDWARD SYSTEM OR EQUIVALENT) | ANESTHESIA AND RESPIRATORY SUPPLEMENTARY
11595 | 4227160009600 | PRESSURE MONITORING KIT, TRIPLE, FOR TRANSDUCER WITH MICRO DRIP CHAMBER, FLUSH DEVICE, EXTENSION FOR PRESSURE TUBING NOT LESS THAN (110 CM) AND 3 WAY STOPCOCK, NON COMPLIANT, COLOR CODED (SHOULD BE COMPATIBLE WITH EDWARD SYSTEM OR EQUIVALENT) | ANESTHESIA AND RESPIRATORY SUPPLEMENTARY
11596 | 4227160009700 | CATHETER CENTRAL VENOUS COMPLETE SET CONTAINS: - TRIPLE LUMEN CATHETER 5.5FR X 5CM GUIDE WIRE(UNKINKABLE)SOFT TIP AND END J-TIP LUER LOCK SYRINGE 5ML INTRODUCER NEEDLE 21G TWO TISSUE DILATOR 6 FR NOT LESS THAN 7CM DISPOSABLE STERILE ONE (1) KITONE (1) SET | RESPIRATORY AND ANESTHESIA TENDER
11597 | 4227160009800 | CATHETER CENTRAL VENOUS COMPLETE SET, RADIOPAQUE, CONTAINS: -DOUBLE LUMEN PUR CATHETER. - GUIDE WIRE (UNKINKABLE) - NON LUER LOCK SYRINGE 5 ML - INTRODUCER NEEDLE SHORT BEVEL. - INTRODUCER CANNULA. - DILATOR. - SECONDARY FIXATION DEVICE. -SLIDING CLAMPS, SIZE: 5.5 FR, LENGTH 8 CM, PEEL PACK, DISPOSABLE, STERILE | RESPIRATORY AND ANESTHESIA TENDER
11598 | 4227160009900 | CATHETER CENTRAL VENOUS COMPLETE SET, RADIOPAQUE, CONTAINS: - DOUBLE LUMEN PUR CATHETER, GUIDE WIRE(UNKINKABLE), NON LUER LOCK SYRINGE 5 ML, INTRODUCER NEEDLE SHORT BEVEL, INTRODUCER CANNULA, DILATOR, SECONDARY FIXATION DEVICE, SLIDING CLAMPS, SCAL P BLADE, SIZE: 7 FR, LENGTH 15-18 CM, PEEL PACK, DISPOSABLE, STERILE | RESPIRATORY AND ANESTHESIA TENDER
11599 | 4227160010000 | CATHETER CENTRAL VENOUS COMPLETE SET, RADIOPAQUE, CONTAINS: - TRIPLE LUMEN PUR CATHETER. - GUIDE WIRE (UNKINKABLE) - NON LUER LOCK SY RANGE 5 ML - INTRODUCER NEEDLE SHORT BEVEL. - INTRODUCER CANNULA. - DILATOR. - SECONDARY FIXATION DEVICE. -SLIDING CLAMPS, SIZE: 5 FR, LENGTH 10-13 CM, PEEL PACK, DISPOSABLE, STERILE | ANESTHESIA AND RESPIRATORY SUPPLEMENTARY
11600 | 4227160010100 | CATHETER CENTRAL VENOUS COMPLETE SET RADIOPAQUE CONTAINS: - DOUBLE LUMEN PUR CATHETER. - GUIDE WIRE(UNKINKABLE) - NON LUER LOCK SY RANGE 5 ML - INTRODUCER NEEDLE SHORT BEVEL. - INTRODUCER CANNULA. - DILATOR. - SECONDARY FIXATION DEVICE. -SLIDING CLAMPS. - SCALP BLADE. SIZE: 5 FR LENGTH 10-13 CM PEEL PACK DISPOSABLE STERILE | RESPIRATORY AND ANESTHESIA TENDER
11601 | 4227160010200 | CATHETER CENTRAL VENOUS COMPLETE SET, RADIOPAQUE, CONTAINS: - DOUBLE LUMEN PUR CATHETER. - GUIDE WIRE(UNKINKABLE) - NON LUER LOCK SY RANGE 5 ML. - INTRODUCER NEEDLE SHORT BEVEL. - INTRODUCER CANNULA. - DILATOR. - SECONDARY FIXATION DEVICE. -SLIDING CLAMPS. - SCALP BLADE SIZE: 5 FR, LENGTH 8 CM, PEEL PACK, DISPOSABLE, STERILE | RESPIRATORY AND ANESTHESIA TENDER
11602 | 4227160010300 | CATHETER CENTRAL VENOUS COMPLETE SET, RADIOPAQUE, CONTAINS: - TRIPLE LUMEN PUR CATHETER. - GUIDE WIRE(UNKINKABLE) - NON LUER LOCK SY RANGE 5 ML - INTRODUCER NEEDLE SHORT BEVEL. - INTRODUCER CANNULA. - DILATOR. - SECONDARY FIXATION DEVICE. -SLIDING CLAMPS. - SCALP B LADE. - SIZE: 7 FR, LENGTH 20 CM, PEEL PACK, DISPOSABLE, STERILE | RESPIRATORY AND ANESTHESIA TENDER
11603 | 4227160010400 | CATHETER CENTRAL VENOUS COMPLETE SET, RADIOPAQUE, CONTAINS: - TRIPLE LUMEN PUR CATHETER. - GUIDE WIRE (UNKINKABLE) - NON LUER LOCK SY RANGE 5 ML - INTRODUCER NEEDLE SHORT BEVEL. - INTRODUCER CANNULA. - DILATOR. - SECONDARY FIXATION DEVICE. -SLIDING CLAMPS, SIZE: 7 FR, LENGTH 30 CM, PEEL PACK, DISPOSABLE, STERILE | ANESTHESIA AND RESPIRATORY SUPPLEMENTARY
11604 | 4227160010500 | CATHETER CENTRAL VENOUS COMPLETE SET, RADIOPAQUE, CONTAINS: - TRIPLE LUMEN PUR CATHETER. - GUIDE WIRE(UNKINKABLE) - NON LUER LOCK SYRINGE 5 ML - INTRODUCER NEEDLE SHORT BEVEL. - INTRODUCER CANNULA. - DILATOR. - SECONDARY FIXATION DEVICE. -SLIDING CLAMPS. - SCALP BLADE. - SIZE: 8.5 FR, LENGTH 20 CM, PEEL PACK, DISPOSABLE, STERILE | RESPIRATORY AND ANESTHESIA TENDER
11605 | 4227160010600 | CATHETER CENTRAL VENOUS COMPLETE KIT, CONTAINS: DOUBLE LUMEN CATHETER 4 FR X 5CM - GUIDE WIRE (UNKINKABLE) NOT LESS THAN 40CM WITH SOFT TIP AND END J- TIP, EXTENSION LINE CLAMPS, FENESTRATED DRAPE ADHESIVE NOT LESS THAN 40*60 CM WITH 7-10CM FENESTRATION- CATHETER CONTAIN CLAMP- SCALPEL NUMBER 11, NOT LESS THAN FOUR GAUZE 4X4, NOT LESS THAN TWO 2X2, SUTURE BRAIDED SILK WITH STRAIGHT NEEDLE, TISSUE DILATOR, INJECTION NEEDLE 25G, SYRINGE 3ML LUER LOCK, SYRINGE 5ML LUER SLIP, INTRODUCER NEEDLE 21 GA, CATHETER 22 GA X NOT LESS THAN 4.0CM RADIOPAQUE WITH INTRODUCER NEEDLE WITH 5 ML LUER-SLIP SYRINGE, DISPOSABLE, STERILE | RESPIRATORY AND ANESTHESIA TENDER
11606 | 4227160010700 | CATHETER CENTRAL VENOUS COMPLETE KIT CONTAINS: DOUBLE LUMEN CATHETER 4 FR X 8CM - GUIDE WIRE (UNKINKABLE) NOT LESS THAN 40CM WITH SOFT TIP AND END J- TIP EXTENSION LINE CLAMPS FENESTRATED DRAPE ADHESIVE NOT LESS THAN 4060 CM WITH 7-10CM FENESTRATION- CATHETE R CONTAIN CLAMP- SCALPEL NUMBER 11 NOT LESS THAN FOUR GAUZE 4X4 NOT LESS THAN TWO 2X2 SUTURE BRAIDED SILK WITH STRAIGHT NEEDL E TISSUE DILATOR INJECTION NEEDLE 25G SYRINGE 3ML LUER LOCK SYRINGE 5ML LUER SLIP INTRODUCER NEEDLE 21 GA CATHETER 22 GA X NOT LESS THAN 4.0CM RADIOPAQUE WITH INTRODUCER NEEDLE WITH 5 ML LUER-SLIP SYRINGE DISPOSABLE STERILE ONE (1) SETONE (1) KIT | RESPIRATORY AND ANESTHESIA TENDER
11607 | 4227160010800 | CATHETER CENTRAL VENOUS COMPLETE SET, RADIOPAQUE, CONTAINS: - TRIPLE LUMEN PUR CATHETER. - GUIDE WIRE(UNKINKABLE) - NON LUER LOCK SY RANGE 5 ML - INTRODUCER NEEDLE SHORT BEVEL. - INTRODUCER CANNULA. - DILATOR. - SECONDARY FIXATION DEVICE. -SLIDING CLAMPS. - SCALP BLADE. - SIZE: 5.5 FR, LENGTH 8 CM, PEEL PACK, DISPOSABLE, STERILE | RESPIRATORY AND ANESTHESIA TENDER
11608 | 4227160010900 | CATHETER CENTRAL VENOUS COMPLETE SET, RADIOPAQUE, CONTAINS: - DOUBLE LUMEN PUR CATHETER. - GUIDE WIRE (UNKINKABLE) - NON LUER LOCK SYRINGE 5 ML - INTRODUCER NEEDLE SHORT BEVEL. - INTRODUCER CANNULA. - DILATOR. - SECONDARY FIXATION DEVICE. -SLIDING CLAMPS, SIZE: 5.5 FR, LENGTH 13 CM, PEEL PACK, DISPOSABLE, STERILE | ANESTHESIA AND RESPIRATORY SUPPLEMENTARY
11609 | 4227160011000 | CATHETER CENTRAL VENOUS COMPLETE SET, RADIOPAQUE, CONTAINS: - TRIPLE LUMEN PUR CATHETER. - GUIDE WIRE(UNKINKABLE) - NON LUER LOCK SY RANGE 5 ML - INTRODUCER NEEDLE SHORT BEVEL. - INTRODUCER CANNULA. - DILATOR. - SECONDARY FIXATION DEVICE. -SLIDING CLAMPS. - SCALP BLADE. - SIZE: 5.5 FR, LENGTH 13 CM, PEEL PACK, DISPOSABLE, STERILE | RESPIRATORY AND ANESTHESIA TENDER
11610 | 4227160011200 | CATHETER, PULMONARY ARTERY (SWAN GANZ), BALLOON TIPPED FLOATING, FOUR OR FIVE LUMEN, WITH THERMO DILUTION CARDIAC OUTPUT THERMISTOR, LENGTH 110 CM, DISPOSABLE, LATEX FREE, STERILE, SIZE 7.0FR | RESPIRATORY AND ANESTHESIA TENDER
11611 | 4227160011600 | CATHETER ARTERIAL SIZE, 20G X 8CM, GUIDEWIRE, INTRODUCER NEEDLE, STERILE | RESPIRATORY AND ANESTHESIA TENDER
11612 | 4227160011700 | CATHETER, ARTERIAL, POLYETHYLENE INDWELLING CATHETER 20G, 5CM LONG, LATEX-FREE, PVC-FREE, DEHP-FREE WITH WINGED RED HUB FOR SECURE FIXATION AND EASY IDENTIFICATION WITH 7 CM INTEGRATED EXTENSION LINE AND REMOVABLE SLIDE CLAMP, 35CM X 0.50-0.55MM SPRING-WIRE GUIDE WITH EXIT MARKING AND SOFT TIP ENDS FOR PLACEMENT USING SELDINGER TECHNIQUE, INTRODUCER 20 G NEEDLE, (1MM X 4 CM), RADIAL, DISPOSABLE, STERILE | RESPIRATORY AND ANESTHESIA TENDER
11613 | 4227160011800 | CATHETER, ARTERIAL, POLYETHYLENE INDWELLING CATHETER 22G, 5CM LONG, LATEX-FREE, PVC-FREE, DEHP-FREE WITH WINGED RED HUB FOR SECURE FI XATION AND EASY IDENTIFICATION WITH 7 CM INTEGRATED EXTENSION LINE AND REMOVABLE SLIDE CLAMP, 35CM X 0.50-0.55MM SPRING-WIRE GUIDE WITH EXIT MARKING AND SOFT TIP ENDS FOR PLACEMENT USING SELDINGER TECHNIQUE, INTRODUCER 22 G NEEDLE, (1MM X 4 CM), RADIAL, DISPOSABLE, STERILE | RESPIRATORY AND ANESTHESIA TENDER
11614 | 4227160011900 | RADIAL ARTERY CATHETERIZATION SET SIZE 20G X 4.45 CM RADIOPAQUE POLYURETHANE OVER 22 G TWO INTRODUCER NEEDLE WITH INTEGROL(0.46M M)DIA SPRING-WIRE GUIDE WING CLIP SUTURE ADULT ONE (1) ITEM/PCONE (1) SET | RESPIRATORY AND ANESTHESIA TENDER
11615 | 4227160012000 | RADIAL ARTERY CATHETERIZATION SET SIZE 22G X 3.49 CM RADIOPAQUE OVER 23 G TWO INTRODUCER NEEDLE SPRING-WIRE/TUBE ASSEMBLY (0.38 MM) DIA.(12.4 CM) PEDIATRIC ONE (1) ITEM/PCONE (1) SET | RESPIRATORY AND ANESTHESIA TENDER
11616 | 4227160012500 | LEADER CATHETER INTRAVASCULAR SUBCLAVIAN 18-19G X 18 CM SINGLE LUMEN | ANESTHESIA AND RESPIRATORY SUPPLEMENTARY
11617 | 4227160012700 | IV CANNULA WITH WINGS, WITH PORT, LENGTH OF CATHETER 25MM, COLOR CODED, SIZE 22 G | RESPIRATORY AND ANESTHESIA TENDER
11618 | 4227160012800 | IV CATHETER WITH/OUT WINGS, WITH/OUT INJECTION PORT, WITHOUT BLOOD CONTROL VALVE, SIZE 22G X 25MM | RESPIRATORY AND ANESTHESIA TENDER
11619 | 4227160013600 | CLOSE SUCTION SYSTEM, MINIMUM 72 HRS, STERILE, DISPOSABLE, 12 FR, GRADUATED, COLOR CODED, TRANSPARENT ELASTIC SHEATH, MDI ADAPTER, FLUSH PORT WITH CAP, FIT WITH LUER LOCK FLUSH DEVIES , FOR ETT | RESPIRATORY AND ANESTHESIA TENDER
11620 | 4227160014500 | BLANKET AIR WARMING LITHOTOMY UNDER BODY LENGTH 85-95CM WIDTH 180-190CM, COMPATIBLE WITH BEAR HUGGER MACHINE | ANESTHESIA AND RESPIRATORY SUPPLEMENTARY
11621 | 4227160015400 | NERVE BLOCK NEEDLE, ULTRASOUND COMPATIBLE RADIOPAQUE, SHORT BEVEL, FACET TIP, TWO PORT ONE FOR INJECTION AND ONE FOR NERVE STIMULATOR, CALIBRATED SHAFT 1 CM, SIZE: 22G X 50MM | RESPIRATORY AND ANESTHESIA TENDER
11622 | 4227160015500 | NERVE BLOCK NEEDLE, ULTRASOUND COMPATIBLE RADIOPAQUE, SHORT BEVEL, FACET TIP, TWO PORT ONE FOR INJECTION AND ONE FOR NERVE STIMULATOR, CALIBRATED SHAFT 1 CM, SIZE: 22G X 80MM | RESPIRATORY AND ANESTHESIA TENDER
11623 | 4227160015600 | NERVE BLOCK NEEDLE, ULTRASOUND COMPATIBLE RADIOPAQUE, SHORT BEVEL, FACET TIP, TWO PORT ONE FOR INJECTION AND ONE FOR NERVE STIMULATOR, CALIBRATED SHAFT 1 CM, SIZE: 20G X 150MM | RESPIRATORY AND ANESTHESIA TENDER
11624 | 4227160015900 | AIRWAY EXCHANGE CATHETER WITH QUICK FIT ADAPTERS SZ 11 FR / 83 CM | RESPIRATORY AND ANESTHESIA TENDER
11625 | 4227160016000 | AIRWAY EXCHANGE CATHETER WITH OXYGEN PORT AND ADAPTER 19.0 FR / 80-85CM | RESPIRATORY AND ANESTHESIA TENDER
11626 | 4227160016100 | LARYNGOSCOPE ADULT SET BLADE AND HANDLE, BLADE MACINTOSH SIZE 2, 3, 4, MILLER SIZE 2, 3 ( MRI COMPATIBLE WITH 3 TESLA ) REUSABLE | RESPIRATORY AND ANESTHESIA TENDER
11627 | 4227160016200 | LARYNGOSCOPE PEDIATRIC SET BLADE AND HANDLE, BLADE MACINTOSH SIZE 0, 1, MILLER SIZE 00, 0, 1 ( MRI COMPATIBLE 3 TESLA ), REUSABLE | RESPIRATORY AND ANESTHESIA TENDER
11628 | 4227160016300 | BLADE LARYNGOSCOPE COVER COMPATIBLE WITH VERATHON OR EQUIVALENT, SINGLE USE, SIZE 3.0 | RESPIRATORY AND ANESTHESIA TENDER
11629 | 4227160016400 | BLADE FOR VIDEO INTUBATION COMPATIBLE WITH MCGRATH DEVICE OR EQUIVALENT, SINGLE USE, SIZE 3 | RESPIRATORY AND ANESTHESIA TENDER
11630 | 4227160016500 | BRONCHOSCOPE, FLEXIBLE, SLIM 3.8, WORKING CHANEL 1.2MM, STERILE, DISPOSABLE, COMPATIBLE WITH AMBU MONITOR OR EQUIVALENT | RESPIRATORY AND ANESTHESIA TENDER
11631 | 4227160016600 | BRONCHOSCOPE, FLEXIBLE, REGULAR 5.0, WORKING CHANEL 2.2 MM, STERILE, DISPOSABLE, COMPATIBLE WITH AMBU MONITOR OR EQUIVALENT | RESPIRATORY AND ANESTHESIA TENDER
11632 | 4227160016700 | BRONCHOSCOPE FLEXIBLE LARGE 5.8, WORKING CHANEL 2.8 MM, STERILE DISPOSABLE, COMPATIBLE WITH AMBU MONITOR OR EQUIVALENT | RESPIRATORY AND ANESTHESIA TENDER
11633 | 4227160016800 | HME PAPER FILTER, FOR TRACHED PATIENTS, ADULT PEDIATRIC, OXYGEN AND SUCTION PORT WITH MECHANICAL CAP, IN BLISTER PACK, STERILE, DISPOSABLE, RESISTANCE 0.7 CMH2O AT GAS FLOW RATE OF 60 LPM. | RESPIRATORY AND ANESTHESIA TENDER
11634 | 4227160016900 | VENTILATOR CIRCUIT, FLEXIBLE, DUAL LIMB, SIZE ADULT, SINGLE HEATED SIDE 1.5 M LONG, WATER TRAP ON EXPIRATORY SIDE 1.8 M LONG, EXTENSION TUBE 0.5 M LONG, 90 DEGREE ANGLE CONNECTION, WITH CAP, SINGLE USE. | RESPIRATORY AND ANESTHESIA TENDER
11635 | 4227160017000 | VENTILATOR CIRCUIT SET FLEXIBLE DUAL LIMB SIZE NEONATE SINGLE HEATED SIDE 1.1 M LONG 0.3 M LONG INCUBATOR EXTENSION TOTAL LENGTH 1.6 M WATER TRAP ON EXPIRATORY SIDE 0.9 M LONG EXTENSION TUBE 0.3 M WITH CAP SWIVEL WYE CONNECTOR SINGLE USE WITH AUTOFILL HUMIDIFIER CHAMBER UNIVERSAL FITTING ADAPTERS AND PROXIMAL PRESSURE LINE TUBE. ONE (1) EACHONE (1) SET | RESPIRATORY AND ANESTHESIA TENDER
11636 | 4227160017200 | VENTILATOR ELBOW ADAPTER, WITH METERED DOSE INHALER PORT, WITH SEALING CAP, SIDE WINGS, DISPOSABLE 15 (ID) AND 15 (OD), DISPOSABLE | RESPIRATORY AND ANESTHESIA TENDER
11637 | 4227160017600 | VENTILATOR CIRCUIT SINGLE LIMB HEATED SIZE ADULT 22MM (ID) NOT LESS THAN 150CM SET WITH EXHALATION PORT AND PRESSURE LINE DISPOSABLE ONE (1) EACHONE (1) SET | ANESTHESIA AND RESPIRATORY SUPPLEMENTARY
11638 | 4227160017700 | VENTILATOR CIRCUIT KIT SIZE PEDIATRIC 15 MM (ID) DUAL LIMB HEATED BOTH SIDES INSPIRATORY EXTENSION TUBE HUMIDIFIER CHAMBER C OMPATIBLE WITH MR850 TRILOBES ELECTRICAL CONNECTOR OR EQUIVALENT DISPOSABLE. ONE (1) EACHONE (1) KIT | RESPIRATORY AND ANESTHESIA TENDER
11639 | 4227160017800 | BLOOD PRESSURE ADULT CUFF SIZE L, DOUBLE TUBE, DISPOSABLE | RESPIRATORY AND ANESTHESIA TENDER
11640 | 4227160018100 | SPO2 SENSOR CABLE PEDIATRIC, MRI COMPATIBLE 6 M LONG, SHOULD BE COMPATIBLE WITH GE MACHINE OR EQUIVALENT | RESPIRATORY AND ANESTHESIA TENDER
11641 | 4227160018800 | STRAW, MOUTHPIECE FOR UREA BREATH TEST (UBT), ASSORTED SIZES | ENDOSCOPY SUPPLIES
11642 | 4227160019100 | CABLES 5 LEADS ECG FOR PHILIPS MONITORS OR EQUIVALENT. | SUPPLEMENTARY GEN.SUPPLIES NURS,BURN
11643 | 4227160019200 | CONNECTOR TRANSPARENT CONICAL WITH WITH LUER LOCK FITTING DISPOSABLE STERILE.... | SUPPLEMENTARY GEN.SUPPLIES NURS,WOUND
11644 | 4227160019400 | CONNECTOR IV LUER LOCK NEEDLE FREE DISPOSABLE STERILE. | SUPPLEMENTARY GEN.SUPPLIES NURS,BURN
11645 | 4227160020400 | KEY, OXYGEN CYLINDER, SIZE E, HARD PLASTIC | ANESTHESIA AND RESPIRATORY SUPPLEMENTARY
11646 | 4227160020900 | PAPER ECG FOR BIONET CARDIOCARE 2000 SIZE APPROX 215 MM X 25 M.... | SUPPLEMENTARY GEN.SUPPLIES NURS,BURN
11647 | 4227160400200 | PEAK FLOW METER, READING RANGE 60 TO 800 L/ MIN,WITH MOUTH PIECE, SINGLE PATIENT USE. | RESPIRATORY AND ANESTHESIA TENDER
11648 | 4227160600000 | CALIBRATION SYRINGE, 3.0 L VOLUME, COMPATIBLE WITH HOSPITAL STANDARD PFT MACHINE, VYAIRE-JAEGER OR EQUIVALENT | RESPIRATORY AND ANESTHESIA TENDER
11649 | 4227161500000 | PNEUMOTACH FLOW SENSOR PT-36 COMPLETENON HEATED COMPATIBLE WITH PFT MACHINE MASTER SCREEN OR EQUIVALENT | RESPIRATORY AND ANESTHESIA TENDER
11650 | 4227161500100 | FLOW SENSOR FOR SCREEN PNEUMOTACH PEDIATRIC, COMPATIBLE WITH PFT MACHINE | ANESTHESIA AND RESPIRATORY SUPPLEMENTARY
11651 | 4227161500200 | SPARE SCREEN FOR PNEUMOTACH COMPATIBLE WITH JAEGER OR EQUIVALENT | RESPIRATORY AND ANESTHESIA TENDER
11652 | 4227161600200 | FILTER BARRIER WITH PORT, SIZE 30 MM, COMPATIBLE WITH PFT MACHINE JAEGER OR EQUIVALENT | RESPIRATORY AND ANESTHESIA TENDER
11653 | 4227161600500 | FILTER DLCO, DISPOSABLE COMPATIBLE WITH PFT MACHINE EASY ONE PRO OR EQUIVALENT | ANESTHESIA AND RESPIRATORY SUPPLEMENTARY
11654 | 4227161900100 | EXPIRATORY MUSCLE STRENGTH TRAINER COMES WITH NOSE CLIP | EAR, NOSE & THROAT SUPPLIES (ENT)
11655 | 4227161900200 | EXPIRATORY/INSPIRATORY, ONE PIECE DEVICE HAND-HELD RESPIRATORY MUSCLE TRAINER WITH INDEPENDENT DIAL CONTROL. USED FOR SPEECH THERAPY WITH NO EXTERNAL/CONNECTING TUBE | EAR, NOSE & THROAT SUPPLIES (ENT)
11656 | 4227162100200 | ADJUSTABLE VIBRATING POSITIVE EXPIRATORY PRESSURE, WITH MOUTH PIECE, DISPOSABLE EASILY DISASSEMBLED FOR CLEANING. | RESPIRATORY AND ANESTHESIA TENDER
11657 | 4227162100400 | ADAPTER STRAIGHT 22M (ID) -22F (OD) WITH SAMPLE PORT LUER LOCK, DISPOSABLE, NON STERILE | ANESTHESIA AND RESPIRATORY SUPPLEMENTARY
11658 | 4227162100500 | ADAPTER STRAIGHT 22M (OD) -15F (ID) WITH ELBOW CO2 LUER LUCK PORT DISPOSABLE NON STERILE | ANESTHESIA AND RESPIRATORY SUPPLEMENTARY
11659 | 4227162100600 | ADAPTER STRAIGHT 22M\15F(OD\ID) - 6.5MM(OD), DISPOSABLE, NON STERILE | RESPIRATORY AND ANESTHESIA TENDER
11660 | 4227162100700 | ADAPTER TRACHEOSTOMY T-PIECE 22 (OD) - 22 (ID)/15 (ID), DISPOSABLE | RESPIRATORY AND ANESTHESIA TENDER
11661 | 4227162100800 | ADAPTER TRACHEOSTOMY, T-PIECE 15 (OD) - 15 (ID)- 15 (ID), DISPOSABLE | RESPIRATORY AND ANESTHESIA TENDER
11662 | 4227162100900 | ADAPTER STRAIGHT, 22 (OD) - 15 (ID) | ANESTHESIA AND RESPIRATORY SUPPLEMENTARY
11663 | 4227162101000 | ADAPTER 22MM (ID) BOTH ENDS, DISPOSABLE, INDIVIDUAL PACK | RESPIRATORY AND ANESTHESIA TENDER
11664 | 4227162101100 | ADAPTER 15MM (ID) BOTH ENDS, DISPOSABLE, INDVUAL PACK | RESPIRATORY AND ANESTHESIA TENDER
11665 | 4227162101300 | PRESSURE MONITORING KIT, DOUBLE, FOR TRANSDUCER WITH MICRO DRIP CHAMBER, FLUSH DEVICE, EXTENSION FOR PRESSURE TUBING NOT LESS THAN (110 CM) AND 3 WAY STOPCOCK, NON COMPLIANT, (RED, BLUE) (SHOULD BE COMPATIBLE WITH EDWARD SYSTEM OR EQUIVALENT) | ANESTHESIA AND RESPIRATORY SUPPLEMENTARY
11666 | 4227162101500 | WASHING TUBE (ALL CHANNEL IRRIGATOR) TO FLUSH WATER/CHEMICALS THROUGH SCOPE CHANNELS FOR SCOPE MANUAL CLEANING AND DISINFECTION, COMPATIBLE WITH EACH HOSPITAL SCOPE, REUSABLE | ENDOSCOPY CONSUMABLES SUPPLIES
11667 | 4227162200100 | JACKET SQUEEZE, FOR PFT MACHINE SIZE S COMPATIBLE WITH JAEGER OR EQUIVALENT | RESPIRATORY AND ANESTHESIA TENDER
11668 | 4227162200200 | JACKET SQUEEZE FOR PFT MACHINE SIZE XS COMPATIBLE WITH JAEGER OR EQUIVALENT | RESPIRATORY AND ANESTHESIA TENDER
11669 | 4227162200300 | JACKET SQUEEZE FOR PFT MACHINE SIZE XXS COMPATIBLE WITH JAEGER OR EQUIVALENT | RESPIRATORY AND ANESTHESIA TENDER
11670 | 4227162200600 | JACKET VEST, SIZE XLARGE FOR CHEST SECRETION MOBILIZATION DEVICE DISPOSABLE, COMPATIBLE WITH CAREWAY OR EQUIVALENT | RESPIRATORY AND ANESTHESIA TENDER
11671 | 4227162200800 | WRAP VEST, SIZE XLARGE FOR CHEST SECRETION MOBILIZATION DEVICE DISPOSABLE, COMPATIBLE WITH HILLROM-VEST OR EQUIVALENT | RESPIRATORY AND ANESTHESIA TENDER
11672 | 4227162201000 | JACKET VEST, SIZE ADULT LARGE FOR CHEST SECRETION MOBILIZATION DEVICE DISPOSABLE, COMPATIBLE WITH HILLROM-VEST OR EQUIVALENT | RESPIRATORY AND ANESTHESIA TENDER
11673 | 4227162201200 | WRAP VEST, SIZE LARGE FOR CHEST SECRETION MOBILIZATION DEVICE DISPOSABLE, COMPATIBLE WITH HILLROM-VEST OR EQUIVALENT | RESPIRATORY AND ANESTHESIA TENDER
11674 | 4227162201600 | WRAP VEST, SIZE MEDIUM FOR CHEST SECRETION MOBILIZATION DEVICE DISPOSABLE, COMPATIBLE WITH CAREWAY OR EQUIVALENT | ANESTHESIA AND RESPIRATORY SUPPLEMENTARY
11675 | 4227162202000 | WRAP VEST, SIZE SMALL FOR CHEST SECRETION MOBILIZATION DEVICE DISPOSABLE, COMPATIBLE WITH HILLROM-VEST OR EQUIVALENT | RESPIRATORY AND ANESTHESIA TENDER
11676 | 4227162202400 | WRAP VEST, SIZE XLARGE FOR CHEST SECRETION MOBILIZATION DEVICE DISPOSABLE, COMPATIBLE WITH CAREWAY OR EQUIVALENT | ANESTHESIA AND RESPIRATORY SUPPLEMENTARY
11677 | 4227162202800 | JACKET VEST, SIZE CHILD LARGE FOR CHEST SECRETION MOBILIZATION DEVICE DISPOSABLE, COMPATIBLE WITH HILLROM-VEST OR EQUIVALENT | RESPIRATORY AND ANESTHESIA TENDER
11678 | 4227162203000 | WRAP VEST, SIZE LARGE FOR CHEST SECRETION MOBILIZATION DEVICE DISPOSABLE, COMPATIBLE WITH CAREWAY OR EQUIVALENT | ANESTHESIA AND RESPIRATORY SUPPLEMENTARY
11679 | 4227162203800 | WRAP VEST, SIZE SMALL FOR CHEST SECRETION MOBILIZATION DEVICE DISPOSABLE, COMPATIBLE WITH CAREWAY OR EQUIVALENT | ANESTHESIA AND RESPIRATORY SUPPLEMENTARY
11680 | 4227164000000 | MOUTHPIECE, CARDBOARD, FOR PEAK FLOWMETER, DISPOSABLE, INDIVIDUALLY PACKED | RESPIRATORY AND ANESTHESIA TENDER
11681 | 4227164000300 | MOUTHPIECE SILICONE FOR CHILDREN TUBE FOR PFT MACHINE SIZE 28 MM DIAMETER COMPATIBLE WITH AND CERTIFIED TO BE USED WITH VYAIRE-SENTR YSUITE OR EQUIVALENT | RESPIRATORY AND ANESTHESIA TENDER
11682 | 4227164000400 | MOUTH PIECE BREATHING TUBE, ERGONOMIC, DISPOSABLE, FOR INFECTION ISOLATION COMPATIBLE WITH NDD-EASYONE PRO OR EQUIVALENT | ANESTHESIA AND RESPIRATORY SUPPLEMENTARY
11683 | 4227164500100 | TUBE SPIROMETRY FOR GAS SAMPLING COMPATIBLE WITH MRI MACHINE 6 M/20 FT 165 X 230 INCLUDING THE 20 MM LATCH COLOR YELLOW COMPATIBLE WITH GE HEALTHCARE DATEX OHMEDA OR EQUIVALENT MRI MACHINE | RESPIRATORY AND ANESTHESIA TENDER
11684 | 4227164500900 | SPIROMETRY ACCESSORY KIT COMPATIBLE WITH GE OR EQUIVALENT,3M LENGTH , FOR ADULT DISPOSABLES | RESPIRATORY AND ANESTHESIA TENDER
11685 | 4227164600100 | BELT DURABELT ZRIP, SIZE ADULT, COMPATIBLE WITH EACH HOSPITAL STANDARD SLEEP STUDY MACHINE. COMPATIBLE WITH ALICE 6 AND 5 OR EQUIVALENT | RESPIRATORY AND ANESTHESIA TENDER
11686 | 4227164600200 | BELT DURABELT ZRIP, SIZE PEDIATRIC, COMPATIBLE WITH SLEEP STUDY MACHINE, ALICE 6 AND 5 OR EQUIVALENT | RESPIRATORY AND ANESTHESIA TENDER
11687 | 4227164600400 | BELT EFFORT, SENSOR, COMPATIBLE WITH ALICE 6 AND 5 SLEEP STUDY MACHINE OR EQUIVALENT | RESPIRATORY AND ANESTHESIA TENDER
11688 | 4227164600500 | BELT EFFORT ZRIP, SIZE PEDIATRIC, COMPATIBLE WITH EACH HOSPITAL STANDARD SLEEP STUDY MACHINE, COMPATIBLE WITH ALICE 6 AND 5 OR EQUIVALENT | RESPIRATORY AND ANESTHESIA TENDER
11689 | 4227164600600 | BELT EFFORT ZRIP, SIZE L, COMPATIBLE WITH ALICE 6 AND 5 SLEEP STUDY MACHINE OR EQUIVALENT | RESPIRATORY AND ANESTHESIA TENDER
11690 | 4227164600700 | BELT WIRE SET ZRIP FOR EFFORT COMPATIBLE WITH ALICE 6 AND 5 SLEEP STUDY MACHINE OR EQUIVALENT ONE (1) EACHONE (1) SET | RESPIRATORY AND ANESTHESIA TENDER
11691 | 4227164600800 | CABLE ELECTRODE GOLD CUP FOR EEG EMG AND EOG 120 INCH, COMPATIBLE WITH SLEEP STUDY SIZE ALICE 6 AND 5 OR EQUIVALENT | RESPIRATORY AND ANESTHESIA TENDER
11692 | 4227164600900 | CABLE ELECTRODE GOLD CUP FOR EEG EMG AND EOG 48 INCH, COMPATIBLE WITH SLEEP STUDY SIZE ALICE 6 AND 5 OR EQUIVALENT | RESPIRATORY AND ANESTHESIA TENDER
11693 | 4227164601000 | CABLE ELECTRODE GOLD CUP FOR EEG EMG AND EOG 150-160CM, COMPATIBLE WITH SLEEP STUDY SIZE ALICE 6 AND 5 OR EQUIVALENT | ANESTHESIA AND RESPIRATORY SUPPLEMENTARY
11694 | 4227164601200 | CANNULA NASAL APNEA LINK COMPATIBLE WITH PORTABLE SLEEP STUDY RESMED MACHINE OR EQUIVALENT | ANESTHESIA AND RESPIRATORY SUPPLEMENTARY
11695 | 4227164601400 | CANNULA NASAL WITH CAPNO AND OXYGEN MONITOR, SIZE PEDIATRIC, DISPOSABLE, COMPATIBLE WITH SLEEP STUDY MACHINE, MASIMO SYSTEM OR EQUIVALENT | ANESTHESIA AND RESPIRATORY SUPPLEMENTARY
11696 | 4227164601500 | CANNULA NASAL FOR PRESSURE AND FLOW MONITORING, SIZE SMALL PEDIATRIC, DISPOSABLE, COMPATIBLE WITH ALICE 6 AND 5 SLEEP STUDY MACHINE OR EQUIVALENT | RESPIRATORY AND ANESTHESIA TENDER
11697 | 4227164601700 | CANNULA NASAL FOR PRESSURE AND ETCO2 MONITORING, SIZE ADULT, DISPOSABLE, COMPATIBLE WITH SLEEP STUDY MACHINE, ALICE 6 AND 5 OR EQUIVALENT | RESPIRATORY AND ANESTHESIA TENDER
11698 | 4227164601800 | CANNULA NASAL FOR PRESSURE AND ETCO2 MONITORING SIZE PEDIATRIC DISPOSABLE COMPATIBLE WIH SLEEP STUDY MACHINE ALICE 6 AND 5 OR EQUIVA LENT | RESPIRATORY AND ANESTHESIA TENDER
11699 | 4227164601900 | CANNULA ORAL / NASAL FOR PRESSURE AND FLOW MONITORING, SIZE ADULT, DISPOSABLE, COMPATIBLE WITH ALICE 6 AND 5 SLEEP STUDY MACHINE OR EQUIVALENT | RESPIRATORY AND ANESTHESIA TENDER
11700 | 4227164602300 | FILTER CAPNOGRAPH COMPATIBLE WITH LIFESENSE - SLEEP STUDY MACHINE ALICE 6 AND 5 OR EQUIVALENT | ANESTHESIA AND RESPIRATORY SUPPLEMENTARY
11701 | 4227164602500 | JUMPER CABLE REFERENCE ELECTRODE COMPATIBLE WITH SLEEP STUDY MACHINE, ALICE 6 AND 5 OR EQUIVALENT | ANESTHESIA AND RESPIRATORY SUPPLEMENTARY
11702 | 4227164603000 | CAPNOGRAPHY SENSOR, SAMPLING LINE, 2 M LONG, FOR ALICE 6 AND 5 COMPATIBLE WIT LOFLO MODULE OR EQUIVALENT | ANESTHESIA AND RESPIRATORY SUPPLEMENTARY
11703 | 4227164603400 | SNORE MICROPHONE COMPATIBLE WITH SLEEP STUDY MACHINE ALICE 6 OR EQUIVALENT | RESPIRATORY AND ANESTHESIA TENDER
11704 | 4227164603500 | THERMISTOR AIRFLOW FOR ADULT 1 CHANNEL FOR SLEEP STUDY MACHINE, COMPATIBLE WITH ALICE 6 AND 5 OR EQUIVALENT | RESPIRATORY AND ANESTHESIA TENDER
11705 | 4227164603600 | THERMISTOR AIRFLOW FOR PEDIATRIC 1 CHANNEL FOR SLEEP STUDY MACHINE, COMPATIBLE WITH ALICE 6 AND 5 OR EQUIVALENT | RESPIRATORY AND ANESTHESIA TENDER
11706 | 4227164800000 | ADAPTER FOR DIGITAL VOLUME TRANSDUCER COMPATIBLE WITH PFT MACHINE SENTRY SUITE OR EQUIVALENT | RESPIRATORY AND ANESTHESIA TENDER
11707 | 4227164800100 | ADAPTER FOR PFT MACHINE SIZE L COMPATIBLE WITH SENTRY SUIT AND VYNTUS CPX OR EQUIVALENT | RESPIRATORY AND ANESTHESIA TENDER
11708 | 4227164800200 | ADAPTER FOR TRIPLE-V FOR PFT MACHINE COMPATIBLE WITH VYAIRE MACHINE OR EQUIVALENT | RESPIRATORY AND ANESTHESIA TENDER
11709 | 4227164800400 | ADAPTER RING COMPLETE COMPATIBLE WITH HANS RUDOLPH VALVE TRIPLE FOR PFT MACHINE VYAIRE OR EQUIVALENT | RESPIRATORY AND ANESTHESIA TENDER
11710 | 4227164800500 | ADAPTER CONE, COMPATIBLE WITH PFT MACHINE SENTRY SUITE OR EQUIVALENT | RESPIRATORY AND ANESTHESIA TENDER
11711 | 4227164800600 | ADAPTER Y SHAPE COMPLETE, COMPATIBLE WITH PFT MACHINE SENTRY SUITE OR EQUIVALENT | RESPIRATORY AND ANESTHESIA TENDER
11712 | 4227164800700 | BABY SHUTTER, COMPATIBLE WITH PFT MACHINE SENTRY SUITE AND MASTER SCREEN OR EQUIVALENT | RESPIRATORY AND ANESTHESIA TENDER
11713 | 4227164801100 | CONNECTION BLOCK FOR NEBULIZER COMPATIBLE WITH PFT MACHINE SENTRY SUITE OR EQUIVALENT | RESPIRATORY AND ANESTHESIA TENDER
11714 | 4227164801700 | O - RING FOR PLASTIC TUBE COMPATIBLE WITH PFT MACHINE SENTRY SUITE OR EQUIVALENT | ANESTHESIA AND RESPIRATORY SUPPLEMENTARY
11715 | 4227164801800 | ADAPTER 30(ID)/30(ID) BOTH ENDS FOR RHINOMANOMETRY COMPATIBLE WITH PFT MACHINE SENTRY SUITE OR EQUIVALENT | RESPIRATORY AND ANESTHESIA TENDER
11716 | 4227164801900 | SENSOR VOLUME INSERT FOR PFT MACHINE COMPATIBLE WITH SENTRY SUITE OR EQUIVALENT | RESPIRATORY AND ANESTHESIA TENDER
11717 | 4227164802100 | TUBE ADAPTER PORTABLE WITH INDEX VALVE FOR PFT MACHINE, COMPATIBLE WITH VYAIRE OR EQUIVALENT | RESPIRATORY AND ANESTHESIA TENDER
11718 | 4227164802200 | TUBE ADAPTER WITH BALLOON VALVE FOR PFT MACHINE COMPATIBLE WITH SENTRY SUITE OR EQUIVALENT | RESPIRATORY AND ANESTHESIA TENDER
11719 | 4227164802600 | TUBE CANOPY FOR PFT MACHINE SIZE 1.8 M COMPATIBLE WITH SENTRY SUITE OR EQUIVALENT | RESPIRATORY AND ANESTHESIA TENDER
11720 | 4227164803200 | JET VALVE VENTUS CANOPY COMPATIBLE WITH VENTUS CPX OR EQUIVALENT | ANESTHESIA AND RESPIRATORY SUPPLEMENTARY
11721 | 4227164803300 | SAMPLE LINE FOR CARDIO-PULMONARY EXERCISE TEST (CPET) MACHINE, COMPATIBLE WITH VYAIRE PFT MACHINE OR EQUIVALENT | RESPIRATORY AND ANESTHESIA TENDER
11722 | 4227164803400 | ADAPTER FUNCTIONAL RESIDUAL CAPACITY BARRETTE OR EQUIVALENT, DISPOSABLE, FOR PFT MACHINE COMPATIBLE WITH EASY ONE PRO OR EQUIVALENT | ANESTHESIA AND RESPIRATORY SUPPLEMENTARY
11723 | 4227170000900 | CONNECTOR T-PIECE FOR VIBRATING MESH AEROSOL DRUG DELIVERY CHAMBER FOR NEONATAL CIRCUIT, DISPOSABLE, 12MM, COMPATIBLE WITH AEROGEN SYSTEM OR EQUIVALENT | ANESTHESIA AND RESPIRATORY SUPPLEMENTARY
11724 | 4227170500000 | CONNECTING TUBE HIGH PRESSURE FLOW RATE 3-5 ML/SEC 120-150 CM DISPOSABLE STERILE. | SUPPLEMENTARY GEN.SUPPLIES NURS,BURN
11725 | 4227170500100 | CONNECTING TUBE HIGH PRESSURE FLOW RATE 3-5 ML/SEC 180-200 CM DISPOSABLE STERILE. | SUPPLEMENTARY GEN.SUPPLIES NURS,BURN
11726 | 4227170500200 | CORRUGATED TUBE 40 INCH (100 CM) LONG, SOFT INTERNAL SURFACE FREE OF CORRUGATION RIDGES, LATEX FREE, DISPOSABLE, STERILE. | RESPIRATORY AND ANESTHESIA TENDER
11727 | 4227170500300 | CORRUGATED TUBE 6 INCH( 15CM )SOFT INTERNAL SURFACE FREE OF CORRUGATION RIDGES, LATEX FREE, DISPOSABLE, STERILE | RESPIRATORY AND ANESTHESIA TENDER
11728 | 4227170500600 | CONNECTOR Y FOR USE IN SINGLE NEEDLE DIALYSIS PVC MEDICAL GRADE 1: TOTAL LENGTH 10 - 12 CM EACH LIMB 5 - 6 CM MALE LUER LOCK CONNECTOR ON THE SINGLE END OF Y TO FIT WITH FISTULA NEEDLE FEMALE LUER LOCK CONNECTOR ON BOTH ENDS OF THE BIFID PART OF Y TO FIT WITH ARTERIAL AND VENOUS BLOOD LINES | RENAL SUPPLEMENTARY
11729 | 4227170502900 | TUBING CONNECTOR SIMS OR EQUIVALENT 5 - 10 MM STERILE. | SUPPLEMENTARY GEN.SUPPLIES NURS,BURN
11730 | 4227170503000 | TUBING CONNECTOR Y-SHAPED TAPERED 1/4-1/2 INCH X 3 M. | SUPPLEMENTARY GEN.SUPPLIES NURS,BURN
11731 | 4227170503200 | TUBE SUCTION TUBE CONNECTING 7-7.5 MM X 30 M CLEAR WITH BUBBLE EVERY 90 CM NON - STERILE. | SUPPLEMENTARY GEN.SUPPLIES NURS,BURN
11732 | 4227170503600 | CONNECTOR CORRUGATED TUBE 22 MM ID BOTH ENDS, LENGTH 1.8 M, SEGMENTED CUTTABLE, DISPOSABLE, INDIVIDUALLY PACKED. | RESPIRATORY AND ANESTHESIA TENDER
11733 | 4227170504100 | HFOV ADAPTER MADE OF SILICONE AND POLYSULFON COMPATIBLE WITH ACUTRONIC FABIAN INFANT VENTILATOR OR EQUIVALENT | RESPIRATORY AND ANESTHESIA TENDER
11734 | 4227170700800 | OXYGEN CYLINDER REGULATOR, BULLNOSE, WITH GAUGE AND FLOWMETER 1-15 LPM, WITH SCHRADER VALVE WITH BRITISH STANDARD PORT. | RESPIRATORY AND ANESTHESIA TENDER
11735 | 4227170701900 | FLOW SENSOR WITH CABLE, DISPOSABLE, COMPATIBLE WITH VENTILATOR AVEA OR EQUIVALENT | RESPIRATORY AND ANESTHESIA TENDER
11736 | 4227170702000 | FLOW SENSOR, NEONATAL SIZE, REUSABLE, COMPATIBLE WITH DRAGER VENTILATOR MODEL VN500 AND BABYLOG 8000 OR EQUIVALENT | RESPIRATORY AND ANESTHESIA TENDER
11737 | 4227170702400 | CONNECTING CABLE FOR FLOW SENSOR COMPATIBLE WITH VENTILATOR BABYLOG 8000 OR EQUIVALENT | RESPIRATORY AND ANESTHESIA TENDER
11738 | 4227170800000 | ANESTHESIA FACE MASK, FULLY TRANSPARENT ALL MASK AND INFLATABLE, AIR CUSHION, ANATOMICAL FIT WITH EFFECTIVE SEAL, EASY AND COMFORTABLE GRIP FOR USER, FLEXIBLE MASK BODY, NON SLIP RIDGES, LATEX FREE, DISPOSABLE, SIZE 1 INFANT | RESPIRATORY AND ANESTHESIA TENDER
11739 | 4227170800200 | ANESTHESIA FACE MASK, FULLY TRANSPARENT ALL MASK AND INFLATABLE, AIR CUSHION, ANATOMICAL FIT WITH EFFECTIVE SEAL, EASY AND COMFORTABLE GRIP FOR USER, FLEXIBLE MASK BODY, NON SLIP RIDGES, LATEX FREE, DISPOSABLE, SIZE 2 PEDIATRIC | RESPIRATORY AND ANESTHESIA TENDER
11740 | 4227170800300 | BAG SILICONE REBREATHING, ANTISTATIC, REUSABLE, ONE LITER CAPACITY, AUTOCLAVABLE | RESPIRATORY AND ANESTHESIA TENDER
11741 | 4227170800600 | ANESTHESIA FACE MASK, FULLY TRANSPARENT ALL MASK AND INFLATABLE, AIR CUSHION, ANATOMICAL FIT WITH EFFECTIVE SEAL, EASY AND COMFORTABLE GRIP FOR USER, FLEXIBLE MASK BODY, NON SLIP RIDGES, LATEX FREE, DISPOSABLE, SIZE 5 ADULT LARGE | RESPIRATORY AND ANESTHESIA TENDER
11742 | 4227170800800 | ANESTHESIA FACE MASK, FULLY TRANSPARENT ALL MASK AND INFLATABLE, AIR CUSHION, ANATOMICAL FIT WITH EFFECTIVE SEAL, EASY AND COMFORTABLE GRIP FOR USER, FLEXIBLE MASK BODY, NON SLIP RIDGES, LATEX FREE, DISPOSABLE, SIZE 6 ADULT XLARGE | RESPIRATORY AND ANESTHESIA TENDER
11743 | 4227170801000 | ANESTHESIA FACE MASK, FULLY TRANSPARENT ALL MASK AND INFLATABLE, AIR CUSHION, ANATOMICAL FIT WITH EFFECTIVE SEAL, EASY AND COMFORTABLE GRIP FOR USER, FLEXIBLE MASK BODY, NON SLIP RIDGES, LATEX FREE, DISPOSABLE, SIZE 0 NEONATAL | RESPIRATORY AND ANESTHESIA TENDER
11744 | 4227170801200 | BAG SILICONE REBREATHING, ANTISTATIC, REUSABLE, 0.75 LITER CAPACITY, AUTOCLAVABLE | RESPIRATORY AND ANESTHESIA TENDER
11745 | 4227170801700 | ANESTHESIA FACE MASK, FULLY TRANSPARENT ALL MASK AND INFLATABLE, AIR CUSHION, ANATOMICAL FIT WITH EFFECTIVE SEAL, EASY AND COMFORTABLE GRIP FOR USER, FLEXIBLE MASK BODY, NON SLIP RIDGES, LATEX FREE, DISPOSABLE, SIZE 3 ADULT SMALL | RESPIRATORY AND ANESTHESIA TENDER
11746 | 4227170802900 | ANESTHESIA FACE MASK SCENTED,INFLATABLE, AIR CUSHION, ANATOMICAL FIT WITH EFFECTIVE SEAL, EASY AND COMFORTABLE GRIP FOR USER, FLEXIBLE MASK BODY, NON SLIP RIDGES, LATEX FREE, DISPOSABLE, SIZE 2 | RESPIRATORY AND ANESTHESIA TENDER
11747 | 4227170803000 | ANESTHESIA FACE MASK SCENTED,INFLATABLE, AIR CUSHION, ANATOMICAL FIT WITH EFFECTIVE SEAL, EASY AND COMFORTABLE GRIP FOR USER, FLEXIBLE MASK BODY, NON SLIP RIDGES, LATEX FREE, DISPOSABLE, SIZE 6 | RESPIRATORY AND ANESTHESIA TENDER
11748 | 4227170803100 | ANESTHESIA FACE MASK SCENTED,INFLATABLE, AIR CUSHION, ANATOMICAL FIT WITH EFFECTIVE SEAL, EASY AND COMFORTABLE GRIP FOR USER, FLEXIBLE MASK BODY, NON SLIP RIDGES, LATEX FREE, DISPOSABLE, SIZE 5 | RESPIRATORY AND ANESTHESIA TENDER
11749 | 4227170803200 | ANESTHESIA FACE MASK SCENTED,INFLATABLE, AIR CUSHION, ANATOMICAL FIT WITH EFFECTIVE SEAL, EASY AND COMFORTABLE GRIP FOR USER, FLEXIBLE MASK BODY, NON SLIP RIDGES, LATEX FREE, DISPOSABLE, SIZE 3 | RESPIRATORY AND ANESTHESIA TENDER
11750 | 4227170803300 | ANESTHESIA FACE MASK SCENTED,INFLATABLE, AIR CUSHION, ANATOMICAL FIT WITH EFFECTIVE SEAL, EASY AND COMFORTABLE GRIP FOR USER, FLEXIBLE MASK BODY, NON SLIP RIDGES, LATEX FREE, DISPOSABLE, SIZE 1 | RESPIRATORY AND ANESTHESIA TENDER
11751 | 4227170803400 | ANESTHESIA FACE MASK SCENTED,INFLATABLE, AIR CUSHION, ANATOMICAL FIT WITH EFFECTIVE SEAL, EASY AND COMFORTABLE GRIP FOR USER, FLEXIBLE MASK BODY, NON SLIP RIDGES, LATEX FREE, DISPOSABLE, SIZE 0 | RESPIRATORY AND ANESTHESIA TENDER
11752 | 4227170803500 | ANESTHESIA FACE MASK, FULLY TRANSPARENT ALL MASK AND INFLATABLE, AIR CUSHION, ANATOMICAL FIT WITH EFFECTIVE SEAL, SCENTED, EASY AND COMFORTABLE GRIP FOR USER, FLEXIBLE MASK BODY, NON SLIP RIDGES, LATEX FREE, DISPOSABLE, SIZE 4 | ANESTHESIA AND RESPIRATORY SUPPLEMENTARY
11753 | 4227170808700 | BAG ANESTHESIA REBREATHING 1.0 L WITH HOSE EXPANDABLE AND ADAPTOR 22M BOTH SIDE, DISPOSABLE | ANESTHESIA AND RESPIRATORY SUPPLEMENTARY
11754 | 4227170808800 | BAG ANESTHESIA REBREATHING 0.5 L WITH HOSE EXPANDABLE AND ADAPTOR 22M BOTH SIDE DISPOSABLE | ANESTHESIA AND RESPIRATORY SUPPLEMENTARY
11755 | 4227170808900 | BAG ANESTHESIA REBREATHING 2.0L WITH HOSE EXPANDABLE AND ADAPTOR 22M BOTH SIDE, DISPOSABLE | ANESTHESIA AND RESPIRATORY SUPPLEMENTARY
11756 | 4227170812500 | TOTAL FACE MASK PEDIATRIC SIZE XXS COVER FROM HEAD TO CHIN, DISPOSABLE, INCLUDES INTERCHANGEABLE VENTED AND NON-VENTED ELBOW ADAPTER, WITH HEADGEAR. | RESPIRATORY AND ANESTHESIA TENDER
11757 | 4227170901200 | NASAL CANNULA OXYGEN PREMATURE 2.1 M SOFT PRONGS KINK RESISTANT, NON STERILE, CURVED PRONGS AND ROUNDED TIP, DISPOSABLE | RESPIRATORY AND ANESTHESIA TENDER
11758 | 4227170903300 | HIGH FLOW CIRCUIT KIT FOR BLENDER INFANT-PEDIATRIC SIZE DISPOSABLE NON-STERILE WITH PRESSURE RELEASE MANIFOLD SET AT 40 CM.H2O WITH AUTO FEED HUMIDIFIER CHAMBER COMPATIBLE WITH FISHER PAYKEL PRONGS OR EQUIVALENT | RESPIRATORY AND ANESTHESIA TENDER
11759 | 4227170904400 | SET NASAL CANNULA INFANT FOR CPAP, DUAL PORT, WITH INSPIRATORY AND EXPIRATORY ELBOW, LUER LOCK, BONNET, SIZE 0 | ANESTHESIA AND RESPIRATORY SUPPLEMENTARY
11760 | 4227170904500 | SET NASAL CANNULA INFANT FOR CPAP, DUAL PORT, WITH INSPIRATORY AND EXPIRATORY ELBOW, LUER LOCK, BONNET, SIZE 1 | ANESTHESIA AND RESPIRATORY SUPPLEMENTARY
11761 | 4227170904600 | SET NASAL CANNULA INFANT FOR CPAP, DUAL PORT, WITH INSPIRATORY AND EXPIRATORY ELBOW, LUER LOCK, BONNET, SIZE 2 | ANESTHESIA AND RESPIRATORY SUPPLEMENTARY
11762 | 4227170904700 | SET NASAL CANNULA INFANT FOR CPAP, DUAL PORT, WITH INSPIRATORY AND EXPIRATORY ELBOW, LUER LOCK, BONNET, SIZE 3 | ANESTHESIA AND RESPIRATORY SUPPLEMENTARY
11763 | 4227170904800 | SET NASAL CANNULA INFANT FOR CPAP, DUAL PORT, WITH INSPIRATORY AND EXPIRATORY ELBOW, LUER LOCK, BONNET, SIZE 4 | ANESTHESIA AND RESPIRATORY SUPPLEMENTARY
11764 | 4227170904900 | CANNULA ORAL / NASAL FOR PRESSURE AND FLOW MONITORING, SIZE ADULT, DISPOSABLE, COMPATIBLE WITH ALICE PDX SLEEP STUDY MACHINE OR EQUIVALENT | ANESTHESIA AND RESPIRATORY SUPPLEMENTARY
11765 | 4227171000000 | CANNULA NASAL FOR PRESSURE AND FLOW MONITORING, SIZE ADULT, DISPOSABLE, COMPATIBLE WITH ALICE 6 AND 5 SLEEP STUDY MACHINE OR EQUIVALENT | ANESTHESIA AND RESPIRATORY SUPPLEMENTARY
11766 | 4227171000300 | HIGH FLOW NASAL CANNULA, SIZES (ADULT LARGE) WITH CONNECTING ADAPTER, COMPATIBLE WITH AIRVO2 MACHINE OR EQUIVALENT | RESPIRATORY AND ANESTHESIA TENDER
11767 | 4227171100100 | HOOD FOIL FOR COMPATIBLE WITH PFT MACHINE SENTRY SUITE OR EQUIVALENT | RESPIRATORY AND ANESTHESIA TENDER
11768 | 4227171509900 | TUBING OXYGENAPPROXIMATLY 50 FEET LENGTH WITH CONNECTOR KINK RESISTANT ONE (1) EACHONE (1) ROL | RESPIRATORY AND ANESTHESIA TENDER
11769 | 4227171510200 | NITRIC OXIDE CONNECTORS PACK WITH DIFFERENT SIZE ADAPTORS AND ELBOWS AND TUBINGS NON-STERILE DISPOSABLE UNIVERSAL SIZES ONE (1) EACHONE (1) SET | RESPIRATORY AND ANESTHESIA TENDER
11770 | 4227180000200 | AEROSOL MISTING SYSTEM 250 ML, DISINFECTANT, DIDECYLDIMETHYLAMMONIUM CHLORIDE (DDAC) LESS THAN 0.10%, ALKYL DIMETHYL BENZYL AMMONIUM CHLORIDE (ADBAC) LESS THAN 0.06%, FOR USE ON ALL HARD AND SOFT SURFACES, IT KILLS GREATER THAN 99.99% PATHOGENS AND INHIBITS BACTERIAL SPORES AND IS OSHA BLOOD-BORNE PATHOGEN COMPLIANT, DESTROYERS VIRUSES, ERADICATES MOLDS/FUNGI/YEAST, NON- POWERED, SAFE, COMPACT, PORTABLE NO NEED FOR MACHINES, NO COLOR, NO ODOR, NON IRRITANT, NON CORROSIVE OR DAMAGING TO SURFACES NON-TOXIC, LEAVES NO HARMFUL RESIDUES, SAFE IN ALL ENVIRONMENTS, (MATCH WITH EN STANDARD), NOTE: MSDS SHOULD BE PROVIDED IN SOFT COPY. FREE OF CHARGE STANDE PROVIDED.... | DISINFECTANTS SUPPLIES
11771 | 4227180000300 | AEROSOL MISTING SYSTEM 450-500 ML, DISINFECTANT, DIDECYLDIMETHYLAMMONIUM CHLORIDE (DDAC) LESS THAN 0.10%, ALKYL DIMETHYL BENZYL AMMONIUM CHLORIDE (ADBAC) LESS THAN 0.06%, FOR USE ON ALL HARD AND SOFT SURFACES, IT KILLS GREATER THAN 99.99% PATHOGENS AND INHIBITS BACTERIAL SPORES AND IS OSHA BLOOD-BORNE PATHOGEN COMPLIANT, DESTROYERS VIRUSES, ERADICATES MOLDS/FUNGI/YEAST, NON- POWERED, SAFE, COMPACT, PORTABLE NO NEED FOR MACHINES, NO COLOR, NO ODOR, NON IRRITANT, NON CORROSIVE OR DAMAGING TO SURFACES NON-TOXIC, LEAVES NO HARMFUL RESIDUES, SAFE IN ALL ENVIRONMENTS, (MATCH WITH EN STANDARD), NOTE: MSDS SHOULD BE PROVIDED IN SOFT COPY. FREE OF CHARGE STANDE PROVIDED... | DISINFECTANTS SUPPLIES
11772 | 4227180000400 | HAND SANITIZER FOAMER, 600 ML, IS A DISINFECTANT / ANTISEPTIC, IT IS INTENDED FOR USE AS A SKIN ANTISEPTIC AND OFFERS SAFE, EFFECTIVE, USER FRIENDLY HAND AND SKIN CLEANSING, DISINFECTION AND SANITATION ACROSS A WIDE RANGE OF INDUSTRIES INCLUDING HEALTHCARE, IT IS BASED AROUND THE QUATERNARY AMMONIUM COMPOUND, BENZALKONIUM CHLORIDE (BAC), WITH AN ADJUVANT EFFECT TO ENHANCE ITS ANTIMICROBIAL EFFICACY, WITH DISPENSER, BOTTLE, NOTE: MSDS SHOULD BE PROVIDED IN SOFT COPY... | DISINFECTANTS SUPPLIES
11773 | 4227180501300 | ADAPTER HEATER WIRE FOR HEATED VENTILATOR CIRCUITS, SINGLE LIMB HEATER WIRE, COMPATIBLE AND CERTIFIED TO BE USED WITH MR 730 FISHER AND PAYKEL HUMIDIFIER OR EQUIVALENT | RESPIRATORY AND ANESTHESIA TENDER
11774 | 4227180501500 | ADAPTER HEATER WIRE FOR HEATED VENTILATOR CIRCUITS, SINGLE LIMB HEATER WIRE, COMPATIBLE AND CERTIFIED TO BE USED WITH MR 850 FISHER AND PAYKEL HUMIDIFIER OR EQUIVALENT | RESPIRATORY AND ANESTHESIA TENDER
11775 | 4227180602000 | NEBULIZER KIT, LARGE VOLUME MINIMUM 25 ML, HANDHELD WITH OXYGEN TUBING, DISPOSABLE, NON-STERILE, INDIVIDUALLY PACKED | RESPIRATORY AND ANESTHESIA TENDER
11776 | 4227180602100 | NEBULIZER KIT, FILTERED SMALL VOLUME, 6 ML, WITH WYE AND 2 ONE-WAY VALVE, CORRUGATED-TUBING, OXYGEN TUBING, MOUTHPIECE, 6 INCH RESERVOIR, DISPOSABLE. | RESPIRATORY AND ANESTHESIA TENDER
11777 | 4227180602400 | MEDICATION NEBULIZER CUP WITH QUICK CONNECTOR REUSABLE COMPATIBLE WITH BABYLOG FAMILY OR EQUIVALENT ONE (1) EACHONE (1) SET | RESPIRATORY AND ANESTHESIA TENDER
11778 | 4227180605200 | NEBULIZER MESH ADAPTER, DISPOSABLE, COMPATIBLE WITH VAPOTHERM HIGH FLOW CIRCUIT OR EQUIVALENT | ANESTHESIA AND RESPIRATORY SUPPLEMENTARY
11779 | 4227180605300 | MESH NEBULIZER KIT FOR AIRICU. MESH NEBULIZER CHAMBER WITH MOUTHPIECE INCLUDES MEDICATION CUP WITH 8 ML CAPACITY, OXYGEN TUBE AND TWO DIFFERENT SIZES OF FACE MASK. COMPATIBLE WITH AIRICU OR EQUIVALENT | ANESTHESIA AND RESPIRATORY SUPPLEMENTARY
11780 | 4227190000700 | INTUBATING LARYNGEAL MASK AIRWAY, INFLATABLE CUFF, WITH ABILITY REMOVAL CONNECTOR, WITH EPIGLOTTIS ELEVATOR, BIG ADULT, WEIGHT 70 - 100 KG, LATEX FREE, DISPOSABLE | ANESTHESIA AND RESPIRATORY SUPPLEMENTARY
11781 | 4227190000800 | INTUBATING LARYNGEAL MASK AIRWAY, INFLATABLE CUFF, WITH ABILITY REMOVAL CONNECTOR, WITH EPIGLOTTIS ELEVATOR, WEIGHT 30 - 50 KG, LATEX FREE, DISPOSABLE | ANESTHESIA AND RESPIRATORY SUPPLEMENTARY
11782 | 4227190000900 | INTUBATING LARYNGEAL MASK AIRWAY, INFLATABLE CUFF, WITH ABILITY REMOVAL CONNECTOR, WITH EPIGLOTTIS ELEVATOR, ADULT, WEIGHT 50 - 70 KG, LATEX FREE, DISPOSABLE | ANESTHESIA AND RESPIRATORY SUPPLEMENTARY
11783 | 4227190001800 | COOLED RADIO FREQUENCY KIT INCLUDED: PROBE NEEDLE 17 GAUGE 75MM 5.4MM ACTIVE TIP | RESPIRATORY AND ANESTHESIA TENDER
11784 | 4227190001900 | COOLED RADIO FREQUENCY KIT INCLUDED: PROBE NEEDLE 17 GAUGE 100MM 5.4MM ACTIVE TIP | RESPIRATORY AND ANESTHESIA TENDER
11785 | 4227190002000 | PROBE FOR RADIO FREQUENCY NEEDL , COMPATILE WITH STRIGHT NEEDLE | RESPIRATORY AND ANESTHESIA TENDER
11786 | 4227190002100 | PROBE FOR RADIO FREQUENCY NEEDL , COMPATILE WITH CURVDE NEEDLE | RESPIRATORY AND ANESTHESIA TENDER
11787 | 4227190002200 | RADIO FREQUENCY KIT, INCLUDED: PROBE, NEEDLE 18 GAUGE, 100MM, 5MM THREE TINED ACTIVE TIP | RESPIRATORY AND ANESTHESIA TENDER
11788 | 4227190002300 | RADIO FREQUENCY KIT, INCLUDED: PROBE, NEEDLE 18 GAUGE, 54MM, 5MM THREE TINED ACTIVE TIP | RESPIRATORY AND ANESTHESIA TENDER
11789 | 4227190002400 | RADIO FREQUENCY KIT, INCLUDED: PROBE, NEEDLE 18 GAUGE, 150MM, 5MM THREE TINED HYPRID ACTIVE TIP | RESPIRATORY AND ANESTHESIA TENDER
11790 | 4227190002500 | PRF TUBE, CONTAIN A SODIUM CITRATE ANTICOAGULANT SOLUTION AND A SEPARATING GEL TO SEPARATE PLASMA AND PLATELETS FROM THE BLOOD CELLS , 10ML BLOOD SAMPLE VOL PER TUBE, 5-6 ML PRP VOL PER TUBE, MORE THAN 80% PLATELET RECOVERY, MORE THAN 99% RED BLOOD CELL DEPLETION, PLATELET CONCENTRATION FACTOR MORE THAN 1.6 TIMES | RESPIRATORY AND ANESTHESIA TENDER
11791 | 4227190002600 | BIOCOMPATIBLE PERCUTANEOUS MULTI-CONTACT LEADS FOR SPINAL CORD STIMULATION, ASSORTED LENGTHS AND CONTACT CONFIGURATIONS,STERILE, SIN GLE-USE | RESPIRATORY AND ANESTHESIA TENDER
11792 | 4227190002700 | NEEDLE EPIDURAL TUOHY SZ 19-20G X 40-50MM | RESPIRATORY AND ANESTHESIA TENDER
11793 | 4227190002800 | MINIMALLY INVASIVE LUMBAR DECOMPRESSION KIT ,THE KIT CONTAIN ALL NECESSARY PERCUTANEOUS ACCESS AND TISSUE-DEBULKING TOOLS INCLUDING , TISSUE SCULPTOR, TROCAR AND HANDLE, BONE RONGEUR, AND PORTAL STABILIZE STERILE, SINGLE-USE (DISPOSABLE). | RESPIRATORY AND ANESTHESIA TENDER
11794 | 4227190002900 | PERCUTANEOUS BASIVERTEBRAL NERVE (BVN) RADIOFREQUENCY ABLATION KIT INCLUDING BONE ACCESS TOOLS, A CURVED REAMER, AND AN FLEXIBLE RAD IOFREQUENCY PROBE,STERILE, SINGLE-USE | RESPIRATORY AND ANESTHESIA TENDER
11795 | 4227190003000 | NASAL CANNULA INTERFACE, DISINGED FOR NON INVASIVE POSITIVE PRESSURE DELIVERY, WITH OXYGEN ADAPTER 15MM, PRONGS 3MM OD SEPTAL SPACE 2.5 MM, COMPATIBLE WITH STANDARD HEATED VENTILATOR CIRCUIT | RESPIRATORY AND ANESTHESIA TENDER
11796 | 4227190003100 | NASAL CANNULA INTERFACE, DISINGED FOR NON INVASIVE POSITIVE PRESSURE DELIVERY, WITH OXYGEN ADAPTER 15MM, PRONGS 3MM OD SEPTAL SPACE 4.25 MM, COMPATIBLE WITH STANDARD HEATED VENTILATOR CIRCUIT | RESPIRATORY AND ANESTHESIA TENDER
11797 | 4227190003200 | NASAL CANNULA INTERFACE, DISINGED FOR NON INVASIVE POSITIVE PRESSURE DELIVERY, WITH OXYGEN ADAPTER 15MM, PRONGS 3.5MM OD SEPTAL SPAC E 4.75 MM, COMPATIBLE WITH STANDARD HEATED VENTILATOR CIRCUIT | RESPIRATORY AND ANESTHESIA TENDER
11798 | 4227190003300 | NASAL CANNULA INTERFACE, DISINGED FOR NON INVASIVE POSITIVE PRESSURE DELIVERY, WITH OXYGEN ADAPTER 15MM, PRONGS 4MM OD SEPTAL SPACE 5 MM, COMPATIBLE WITH STANDARD HEATED VENTILATOR CIRCUIT | RESPIRATORY AND ANESTHESIA TENDER
11799 | 4227190003400 | NASAL CANNULA INTERFACE, DISINGED FOR NON INVASIVE POSITIVE PRESSURE DELIVERY, WITH OXYGEN ADAPTER 15MM, PRONGS 5.25MM OD SEPTAL SPA CE 5.75 MM, COMPATIBLE WITH STANDARD HEATED VENTILATOR CIRCUIT | RESPIRATORY AND ANESTHESIA TENDER
11800 | 4227190003500 | NASAL CANNULA INTERFACE, DISINGED FOR NON INVASIVE POSITIVE PRESSURE DELIVERY, WITH OXYGEN ADAPTER 15MM, PRONGS 5.75MM OD SEPTAL SPA CE 6.75 MM, COMPATIBLE WITH STANDARD HEATED VENTILATOR CIRCUIT | RESPIRATORY AND ANESTHESIA TENDER
11801 | 4227190003600 | NASAL CANNULA INTERFACE, DISINGED FOR NON INVASIVE POSITIVE PRESSURE DELIVERY, WITH OXYGEN ADAPTER 15MM, PRONGS 6.5MM OD SEPTAL SPAC E 7.75 MM, COMPATIBLE WITH STANDARD HEATED VENTILATOR CIRCUIT | RESPIRATORY AND ANESTHESIA TENDER
11802 | 4227190003700 | MASK FULL FACE NASAL BRIDGE FREE , ADULT SILICONE/GEL, VENTED, SIZE LARGE WITH STRAP AND SWIVEL, DISPOSABLE FOR CPAP/BIPAP MACHINE., ONE (1) ITEM/PC = ONE (1) SET | RESPIRATORY AND ANESTHESIA TENDER
11803 | 4227190003800 | MASK FULL FACE NASAL BRIDGE FREE , ADULT SILICONE/GEL, VENTED, SIZE SMALL WITH STRAP AND SWIVEL,DISPOSABLE FOR CPAP/BIPAP MACHINE., ONE (1) ITEM/PC = ONE (1) SET | RESPIRATORY AND ANESTHESIA TENDER
11804 | 4227190003900 | MASK FULL FACE NASAL BRIDGE FREE , ADULT SILICONE/GEL, VENTED, SIZE MEDIUM WITH STRAP AND SWIVEL, DISPOSABLE FOR CPAP/BIPAP MACHINE., ONE (1) ITEM/PC = ONE (1) SET | RESPIRATORY AND ANESTHESIA TENDER
11805 | 4227190004000 | MASK FULL FACE NASAL BRIDGE FREE , ADULT SILICONE/GEL, NON-VENTED, SIZE MEDIUM WITH STRAP AND SWIVEL, DISPOSABL E FOR VENTILATOR, ONE (1) ITEM/PC = ONE (1) SET | RESPIRATORY AND ANESTHESIA TENDER
11806 | 4227190004100 | MASK FULL FACE NASAL BRIDGE FREE ,ADULT SILICONE/GEL, NON-VENTED, SIZE SMALL WITH STRAP AND SWIVEL, DISPOSABL E FOR VENTILATOR, ONE (1) ITEM/PC = ONE (1) SET | RESPIRATORY AND ANESTHESIA TENDER
11807 | 4227190004200 | MASK FULL FACE NASAL BRIDGE FREE ADULT SILICONE/GEL, NON-VENTED, SIZE LARGE WITH STRAP AND SWIVEL, DISPOSABL E FOR VENTILATOR, ONE (1) ITEM/PC = ONE (1) SET. | RESPIRATORY AND ANESTHESIA TENDER
11808 | 4227190004300 | Adapter Ventilator Pressure Line , luer luck, 22MM OD X 15MM ID | RESPIRATORY AND ANESTHESIA TENDER
11809 | 4227190004400 | CANNULA SAFETY IV, WITH MULTIPLE-ACCESS SEPTUM BLOOD CONTROL PASSIVE SAFETY, FULLY AUTOMATIC PROTECTION, WITH FLEXIBLE WING MADE OF POLYURETHANE MATERIAL, SIZE 22G X 25MM | RESPIRATORY AND ANESTHESIA TENDER
11810 | 4227190004500 | CATHETER INTRAVENOUS CLOSED IV 18 GX 32 MM WITH PRE ATTACHED EXT TUBE Y SHAPE SEPTUM TRANSPARENT NEEDLELESS DEVICE | RESPIRATORY AND ANESTHESIA TENDER
11811 | 4227190004600 | MEDICAL NITRIC OXIDE CYLINDER REGULATOR WITH PRESSURE GAUGE FOR NITRIC OXIDE DELIVERY SYSTEM, SHOULD BE COMPATIBLE WITH NOXBOX MACHINE. | RESPIRATORY AND ANESTHESIA TENDER
11812 | 4227190004700 | CATHETER FOR SURFACTANT ADMINISTRATION, SOFT TIP, FLEXIBLE, TRANSPARENT MATERIAL WITH CLEAR MARKINGS, LESS INVASIVE 6FR GUAGE 2CM TI P AT A 30 DEGREE ANGLE. | RESPIRATORY AND ANESTHESIA TENDER
11813 | 4227190004800 | BRONCHOSCOPE FLEXIBLE SLIM 2.7MM WORKING CHANNEL 1.2MM STERILE DISPOSABLE COMPATIBLE WITH AMBU MONITOR OR EQUIVALENT | RESPIRATORY AND ANESTHESIA TENDER
11814 | 4227190004900 | END-BRONCHIAL BLOCKER SET WITH SPHERICAL BALLOON HIGH VOLUME BALLOONLOW PRESSURE DISTANCE MARKING WITH ABILITY TO DO SUCTION SUCTIONADAPTER ADJUSTABLE GUIDE LOOP FOR BRONCHOSCOPE STERILE SIZE 5.0 FR 45-49 CM | RESPIRATORY AND ANESTHESIA TENDER
11815 | 4227190005000 | END-BRONCHIAL BLOCKER SET WITH SPHERICAL BALLOON HIGH VOLUME BALLOONLOW PRESSURE DISTANCE MARKING WITH ABILITY TO DO SUCTION SUCTIONADAPTER ADJUSTABLE GUIDE LOOP FOR BRONCHOSCOPE STERILE SIZE 7.0 FR 66-70CM | RESPIRATORY AND ANESTHESIA TENDER
11816 | 4227190005100 | END-BRONCHIAL BLOCKER SET WITH SPHERICAL BALLOON HIGH VOLUME BALLOONLOW PRESSURE DISTANCE MARKING WITH ABILITY TO DO SUCTION SUCTIONADAPTER ADJUSTABLE GUIDE LOOP FOR BRONCHOSCOPE STERILE SIZE 9.0 FR 66.5-70CM | RESPIRATORY AND ANESTHESIA TENDER
11817 | 4227190005200 | BLADE FOR VIDEO LARYNGOSCOPE MACINTOSH SIZE 3 COMPATIBLE WITH EACH HOSPITAL STANDER | RESPIRATORY AND ANESTHESIA TENDER
11818 | 4227190005300 | BLADE FOR VIDEO LARYNGOSCOPE MACINTOSH SIZE 4 COMPATIBLE WITH EACH HOSPITAL STANDER | RESPIRATORY AND ANESTHESIA TENDER
11819 | 4227190005400 | HOLDER ENDOTRACHEAL TUBE NON-ADJUSTABLE ONE SIZE FITS ALL VELCRO | RESPIRATORY AND ANESTHESIA TENDER
11820 | 4227190005500 | INTUBATION VIDEO LARYNGEAL BLADE WITH INTEGRATED CAMERA AND LIGHT MILLER SIZA 00 DISPOSABLE COMPATIBLE WITH VERATHON SYSTEM OR EQUIV ALENT | RESPIRATORY AND ANESTHESIA TENDER
11821 | 4227190005600 | PEDIATRIC PATIENT DUAL LIMB BREATHING CIRCUIT WITH FLOW SENSOR DISPOSABLE COMPATIBLE WITH TV-100, CROSSVENT BIOMED VENTILATOR | RESPIRATORY AND ANESTHESIA TENDER
11822 | 4227190005700 | INFANT PATIENT DUAL LIMB BREATHING CIRCUIT WITH FLOW SENSOR DISPOSABLE COMPATIBLE WITH TV-100, CROSSVENT BIOMED VENTILATOR | RESPIRATORY AND ANESTHESIA TENDER
11823 | 4227190005800 | HIGH FLOW NASAL CANNULA ,INFANT SIZES (L) WITH CONNECTING ADAPTER, COMPATIBLE WITH INSPIRED MACHINE OR EQUIVALENT | RESPIRATORY AND ANESTHESIA TENDER
11824 | 4227190200000 | TUBE SENGSTAKEN RUBBER RADIOPAQUE LENGTH 120 CM GRADUATED EVERY 5 CM WITH 3 LATERAL EYES AT DISTAL END WITH 350 ML (AT LEAST) GASTRIC BAL LOON 100 ML(AT LEAST) ESOPHAGEAL BALLOON AND PRESSURE CONTROLLING VALVE SIZE: FG 15 DISPOSABLE STERILE. | SUPPLEMENTARY GEN.SUPPLIES NURS,BURN
11825 | 4227190200100 | TUBE SENGSTAKEN RUBBER RADIOPAQUE LENGTH 120 CM GRADUATED EVERY 5 CM WITH 3 LATERAL EYES AT DISTAL END WITH 350 ML (AT LEAST) GASTRIC BAL LOON 100 ML(AT LEAST) ESOPHAGEAL BALLOON AND PRESSURE CONTROLLING VALVE SIZE: FG 18 DISPOSABLE STERILE. | SUPPLEMENTARY GEN.SUPPLIES NURS,BURN
11826 | 4227190200200 | TUBE SENGSTAKEN RUBBER RADIOPAQUE LENGTH 120 CM GRADUATED EVERY 5 CM WITH 3 LATERAL EYES AT DISTAL END WITH 350 ML (AT LEAS T) GASTRIC BALLOON 100 ML(AT LEAST) ESOPHAGEAL BALLOON AND PRESSURE CONTROLLING VALVE SIZE: FG 21 DISPOSABLE STERILE. | SUPPLEMENTARY GEN.SUPPLIES NURS,BURN
11827 | 4227190200400 | TUBE, SALIVARY BYPASS, SILICONE, ASSORTED SIZES | EAR, NOSE & THROAT SUPPLIES (ENT)
11828 | 4227190322000 | TUBE, LASER SHIELD ENDOTRACHEAL ID 5.5MM | EAR, NOSE & THROAT SUPPLIES (ENT)
11829 | 4227190322400 | HOLDER ENDOTRACHEAL TUBE SET, WITH PLASTIC TUBE GRIP, HOOKUP LOOP STRAP VELCRO ADJUSTABLE, FOR 6.0 ETT AND ABOVE. | ANESTHESIA AND RESPIRATORY SUPPLEMENTARY
11830 | 4227190322500 | TUBE ENDOTRACHEAL, PVC, ORAL / NASAL TYPE, PROFILE CUFF HIGH VOLUME/LOW PRESSURE, RADIOPAQUE WITH 15MM TERMINATION CONNECTOR, NUMERI CAL SCALING EVERY 1 CM STARTING FROM INSERTION SIDE, PROPER CORRELATION BETWEEN ID/OD, SMOOTH FORMED MURPHY EYE AND TIP, SMOOTH TAPE RED MEMBRANE CUFF, DISPOSABLE, STERILE, SIZE, 3.0MM (ID) | RESPIRATORY AND ANESTHESIA TENDER
11831 | 4227190322600 | TUBE ENDOTRACHEAL, PVC, ORAL / NASAL TYPE, PROFILE CUFF HIGH VOLUME/LOW PRESSURE, RADIOPAQUE WITH 15MM TERMINATION CONNECTOR, NUMERIC AL SCALING EVERY 1 CM STARTING FROM INSERTION SIDE, PROPER CORRELATION BETWEEN ID/OD, SMOOTH FORMED MURPHY EYE AND TIP, SMOOTH TAPER ED MEMBRANE CUFF, DISPOSABLE, STERILE, SIZE, 3.5MM (ID) | RESPIRATORY AND ANESTHESIA TENDER
11832 | 4227190322700 | TUBE ENDOTRACHEAL, PVC, ORAL / NASAL TYPE, PROFILE CUFF HIGH VOLUME/LOW PRESSURE, RADIOPAQUE WITH 15MM TERMINATION CONNECTOR, NUMERIC AL SCALING EVERY 1 CM STARTING FROM INSERTION SIDE, PROPER CORRELATION BETWEEN ID/OD, SMOOTH FORMED MURPHY EYE AND TIP, SMOOTH TAPER ED MEMBRANE CUFF, DISPOSABLE, STERILE, SIZE, 4.0MM (ID) | RESPIRATORY AND ANESTHESIA TENDER
11833 | 4227190322800 | TUBE ENDOTRACHEAL, PVC, ORAL / NASAL TYPE, PROFILE CUFF HIGH VOLUME/LOW PRESSURE, RADIOPAQUE WITH 15MM TERMINATION CONNECTOR, NUMERI CAL SCALING EVERY 1 CM STARTING FROM INSERTION SIDE, PROPER CORRELATION BETWEEN ID/OD, SMOOTH FORMED MURPHY EYE AND TIP, SMOOTH TAPE RED MEMBRANE CUFF, DISPOSABLE, STERILE, SIZE, 4.5MM (ID) | RESPIRATORY AND ANESTHESIA TENDER
11834 | 4227190322900 | TUBE ENDOTRACHEAL, PVC, ORAL / NASAL TYPE, PROFILE CUFF HIGH VOLUME/LOW PRESSURE, RADIOPAQUE WITH 15MM TERMINATION CONNECTOR, NUMERI CAL SCALING EVERY 1 CM STARTING FROM INSERTION SIDE, PROPER CORRELATION BETWEEN ID/OD, SMOOTH FORMED MURPHY EYE AND TIP, SMOOTH TAPE RED MEMBRANE CUFF, DISPOSABLE, STERILE, SIZE, 5.0MM (ID) | RESPIRATORY AND ANESTHESIA TENDER
11835 | 4227190323000 | TUBE ENDOTRACHEAL PVC ORAL / NASAL TYPE PROFILE CUFF HIGH VOLUME/LOW PRESSURE RADIOPAQUE WITH 15MM TERMINATION CONNECTOR NUMERIC AL SCALING EVERY 1 CM STARTING FROM INSERTION SIDE PROPER CORRELATION BETWEEN ID/OD SMOOTH FORMED MURPHY EYE AND TIP SMOOTH TAPER ED MEMBRANE CUFF DISPOSABLE STERILE SIZE 5.5MM (ID) | RESPIRATORY AND ANESTHESIA TENDER
11836 | 4227190323100 | TUBE ENDOTRACHEAL, PVC, ORAL / NASAL TYPE, PROFILE CUFF HIGH VOLUME/LOW PRESSURE, RADIOPAQUE WITH 15MM TERMINATION CONNECTOR, NUMERIC AL SCALING EVERY 1 CM STARTING FROM INSERTION SIDE, PROPER CORRELATION BETWEEN ID/OD, SMOOTH FORMED MURPHY EYE AND TIP, SMOOTH TAPER ED MEMBRANE CUFF, DISPOSABLE, STERILE, SIZE, 6.0MM (ID) | RESPIRATORY AND ANESTHESIA TENDER
11837 | 4227190323200 | TUBE ENDOTRACHEAL, PVC, ORAL / NASAL TYPE, PROFILE CUFF HIGH VOLUME/LOW PRESSURE, RADIOPAQUE WITH 15MM TERMINATION CONNECTOR, NUMERIC AL SCALING EVERY 1 CM STARTING FROM INSERTION SIDE, PROPER CORRELATION BETWEEN ID/OD, SMOOTH FORMED MURPHY EYE AND TIP, SMOOTH TAPER ED MEMBRANE CUFF, DISPOSABLE, STERILE, SIZE, 6.5MM (ID) | RESPIRATORY AND ANESTHESIA TENDER
11838 | 4227190323300 | TUBE ENDOTRACHEAL PVC ORAL / NASAL TYPE PROFILE CUFF HIGH VOLUME/LOW PRESSURE RADIOPAQUE WITH 15MM TERMINATION CONNECTOR NUMERI CAL SCALING EVERY 1 CM STARTING FROM INSERTION SIDE PROPER CORRELATION BETWEEN ID/OD SMOOTH FORMED MURPHY EYE AND TIP SMOOTH TAPE RED MEMBRANE CUFF DISPOSABLE STERILE SIZE 7.0MM (ID) | RESPIRATORY AND ANESTHESIA TENDER
11839 | 4227190323400 | TUBE ENDOTRACHEAL, PVC, ORAL / NASAL TYPE, PROFILE CUFF HIGH VOLUME/LOW PRESSURE, RADIOPAQUE WITH 15MM TERMINATION CONNECTOR, NUMERI CAL SCALING EVERY 1 CM STARTING FROM INSERTION SIDE, PROPER CORRELATION BETWEEN ID/OD, SMOOTH FORMED MURPHY EYE AND TIP, SMOOTH TAPE RED MEMBRANE CUFF, DISPOSABLE, STERILE, SIZE, 7.5MM (ID) | RESPIRATORY AND ANESTHESIA TENDER
11840 | 4227190323500 | TUBE ENDOTRACHEAL PVC ORAL / NASAL TYPE PROFILE CUFF HIGH VOLUME/LOW PRESSURE RADIOPAQUE WITH 15MM TERMINATION CONNECTOR NUMERI CAL SCALING EVERY 1 CM STARTING FROM INSERTION SIDE PROPER CORRELATION BETWEEN ID/OD SMOOTH FORMED MURPHY EYE AND TIP SMOOTH TAPE RED MEMBRANE CUFF DISPOSABLE STERILE SIZE 8.0MM (ID) | RESPIRATORY AND ANESTHESIA TENDER
11841 | 4227190323600 | TUBE ENDOTRACHEAL, PVC, ORAL / NASAL TYPE, PROFILE CUFF HIGH VOLUME/LOW PRESSURE, RADIOPAQUE WITH 15MM TERMINATION CONNECTOR, NUMERI CAL SCALING EVERY 1 CM STARTING FROM INSERTION SIDE, PROPER CORRELATION BETWEEN ID/OD, SMOOTH FORMED MURPHY EYE AND TIP, SMOOTH TAPE RED MEMBRANE CUFF, DISPOSABLE, STERILE, SIZE, 8.5MM (ID) | RESPIRATORY AND ANESTHESIA TENDER
11842 | 4227190323700 | TUBE ENDOTRACHEAL, POLYVINYL, PLAIN, ORAL / NASAL TYPE, RADIOPAQUE WITH 15MM TERMINATION CONNECTOR, SMOOTH FORMED MURPHY EYE AND TIP, NUMERICAL SCALING EVERY 1 CM STARTING FROM INSERTION SIDE, PROPER CORRELATION BETWEEN ID/OD, DISPOSABLE, STERILE, INNER DIAMETER SI ZE, 2.5MM (ID) | RESPIRATORY AND ANESTHESIA TENDER
11843 | 4227190323800 | TUBE ENDOTRACHEAL POLYVINYL PLAIN ORAL / NASAL TYPE RADIOPAQUE WITH 15MM TERMINATION CONNECTOR SMOOTH FORMED MURPHY EYE AND TIP NUMERICAL SCALING EVERY 1 CM STARTING FROM INSERTION SIDE PROPER CORRELATION BETWEEN ID/OD DISPOSABLE STERILE INNER DIAMETER SI ZE 3.0MM (ID) | RESPIRATORY AND ANESTHESIA TENDER
11844 | 4227190323900 | TUBE ENDOTRACHEAL POLYVINYL PLAIN ORAL / NASAL TYPE RADIOPAQUE WITH 15MM TERMINATION CONNECTOR SMOOTH FORMED MURPHY EYE AND TIP NUMERICAL SCALING EVERY 1 CM STARTING FROM INSERTION SIDE PROPER CORRELATION BETWEEN ID/OD DISPOSABLE STERILE INNER DIAMETER SI ZE 3.5MM (ID) | RESPIRATORY AND ANESTHESIA TENDER
11845 | 4227190324000 | TUBE ENDOTRACHEAL POLYVINYL PLAIN ORAL / NASAL TYPE RADIOPAQUE WITH 15MM TERMINATION CONNECTOR SMOOTH FORMED MURPHY EYE AND TIP NUMERICAL SCALING EVERY 1 CM STARTING FROM INSERTION SIDE PROPER CORRELATION BETWEEN ID/OD DISPOSABLE STERILE INNER DIAMETER SI ZE 4.0MM (ID) | RESPIRATORY AND ANESTHESIA TENDER
11846 | 4227190324100 | TUBE ENDOTRACHEAL, POLYVINYL, PLAIN, ORAL / NASAL TYPE, RADIOPAQUE WITH 15MM TERMINATION CONNECTOR, SMOOTH FORMED MURPHY EYE AND TIP, NUMERICAL SCALING EVERY 1 CM STARTING FROM INSERTION SIDE, PROPER CORRELATION BETWEEN ID/OD, DISPOSABLE, STERILE, INNER DIAMETER S IZE, 4.5MM (ID) | RESPIRATORY AND ANESTHESIA TENDER
11847 | 4227190324200 | TUBE ENDOTRACHEAL, POLYVINYL, PLAIN, ORAL / NASAL TYPE, RADIOPAQUE WITH 15MM TERMINATION CONNECTOR, SMOOTH FORMED MURPHY EYE AND TIP, NUMERICAL SCALING EVERY 1 CM STARTING FROM INSERTION SIDE, PROPER CORRELATION BETWEEN ID/OD, DISPOSABLE, STERILE, INNER DIAMETER SI ZE, 5.0MM (ID) | RESPIRATORY AND ANESTHESIA TENDER
11848 | 4227190324300 | TUBE ENDOTRACHEAL, POLYVINYL, PLAIN, ORAL / NASAL TYPE, RADIOPAQUE WITH 15MM TERMINATION CONNECTOR, SMOOTH FORMED MURPHY EYE AND TIP, NUMERICAL SCALING EVERY 1 CM STARTING FROM INSERTION SIDE, PROPER CORRELATION BETWEEN ID/OD, DISPOSABLE, STERILE, INNER DIAMETER SI ZE, 5.5MM (ID) | RESPIRATORY AND ANESTHESIA TENDER
11849 | 4227190324400 | TUBE ENDOTRACHEAL POLYVINYL PLAIN ORAL / NASAL TYPE RADIOPAQUE WITH 15MM TERMINATION CONNECTOR SMOOTH FORMED MURPHY EYE AND TIP NUMERICAL SCALING EVERY 1 CM STARTING FROM INSERTION SIDE PROPER CORRELATION BETWEEN ID/OD DISPOSABLE STERILE INNER DIAMETER SI ZE 6.0MM (ID) | RESPIRATORY AND ANESTHESIA TENDER
11850 | 4227190324500 | TUBE ENDOTRACHEAL, POLYVINYL, PLAIN, ORAL / NASAL TYPE, RADIOPAQUE WITH 15MM TERMINATION CONNECTOR, SMOOTH FORMED MURPHY EYE AND TIP, NUMERICAL SCALING EVERY 1 CM STARTING FROM INSERTION SIDE, PROPER CORRELATION BETWEEN ID/OD, DISPOSABLE, STERILE, INNER DIAMETER SI ZE, 6.5MM (ID) | RESPIRATORY AND ANESTHESIA TENDER
11851 | 4227190324600 | TUBE ENDOTRACHEAL, POLYVINYL, ORAL / NASAL TYPE, CUFFED, RADIOPAQUE WITH 15MM TERMINATION CONNECTOR, SMOOTH FORMED MURPHY EYE AND TIP, WITH SUBGLOTTIC SUCTION TAPER NUMERICAL SCALING EVERY 1 CM STARTING FROM INSERTION SIDE, PROPER CORRELATION BETWEEN ID/OD, DISPOSABLE, STERILE, SIZE 3.0MM (ID) | RESPIRATORY AND ANESTHESIA TENDER
11852 | 4227190324700 | TUBE ENDOTRACHEAL, POLYVINYL, ORAL / NASAL TYPE, CUFFED, RADIOPAQUE WITH 15MM TERMINATION CONNECTOR, SMOOTH FORMED MURPHY EYE AND TIP, WITH SUBGLOTTIC SUCTION TAPER NUMERICAL SCALING EVERY 1 CM STARTING FROM INSERTION SIDE, PROPER CORRELATION BETWEEN ID/OD, DISPOSABLE, STERILE, SIZE 3.5MM (ID) | RESPIRATORY AND ANESTHESIA TENDER
11853 | 4227190324800 | TUBE ENDOTRACHEAL, POLYVINYL, ORAL / NASAL TYPE, CUFFED, RADIOPAQUE WITH 15MM TERMINATION CONNECTOR, SMOOTH FORMED MURPHY EYE AND TIP, WITH SUBGLOTTIC SUCTION TAPER NUMERICAL SCALING EVERY 1 CM STARTING FROM INSERTION SIDE, PROPER CORRELATION BETWEEN ID/OD, DISPOSABLE, STERILE, SIZE 4.0MM (ID) | RESPIRATORY AND ANESTHESIA TENDER
11854 | 4227190324900 | TUBE ENDOTRACHEAL, POLYVINYL, ORAL / NASAL TYPE, CUFFED, RADIOPAQUE WITH 15MM TERMINATION CONNECTOR, SMOOTH FORMED MURPHY EYE AND TIP, WITH SUBGLOTTIC SUCTION TAPER NUMERICAL SCALING EVERY 1 CM STARTING FROM INSERTION SIDE, PROPER CORRELATION BETWEEN ID/OD, DISPOSABLE, STERILE, SIZE 4.5MM (ID) | RESPIRATORY AND ANESTHESIA TENDER
11855 | 4227190325000 | TUBE ENDOTRACHEAL POLYVINYL ORAL / NASAL TYPE CUFFED RADIOPAQUE WITH 15MM TERMINATION CONNECTOR SMOOTH FORMED MURPHY EYE AND TIP WITH SUBGLOTTIC SUCTION TAPER NUMERICAL SCALING EVERY 1 CM STARTING FROM INSERTION SIDE PROPER CORRELATION BETWEEN ID/OD DISPOSABLE STERILE SIZE 5.0MM (ID) | RESPIRATORY AND ANESTHESIA TENDER
11856 | 4227190325100 | TUBE ENDOTRACHEAL, POLYVINYL, ORAL / NASAL TYPE, CUFFED, RADIOPAQUE WITH 15MM TERMINATION CONNECTOR, SMOOTH FORMED MURPHY EYE AND TIP, WITH SUBGLOTTIC SUCTION TAPER NUMERICAL SCALING EVERY 1 CM STARTING FROM INSERTION SIDE, PROPER CORRELATION BETWEEN ID/OD, DISPOSABLE, STERILE, SIZE 5.5MM (ID) | RESPIRATORY AND ANESTHESIA TENDER
11857 | 4227190325200 | TUBE ENDOTRACHEAL, PVC, ORAL / NASAL TYPE, TAPERED CUFF, WITH PILOT CUFF MARKED WITH TUBE SIZE, RADIOPAQUE WITH 15MM TERMINATION CONNECTOR, SMOOTH FORMED MURPHY EYE AND TIP, WITH SUBGLOTTIC SUCTION PORT LOCATED JUST ABOVE THE CUFF, TUBE LINES MUST ALLOW FOR TUBE SHORTENING, NUMERICAL SCALING EVERY 1 CM STARTING FROM INSERTION SIDE, PROPER CORRELATION BETWEEN ID/OD, DISPOSABLE, STERILE, SIZE 6.0MM (ID) | RESPIRATORY AND ANESTHESIA TENDER
11858 | 4227190325300 | TUBE ENDOTRACHEAL, PVC, ORAL / NASAL TYPE, TAPERED CUFF, WITH PILOT CUFF MARKED WITH TUBE SIZE, RADIOPAQUE WITH 15MM TERMINATION CONNECTOR, SMOOTH FORMED MURPHY EYE AND TIP, WITH SUBGLOTTIC SUCTION PORT LOCATED JUST ABOVE THE CUFF, TUBE LINES MUST ALLOW FOR TUBE SHORTENING, NUMERICAL SCALING EVERY 1 CM STARTING FROM INSERTION SIDE, PROPER CORRELATION BETWEEN ID/OD, DISPOSABLE, STERILE, SIZE 6.5MM (ID) | RESPIRATORY AND ANESTHESIA TENDER
11859 | 4227190325400 | TUBE ENDOTRACHEAL, PVC, ORAL / NASAL TYPE, TAPERED CUFF, WITH PILOT CUFF MARKED WITH TUBE SIZE, RADIOPAQUE WITH 15MM TERMINATION CONNECTOR, SMOOTH FORMED MURPHY EYE AND TIP, WITH SUBGLOTTIC SUCTION PORT LOCATED JUST ABOVE THE CUFF, TUBE LINES MUST ALLOW FOR TUBE SHORTENING, NUMERICAL SCALING EVERY 1 CM STARTING FROM INSERTION SIDE, PROPER CORRELATION BETWEEN ID/OD, DISPOSABLE, STERILE, SIZE 7.0MM (ID) | RESPIRATORY AND ANESTHESIA TENDER
11860 | 4227190325500 | TUBE ENDOTRACHEAL PVC ORAL / NASAL TYPE TAPERED CUFF WITH PILOT CUFF MARKED WITH TUBE SIZE RADIOPAQUE WITH 15MM TERMINATION CONNECTOR SMOOTH FORMED MURPHY EYE AND TIP WITH SUBGLOTTIC SUCTION PORT LOCATED JUST ABOVE THE CUFF TUBE LINES MUST ALLOW FOR TUBE SHORTENING NUMERICAL SCALING EVERY 1 CM STARTING FROM INSERTION SIDE PROPER CORRELATION BETWEEN ID/OD DISPOSABLE STERILE SIZE 7.5MM (ID) | RESPIRATORY AND ANESTHESIA TENDER
11861 | 4227190325600 | TUBE ENDOTRACHEAL, PVC, ORAL / NASAL TYPE, TAPERED CUFF, WITH PILOT CUFF MARKED WITH TUBE SIZE, RADIOPAQUE WITH 15MM TERMINATION CONNECTOR, SMOOTH FORMED MURPHY EYE AND TIP, WITH SUBGLOTTIC SUCTION PORT LOCATED JUST ABOVE THE CUFF, TUBE LINES MUST ALLOW FOR TUBE SHORTENING, NUMERICAL SCALING EVERY 1 CM STARTING FROM INSERTION SIDE, PROPER CORRELATION BETWEEN ID/OD, DISPOSABLE, STERILE, SIZE 8.0MM (ID) | RESPIRATORY AND ANESTHESIA TENDER
11862 | 4227190325700 | TUBE ENDOTRACHEAL, POLYVINYL (PVC), ORAL / NASAL TYPE, TAPERED CUFF, WITH PILOT CUFF MARKED WITH TUBE SIZE, RADIOPAQUE WITH 15MM TERMINATION CONNECTOR, SMOOTH FORMED MURPHY EYE AND TIP, WITH SUBGLOTTIC SUCTION PORT LOCATED JUST ABOVE THE CUFF, TUBE LINES MUST ALLOW FOR TUBE SHORTENING, NUMERICAL SCALING EVERY 1 CM STARTING FROM INSERTION SIDE, PROPER CORRELATION BETWEEN ID/OD, DISPOSABLE, STERILE, SIZE 8.5MM (ID) | RESPIRATORY AND ANESTHESIA TENDER
11863 | 4227190325800 | TUBE ENDOTRACHEAL, RAE- PREFORMED, PVC, UNCUFFED, ORAL TYPE, RADIOPAQUE WITH 15MM TERMINATION CONNECTOR, SMOOTH FORMED MURPHY EYE AND TIP, NUMERICAL SCALING EVERY 1 CM STARTING FROM INSERTION SIDE, PROPER CORRELATION BETWEEN ID/OD, DISPOSABLE, STERILE, SIZE, 2.5MM ( ID) | RESPIRATORY AND ANESTHESIA TENDER
11864 | 4227190325900 | TUBE ENDOTRACHEAL, RAE- PREFORMED, PVC, UNCUFFED, ORAL TYPE, RADIOPAQUE WITH 15MM TERMINATION CONNECTOR, SMOOTH FORMED MURPHY EYE AND TIP, NUMERICAL SCALING EVERY 1 CM STARTING FROM INSERTION SIDE, PROPER CORRELATION BETWEEN ID/OD, DISPOSABLE, STERILE, SIZE, 3.0MM ( ID) | RESPIRATORY AND ANESTHESIA TENDER
11865 | 4227190326000 | TUBE ENDOTRACHEAL, RAE- PREFORMED, PVC, UNCUFFED, ORAL TYPE, RADIOPAQUE WITH 15MM TERMINATION CONNECTOR, SMOOTH FORMED MURPHY EYE AND TIP, NUMERICAL SCALING EVERY 1 CM STARTING FROM INSERTION SIDE, PROPER CORRELATION BETWEEN ID/OD, DISPOSABLE, STERILE, SIZE, 3.5MM ( ID) | RESPIRATORY AND ANESTHESIA TENDER
11866 | 4227190326100 | TUBE ENDOTRACHEAL, RAE- PREFORMED, PVC, UNCUFFED, ORAL TYPE, RADIOPAQUE WITH 15MM TERMINATION CONNECTOR, SMOOTH FORMED MURPHY EYE AND TIP, NUMERICAL SCALING EVERY 1 CM STARTING FROM INSERTION SIDE, PROPER CORRELATION BETWEEN ID/OD, DISPOSABLE, STERILE, SIZE, 4.0MM ( ID) | RESPIRATORY AND ANESTHESIA TENDER
11867 | 4227190326200 | TUBE ENDOTRACHEAL, RAE- PREFORMED, PVC, UNCUFFED, ORAL TYPE, RADIOPAQUE WITH 15MM TERMINATION CONNECTOR, SMOOTH FORMED MURPHY EYE AND TIP, NUMERICAL SCALING EVERY 1 CM STARTING FROM INSERTION SIDE, PROPER CORRELATION BETWEEN ID/OD, DISPOSABLE, STERILE, SIZE, 4.5MM ( ID) | RESPIRATORY AND ANESTHESIA TENDER
11868 | 4227190326300 | TUBE ENDOTRACHEAL, RAE- PREFORMED, PVC, UNCUFFED, ORAL TYPE, RADIOPAQUE WITH 15MM TERMINATION CONNECTOR, SMOOTH FORMED MURPHY EYE AND TIP, NUMERICAL SCALING EVERY 1 CM STARTING FROM INSERTION SIDE, PROPER CORRELATION BETWEEN ID/OD, DISPOSABLE, STERILE, SIZE, 5.0MM ( ID) | RESPIRATORY AND ANESTHESIA TENDER
11869 | 4227190326400 | TUBE ENDOTRACHEAL, RAE- PREFORMED, PVC, UNCUFFED, ORAL TYPE, RADIOPAQUE WITH 15MM TERMINATION CONNECTOR, SMOOTH FORMED MURPHY EYE AND TIP, NUMERICAL SCALING EVERY 1 CM STARTING FROM INSERTION SIDE, PROPER CORRELATION BETWEEN ID/OD, DISPOSABLE, STERILE, SIZE, 5.5MM ( ID) | RESPIRATORY AND ANESTHESIA TENDER
11870 | 4227190326500 | TUBE ENDOTRACHEAL, RAE- PREFORMED, PVC, UNCUFFED, ORAL TYPE, RADIOPAQUE WITH 15MM TERMINATION CONNECTOR, SMOOTH FORMED MURPHY EYE AND TIP, NUMERICAL SCALING EVERY 1 CM STARTING FROM INSERTION SIDE, PROPER CORRELATION BETWEEN ID/OD, DISPOSABLE, STERILE, SIZE, 6.0MM ( ID) | RESPIRATORY AND ANESTHESIA TENDER
11871 | 4227190326600 | TUBE ENDOTRACHEAL, RAE- PREFORMED, PVC, UNCUFFED, ORAL TYPE, RADIOPAQUE WITH 15MM TERMINATION CONNECTOR, SMOOTH FORMED MURPHY EYE AND TIP, NUMERICAL SCALING EVERY 1 CM STARTING FROM INSERTION SIDE, PROPER CORRELATION BETWEEN ID/OD, DISPOSABLE, STERILE, SIZE, 6.5MM ( ID) | RESPIRATORY AND ANESTHESIA TENDER
11872 | 4227190326700 | TUBE ENDOTRACHEAL, RAE- PREFORMED, PVC, UNCUFFED, ORAL TYPE, RADIOPAQUE WITH 15MM TERMINATION CONNECTOR, SMOOTH FORMED MURPHY EYE AND TIP, NUMERICAL SCALING EVERY 1 CM STARTING FROM INSERTION SIDE, PROPER CORRELATION BETWEEN ID/OD, DISPOSABLE, STERILE, SIZE, 7.0MM ( ID) | RESPIRATORY AND ANESTHESIA TENDER
11873 | 4227190326800 | TUBE ENDOTRACHEAL, RAE- PREFORMED, PVC, CUFFED, ORAL TYPE, RADIOPAQUE WITH 15MM TERMINATION CONNECTOR, SMOOTH FORMED MURPHY EYE AND TIP, NUMERICAL SCALING EVERY 1 CM STARTING FROM INSERTION SIDE, PROPER CORRELATION BETWEEN ID/OD, DISPOSABLE, STERILE, SIZE, 3.0MM (ID ) | RESPIRATORY AND ANESTHESIA TENDER
11874 | 4227190326900 | TUBE ENDOTRACHEAL, RAE- PREFORMED, PVC, CUFFED, ORAL TYPE, RADIOPAQUE WITH 15MM TERMINATION CONNECTOR, SMOOTH FORMED MURPHY EYE AND T IP, NUMERICAL SCALING EVERY 1 CM STARTING FROM INSERTION SIDE, PROPER CORRELATION BETWEEN ID/OD, DISPOSABLE, STERILE, SIZE, 3.5MM (ID ) | RESPIRATORY AND ANESTHESIA TENDER
11875 | 4227190327000 | TUBE ENDOTRACHEAL, RAE- PREFORMED, PVC, CUFFED, ORAL TYPE, RADIOPAQUE WITH 15MM TERMINATION CONNECTOR, SMOOTH FORMED MURPHY EYE AND T IP, NUMERICAL SCALING EVERY 1 CM STARTING FROM INSERTION SIDE, PROPER CORRELATION BETWEEN ID/OD, DISPOSABLE, STERILE, SIZE, 4.0MM (ID ) | RESPIRATORY AND ANESTHESIA TENDER
11876 | 4227190327100 | TUBE ENDOTRACHEAL, RAE- PREFORMED, PVC, CUFFED, ORAL TYPE, RADIOPAQUE WITH 15MM TERMINATION CONNECTOR, SMOOTH FORMED MURPHY EYE AND T IP, NUMERICAL SCALING EVERY 1 CM STARTING FROM INSERTION SIDE, PROPER CORRELATION BETWEEN ID/OD, DISPOSABLE, STERILE, SIZE, 4.5MM (ID ) | RESPIRATORY AND ANESTHESIA TENDER
11877 | 4227190327200 | TUBE ENDOTRACHEAL RAE- PREFORMED PVC CUFFED ORAL TYPE RADIOPAQUE WITH 15MM TERMINATION CONNECTOR SMOOTH FORMED MURPHY EYE AND T IP NUMERICAL SCALING EVERY 1 CM STARTING FROM INSERTION SIDE PROPER CORRELATION BETWEEN ID/OD DISPOSABLE STERILE SIZE 5.0MM (ID ) | RESPIRATORY AND ANESTHESIA TENDER
11878 | 4227190327300 | TUBE ENDOTRACHEAL, RAE- PREFORMED, PVC, CUFFED, ORAL TYPE, RADIOPAQUE WITH 15MM TERMINATION CONNECTOR, SMOOTH FORMED MURPHY EYE AND T IP, NUMERICAL SCALING EVERY 1 CM STARTING FROM INSERTION SIDE, PROPER CORRELATION BETWEEN ID/OD, DISPOSABLE, STERILE, SIZE, 5.5MM (ID ) | RESPIRATORY AND ANESTHESIA TENDER
11879 | 4227190327400 | TUBE ENDOTRACHEAL, RAE- PREFORMED, PVC, CUFFED, ORAL TYPE, RADIOPAQUE WITH 15MM TERMINATION CONNECTOR, SMOOTH FORMED MURPHY EYE AND T IP, NUMERICAL SCALING EVERY 1 CM STARTING FROM INSERTION SIDE, PROPER CORRELATION BETWEEN ID/OD, DISPOSABLE, STERILE, SIZE, 6.0MM (ID ) | RESPIRATORY AND ANESTHESIA TENDER
11880 | 4227190327500 | TUBE ENDOTRACHEAL, RAE- PREFORMED, PVC, CUFFED, ORAL TYPE, RADIOPAQUE WITH 15MM TERMINATION CONNECTOR, SMOOTH FORMED MURPHY EYE AND T IP, NUMERICAL SCALING EVERY 1 CM STARTING FROM INSERTION SIDE, PROPER CORRELATION BETWEEN ID/OD, DISPOSABLE, STERILE, SIZE, 6.5MM (ID ) | RESPIRATORY AND ANESTHESIA TENDER
11881 | 4227190327600 | TUBE ENDOTRACHEAL, RAE- PREFORMED, PVC, CUFFED, ORAL TYPE, RADIOPAQUE WITH 15MM TERMINATION CONNECTOR, SMOOTH FORMED MURPHY EYE AND T IP, NUMERICAL SCALING EVERY 1 CM STARTING FROM INSERTION SIDE, PROPER CORRELATION BETWEEN ID/OD, DISPOSABLE, STERILE, SIZE, 7.0MM (ID ) | RESPIRATORY AND ANESTHESIA TENDER
11882 | 4227190327700 | TUBE ENDOTRACHEAL, RAE- PREFORMED, PVC, CUFFED, ORAL TYPE, RADIOPAQUE WITH 15MM TERMINATION CONNECTOR, SMOOTH FORMED MURPHY EYE AND T IP, NUMERICAL SCALING EVERY 1 CM STARTING FROM INSERTION SIDE, PROPER CORRELATION BETWEEN ID/OD, DISPOSABLE, STERILE, SIZE, 7.5MM (ID ) | RESPIRATORY AND ANESTHESIA TENDER
11883 | 4227190327800 | TUBE ENDOTRACHEAL, RAE- PREFORMED, PVC, CUFFED, ORAL TYPE, RADIOPAQUE WITH 15MM TERMINATION CONNECTOR, SMOOTH FORMED MURPHY EYE AND T IP, NUMERICAL SCALING EVERY 1 CM STARTING FROM INSERTION SIDE, PROPER CORRELATION BETWEEN ID/OD, DISPOSABLE, STERILE, SIZE, 8.0MM (ID ) | RESPIRATORY AND ANESTHESIA TENDER
11884 | 4227190327900 | TUBE ENDOTRACHEAL, RAE- PREFORMED, PVC, CUFFED, ORAL TYPE, RADIOPAQUE WITH 15MM TERMINATION CONNECTOR, SMOOTH FORMED MURPHY EYE AND T IP, NUMERICAL SCALING EVERY 1 CM STARTING FROM INSERTION SIDE, PROPER CORRELATION BETWEEN ID/OD, DISPOSABLE, STERILE, SIZE, 8.5MM (ID ) | RESPIRATORY AND ANESTHESIA TENDER
11885 | 4227190328000 | TUBE ENDOTRACHEAL, POLYVINYL, REINFORCED BY CIRCUMFERENTIAL RIBS, ORAL/NASAL TYPE, UNCUFFED, RADIOPAQUE WITH 15MM TERMINATION CONNECT OR, SMOOTH FORMED MURPHY EYE AND TIP, WITH STYLET, NUMERICAL SCALING EVERY 1 CM STARTING FROM INSERTION SIDE, PROPER CORRELATION BET WEEN ID/OD, DISPOSABLE, STERILE, SIZE 2.5MM (ID) | RESPIRATORY AND ANESTHESIA TENDER
11886 | 4227190328100 | TUBE ENDOTRACHEAL POLYVINYL REINFORCED BY CIRCUMFERENTIAL RIBS ORAL/NASAL TYPE UNCUFFED RADIOPAQUE WITH 15MM TERMINATION CONNECT OR SMOOTH FORMED MURPHY EYE AND TIP WITH STYLET NUMERICAL SCALING EVERY 1 CM STARTING FROM INSERTION SIDE PROPER CORRELATION BET WEEN ID/OD DISPOSABLE STERILE SIZE 3.0MM (ID) | RESPIRATORY AND ANESTHESIA TENDER
11887 | 4227190328200 | TUBE ENDOTRACHEAL, POLYVINYL, REINFORCED BY CIRCUMFERENTIAL RIBS, ORAL/NASAL TYPE, UNCUFFED, RADIOPAQUE WITH 15MM TERMINATION CONNECT OR, SMOOTH FORMED MURPHY EYE AND TIP, WITH STYLET, NUMERICAL SCALING EVERY 1 CM STARTING FROM INSERTION SIDE, PROPER CORRELATION BET WEEN ID/OD, DISPOSABLE, STERILE, SIZE 3.5MM (ID) | RESPIRATORY AND ANESTHESIA TENDER
11888 | 4227190328300 | TUBE ENDOTRACHEAL, POLYVINYL, REINFORCED BY CIRCUMFERENTIAL RIBS, ORAL/NASAL TYPE, UNCUFFED, RADIOPAQUE WITH 15MM TERMINATION CONNECT OR, SMOOTH FORMED MURPHY EYE AND TIP, WITH STYLET, NUMERICAL SCALING EVERY 1 CM STARTING FROM INSERTION SIDE, PROPER CORRELATION BET WEEN ID/OD, DISPOSABLE, STERILE, SIZE 4.0MM (ID) | RESPIRATORY AND ANESTHESIA TENDER
11889 | 4227190328400 | TUBE ENDOTRACHEAL, POLYVINYL, REINFORCED BY CIRCUMFERENTIAL RIBS, ORAL/NASAL TYPE, UNCUFFED, RADIOPAQUE WITH 15MM TERMINATION CONNECT OR, SMOOTH FORMED MURPHY EYE AND TIP, WITH STYLET, NUMERICAL SCALING EVERY 1 CM STARTING FROM INSERTION SIDE, PROPER CORRELATION BET WEEN ID/OD, DISPOSABLE, STERILE, SIZE 4.5MM (ID) | RESPIRATORY AND ANESTHESIA TENDER
11890 | 4227190328500 | TUBE ENDOTRACHEAL, POLYVINYL, REINFORCED BY CIRCUMFERENTIAL RIBS, ORAL/NASAL TYPE, UNCUFFED, RADIOPAQUE WITH 15MM TERMINATION CONNECT OR, SMOOTH FORMED MURPHY EYE AND TIP, WITH STYLET, NUMERICAL SCALING EVERY 1 CM STARTING FROM INSERTION SIDE, PROPER CORRELATION BET WEEN ID/OD, DISPOSABLE, STERILE, SIZE 5.0MM (ID) | RESPIRATORY AND ANESTHESIA TENDER
11891 | 4227190328600 | TUBE ENDOTRACHEAL, POLYVINYL, REINFORCED BY CIRCUMFERENTIAL RIBS, ORAL/NASAL TYPE, UNCUFFED, RADIOPAQUE WITH 15MM TERMINATION CONNECT OR, SMOOTH FORMED MURPHY EYE AND TIP, WITH STYLET, NUMERICAL SCALING EVERY 1 CM STARTING FROM INSERTION SIDE, PROPER CORRELATION BET WEEN ID/OD, DISPOSABLE, STERILE, SIZE 5.5MM (ID) | RESPIRATORY AND ANESTHESIA TENDER
11892 | 4227190328700 | TUBE ENDOTRACHEAL, POLYVINYL, REINFORCED BY CIRCUMFERENTIAL RIBS, ORAL/NASAL TYPE, UNCUFFED, RADIOPAQUE WITH 15MM TERMINATION CONNECT OR, SMOOTH FORMED MURPHY EYE AND TIP, WITH STYLET, NUMERICAL SCALING EVERY 1 CM STARTING FROM INSERTION SIDE, PROPER CORRELATION BET WEEN ID/OD, DISPOSABLE, STERILE, SIZE 6.0MM (ID) | RESPIRATORY AND ANESTHESIA TENDER
11893 | 4227190328800 | TUBE ENDOTRACHEAL, POLYVINYL, REINFORCED BY CIRCUMFERENTIAL RIBS, ORAL/NASAL TYPE, UNCUFFED, RADIOPAQUE WITH 15MM TERMINATION CONNECT OR, SMOOTH FORMED MURPHY EYE AND TIP, WITH STYLET, NUMERICAL SCALING EVERY 1 CM STARTING FROM INSERTION SIDE, PROPER CORRELATION BET WEEN ID/OD, DISPOSABLE, STERILE, SIZE 6.5MM (ID) | RESPIRATORY AND ANESTHESIA TENDER
11894 | 4227190328900 | TUBE ENDOTRACHEAL, POLYVINYL, REINFORCED BY CIRCUMFERENTIAL RIBS, ORAL/NASAL TYPE, UNCUFFED, RADIOPAQUE WITH 15MM TERMINATION CONNECT OR, SMOOTH FORMED MURPHY EYE AND TIP, WITH STYLET, NUMERICAL SCALING EVERY 1 CM STARTING FROM INSERTION SIDE, PROPER CORRELATION BET WEEN ID/OD, DISPOSABLE, STERILE, SIZE 7.0MM (ID) | RESPIRATORY AND ANESTHESIA TENDER
11895 | 4227190329000 | TUBE ENDOTRACHEAL, POLYVINYL, REINFORCED BY CIRCUMFERENTIAL RIBS, ORAL/NASAL TYPE, UNCUFFED, RADIOPAQUE WITH 15MM TERMINATION CONNECT OR, SMOOTH FORMED MURPHY EYE AND TIP, WITH STYLET, NUMERICAL SCALING EVERY 1 CM STARTING FROM INSERTION SIDE, PROPER CORRELATION BET WEEN ID/OD, DISPOSABLE, STERILE, SIZE 7.5MM (ID) | RESPIRATORY AND ANESTHESIA TENDER
11896 | 4227190329100 | TUBE ENDOTRACHEAL, POLYVINYL, REINFORCED BY CIRCUMFERENTIAL RIBS, ORAL/NASAL TYPE, PROFILE CUFF HIGH VOLUME/LOW PRESSURE, RADIOPAQUE WITH 15MM TERMINATION CONNECTOR, WITH STYLET, NUMERICAL SCALING EVERY 1 CM STARTING FROM INSERTION SIDE, PROPER CORRELATION BETWEEN ID/OD, SMOOTH FORMED MURPHY EYE AND TIP, SMOOTH TAPERED MEMBRANE CUFF, DISPOSABLE, STERILE, SIZE, 3.0MM (ID) | RESPIRATORY AND ANESTHESIA TENDER
11897 | 4227190329200 | TUBE ENDOTRACHEAL, POLYVINYL, REINFORCED BY CIRCUMFERENTIAL RIBS, ORAL/NASAL TYPE, PROFILE CUFF HIGH VOLUME/LOW PRESSURE, RADIOPAQUE WITH 15MM TERMINATION CONNECTOR, WITH STYLET, NUMERICAL SCALING EVERY 1 CM STARTING FROM INSERTION SIDE, PROPER CORRELATION BETWEEN ID/OD, SMOOTH FORMED MURPHY EYE AND TIP, SMOOTH TAPERED MEMBRANE CUFF, DISPOSABLE, STERILE, SIZE, 3.5MM (ID) | RESPIRATORY AND ANESTHESIA TENDER
11898 | 4227190329300 | TUBE ENDOTRACHEAL, POLYVINYL, REINFORCED BY CIRCUMFERENTIAL RIBS, ORAL/NASAL TYPE, PROFILE CUFF HIGH VOLUME/LOW PRESSURE, RADIOPAQUE WITH 15MM TERMINATION CONNECTOR, WITH STYLET, NUMERICAL SCALING EVERY 1 CM STARTING FROM INSERTION SIDE, PROPER CORRELATION BETWEEN ID/OD, SMOOTH FORMED MURPHY EYE AND TIP, SMOOTH TAPERED MEMBRANE CUFF, DISPOSABLE, STERILE, SIZE, 4.0MM (ID) | RESPIRATORY AND ANESTHESIA TENDER
11899 | 4227190329400 | TUBE ENDOTRACHEAL POLYVINYL REINFORCED BY CIRCUMFERENTIAL RIBS ORAL/NASAL TYPE PROFILE CUFF HIGH VOLUME/LOW PRESSURE RADIOPAQUE WITH 15MM TERMINATION CONNECTOR WITH STYLET NUMERICAL SCALING EVERY 1 CM STARTING FROM INSERTION SIDE PROPER CORRELATION BETWEEN ID/OD SMOOTH FORMED MURPHY EYE AND TIP SMOOTH TAPERED MEMBRANE CUFF DISPOSABLE STERILE SIZE 4.5MM (ID) | RESPIRATORY AND ANESTHESIA TENDER
11900 | 4227190329500 | TUBE ENDOTRACHEAL, POLYVINYL, REINFORCED BY CIRCUMFERENTIAL RIBS, ORAL/NASAL TYPE, PROFILE CUFF HIGH VOLUME/LOW PRESSURE, RADIOPAQUE WITH 15MM TERMINATION CONNECTOR, WITH STYLET, NUMERICAL SCALING EVERY 1 CM STARTING FROM INSERTION SIDE, PROPER CORRELATION BETWEEN ID/OD, SMOOTH FORMED MURPHY EYE AND TIP, SMOOTH TAPERED MEMBRANE CUFF, DISPOSABLE, STERILE, SIZE, 5.0MM (ID) | RESPIRATORY AND ANESTHESIA TENDER
11901 | 4227190329600 | TUBE ENDOTRACHEAL, POLYVINYL, REINFORCED BY CIRCUMFERENTIAL RIBS, ORAL/NASAL TYPE, PROFILE CUFF HIGH VOLUME/LOW PRESSURE, RADIOPAQUE WITH 15MM TERMINATION CONNECTOR, WITH STYLET, NUMERICAL SCALING EVERY 1 CM STARTING FROM INSERTION SIDE, PROPER CORRELATION BETWEEN ID/OD, SMOOTH FORMED MURPHY EYE AND TIP, SMOOTH TAPERED MEMBRANE CUFF, DISPOSABLE, STERILE, SIZE, 5.5MM (ID) | RESPIRATORY AND ANESTHESIA TENDER
11902 | 4227190329700 | TUBE ENDOTRACHEAL, POLYVINYL, REINFORCED BY CIRCUMFERENTIAL RIBS, ORAL/NASAL TYPE, PROFILE CUFF HIGH VOLUME/LOW PRESSURE, RADIOPAQUE WITH 15MM TERMINATION CONNECTOR, WITH STYLET, NUMERICAL SCALING EVERY 1 CM STARTING FROM INSERTION SIDE, PROPER CORRELATION BETWEEN ID/OD, SMOOTH FORMED MURPHY EYE AND TIP, SMOOTH TAPERED MEMBRANE CUFF, DISPOSABLE, STERILE, SIZE, 6.0MM (ID) | RESPIRATORY AND ANESTHESIA TENDER
11903 | 4227190329800 | TUBE ENDOTRACHEAL, POLYVINYL, REINFORCED BY CIRCUMFERENTIAL RIBS, ORAL/NASAL TYPE, PROFILE CUFF HIGH VOLUME/LOW PRESSURE, RADIOPAQUE WITH 15MM TERMINATION CONNECTOR, WITH STYLET, NUMERICAL SCALING EVERY 1 CM STARTING FROM INSERTION SIDE, PROPER CORRELATION BETWEEN ID/OD, SMOOTH FORMED MURPHY EYE AND TIP, SMOOTH TAPERED MEMBRANE CUFF, DISPOSABLE, STERILE, SIZE, 6.5MM (ID) | RESPIRATORY AND ANESTHESIA TENDER
11904 | 4227190329900 | TUBE ENDOTRACHEAL, POLYVINYL, REINFORCED BY CIRCUMFERENTIAL RIBS, ORAL/NASAL TYPE, PROFILE CUFF HIGH VOLUME/LOW PRESSURE, RADIOPAQUE WITH 15MM TERMINATION CONNECTOR, WITH STYLET, NUMERICAL SCALING EVERY 1 CM STARTING FROM INSERTION SIDE, PROPER CORRELATION BETWEEN ID/OD, SMOOTH FORMED MURPHY EYE AND TIP, SMOOTH TAPERED MEMBRANE CUFF, DISPOSABLE, STERILE, SIZE, 7.0MM (ID) | RESPIRATORY AND ANESTHESIA TENDER
11905 | 4227190330000 | TUBE ENDOTRACHEAL, POLYVINYL, REINFORCED BY CIRCUMFERENTIAL RIBS, ORAL/NASAL TYPE, PROFILE CUFF HIGH VOLUME/LOW PRESSURE, RADIOPAQUE WITH 15MM TERMINATION CONNECTOR, WITH STYLET, NUMERICAL SCALING EVERY 1 CM STARTING FROM INSERTION SIDE, PROPER CORRELATION BETWEEN ID/OD, SMOOTH FORMED MURPHY EYE AND TIP, SMOOTH TAPERED MEMBRANE CUFF, DISPOSABLE, STERILE, SIZE, 7.5MM (ID) | RESPIRATORY AND ANESTHESIA TENDER
11906 | 4227190330100 | TUBE ENDOTRACHEAL, POLYVINYL, REINFORCED BY CIRCUMFERENTIAL RIBS, ORAL/NASAL TYPE, PROFILE CUFF HIGH VOLUME/LOW PRESSURE, RADIOPAQUE WITH 15MM TERMINATION CONNECTOR, WITH STYLET, NUMERICAL SCALING EVERY 1 CM STARTING FROM INSERTION SIDE, PROPER CORRELATION BETWEEN ID/OD, SMOOTH FORMED MURPHY EYE AND TIP, SMOOTH TAPERED MEMBRANE CUFF, DISPOSABLE, STERILE, SIZE, 8.0MM (ID) | RESPIRATORY AND ANESTHESIA TENDER
11907 | 4227190330200 | TUBE ENDOTRACHEAL, POLYVINYL (PVC), REINFORCED BY CIRCUMFERENTIAL RIBS, ORAL/NASAL TYPE, PROFILE CUFF HIGH VOLUME/LOW PRESSURE, RADIOPAQUE WITH 15MM TERMINATION CONNECTOR, WITH STYLET, NUMERICAL SCALING EVERY 1 CM STARTING FROM INSERTION SIDE, PROPER CORRELATION BETWEEN ID/OD, SMOOTH FORMED MURPHY EYE AND TIP, SMOOTH TAPERED MEMBRANE CUFF, DISPOSABLE, STERILE, SIZE, 8.5MM (ID) | RESPIRATORY AND ANESTHESIA TENDER
11908 | 4227190330300 | TUBE ENDOTRACHEAL, POLYVINYL, REINFORCED BY CIRCUMFERENTIAL RIBS, ORAL/NASAL TYPE, PROFILE CUFF HIGH VOLUME/LOW PRESSURE, RADIOPAQUE WITH 15MM TERMINATION CONNECTOR, WITH STYLET, NUMERICAL SCALING EVERY 1 CM STARTING FROM INSERTION SIDE, PROPER CORRELATION BETWEEN ID/OD, SMOOTH FORMED MURPHY EYE AND TIP, SMOOTH TAPERED MEMBRANE CUFF, DISPOSABLE, STERILE, SIZE, 9.0MM (ID) | RESPIRATORY AND ANESTHESIA TENDER
11909 | 4227190330400 | TUBE ENDOTRACHEAL, PREFORMED, PVC, PLAIN, NASAL TYPE, RADIOPAQUE WITH 15MM TERMINATION CONNECTOR, SMOOTH FORMED MURPHY EYE AND TIP, NUMERICAL SCALING EVERY 1 CM STARTING FROM INSERTION SIDE, PROPER CORRELATION BETWEEN ID/OD, DISPOSABLE, STERILE, SIZE, 2.5MM(ID) | RESPIRATORY AND ANESTHESIA TENDER
11910 | 4227190330500 | TUBE ENDOTRACHEAL, PREFORMED, PVC, PLAIN, NASAL TYPE, RADIOPAQUE WITH 15MM TERMINATION CONNECTOR, SMOOTH FORMED MURPHY EYE AND TIP, NUMERICAL SCALING EVERY 1 CM STARTING FROM INSERTION SIDE, PROPER CORRELATION BETWEEN ID/OD, DISPOSABLE, STERILE, SIZE, 3.0MM(ID) | RESPIRATORY AND ANESTHESIA TENDER
11911 | 4227190330600 | TUBE ENDOTRACHEAL, PREFORMED, PVC, PLAIN, NASAL TYPE, RADIOPAQUE WITH 15MM TERMINATION CONNECTOR, SMOOTH FORMED MURPHY EYE AND TIP, NUMERICAL SCALING EVERY 1 CM STARTING FROM INSERTION SIDE, PROPER CORRELATION BETWEEN ID/OD, DISPOSABLE, STERILE, SIZE, 3.5MM(ID) | RESPIRATORY AND ANESTHESIA TENDER
11912 | 4227190330700 | TUBE ENDOTRACHEAL, PREFORMED, PVC, PLAIN, NASAL TYPE, RADIOPAQUE WITH 15MM TERMINATION CONNECTOR, SMOOTH FORMED MURPHY EYE AND TIP, NUMERICAL SCALING EVERY 1 CM STARTING FROM INSERTION SIDE, PROPER CORRELATION BETWEEN ID/OD, DISPOSABLE, STERILE, SIZE, 4.0MM(ID) | RESPIRATORY AND ANESTHESIA TENDER
11913 | 4227190330800 | TUBE ENDOTRACHEAL, PREFORMED, PVC, PLAIN, NASAL TYPE, RADIOPAQUE WITH 15MM TERMINATION CONNECTOR, SMOOTH FORMED MURPHY EYE AND TIP, NUMERICAL SCALING EVERY 1 CM STARTING FROM INSERTION SIDE, PROPER CORRELATION BETWEEN ID/OD, DISPOSABLE, STERILE, SIZE, 4.5MM(ID) | RESPIRATORY AND ANESTHESIA TENDER
11914 | 4227190330900 | TUBE ENDOTRACHEAL, PREFORMED, PVC, PLAIN, NASAL TYPE, RADIOPAQUE WITH 15MM TERMINATION CONNECTOR, SMOOTH FORMED MURPHY EYE AND TIP, NUMERICAL SCALING EVERY 1 CM STARTING FROM INSERTION SIDE, PROPER CORRELATION BETWEEN ID/OD, DISPOSABLE, STERILE, SIZE, 5.0MM(ID) | RESPIRATORY AND ANESTHESIA TENDER
11915 | 4227190331000 | TUBE ENDOTRACHEAL, PREFORMED, PVC, PLAIN, NASAL TYPE, RADIOPAQUE WITH 15MM TERMINATION CONNECTOR, SMOOTH FORMED MURPHY EYE AND TIP, NUMERICAL SCALING EVERY 1 CM STARTING FROM INSERTION SIDE, PROPER CORRELATION BETWEEN ID/OD, DISPOSABLE, STERILE, SIZE, 5.5MM(ID) | RESPIRATORY AND ANESTHESIA TENDER
11916 | 4227190331100 | TUBE ENDOTRACHEAL, PREFORMED, PVC, PLAIN, NASAL TYPE, RADIOPAQUE WITH 15MM TERMINATION CONNECTOR, SMOOTH FORMED MURPHY EYE AND TIP, NUMERICAL SCALING EVERY 1 CM STARTING FROM INSERTION SIDE, PROPER CORRELATION BETWEEN ID/OD, DISPOSABLE, STERILE, SIZE, 6.0MM(ID) | RESPIRATORY AND ANESTHESIA TENDER
11917 | 4227190331200 | TUBE ENDOTRACHEAL, PREFORMED, PVC, PLAIN, NASAL TYPE, RADIOPAQUE WITH 15MM TERMINATION CONNECTOR, SMOOTH FORMED MURPHY EYE AND TIP, NUMERICAL SCALING EVERY 1 CM STARTING FROM INSERTION SIDE, PROPER CORRELATION BETWEEN ID/OD, DISPOSABLE, STERILE, SIZE, 6.5MM(ID) | RESPIRATORY AND ANESTHESIA TENDER
11918 | 4227190331300 | TUBE ENDOTRACHEAL, PREFORMED, PVC, PLAIN, NASAL TYPE, RADIOPAQUE WITH 15MM TERMINATION CONNECTOR, SMOOTH FORMED MURPHY EYE AND TIP, NUMERICAL SCALING EVERY 1 CM STARTING FROM INSERTION SIDE, PROPER CORRELATION BETWEEN ID/OD, DISPOSABLE, STERILE, SIZE, 7.0MM(ID) | RESPIRATORY AND ANESTHESIA TENDER
11919 | 4227190331400 | TUBE ENDOTRACHEAL, PVC, NASAL NORTH, PROFILE CUFF, DISPOSABLE, STERILE, SIZE, 3.0MM (ID) | RESPIRATORY AND ANESTHESIA TENDER
11920 | 4227190331500 | TUBE ENDOTRACHEAL, PVC, NASAL NORTH, PROFILE CUFF, DISPOSABLE, STERILE, SIZE, 3.5MM (ID) | RESPIRATORY AND ANESTHESIA TENDER
11921 | 4227190331600 | TUBE ENDOTRACHEAL, PVC, NASAL NORTH, PROFILE CUFF, DISPOSABLE, STERILE, SIZE, 4.0MM (ID) | RESPIRATORY AND ANESTHESIA TENDER
11922 | 4227190331700 | TUBE ENDOTRACHEAL, PVC, NASAL NORTH, PROFILE CUFF, DISPOSABLE, STERILE, SIZE, 4.5MM (ID) | RESPIRATORY AND ANESTHESIA TENDER
11923 | 4227190331800 | TUBE ENDOTRACHEAL, PVC, NASAL NORTH, PROFILE CUFF, DISPOSABLE, STERILE, SIZE, 5.0MM (ID) | RESPIRATORY AND ANESTHESIA TENDER
11924 | 4227190331900 | TUBE ENDOTRACHEAL, PVC, NASAL NORTH, PROFILE CUFF, DISPOSABLE, STERILE, SIZE, 5.5MM (ID) | RESPIRATORY AND ANESTHESIA TENDER
11925 | 4227190332000 | TUBE ENDOTRACHEAL, PVC, NASAL NORTH, PROFILE CUFF, DISPOSABLE, STERILE, SIZE, 6.0MM (ID) | RESPIRATORY AND ANESTHESIA TENDER
11926 | 4227190332100 | TUBE ENDOTRACHEAL, PVC, NASAL NORTH, PROFILE CUFF, DISPOSABLE, STERILE, SIZE, 6.5MM (ID) | RESPIRATORY AND ANESTHESIA TENDER
11927 | 4227190332200 | TUBE ENDOTRACHEAL, PVC, NASAL NORTH, PROFILE CUFF, DISPOSABLE, STERILE, SIZE, 7.0MM (ID) | RESPIRATORY AND ANESTHESIA TENDER
11928 | 4227190332300 | TUBE ENDOTRACHEAL, PVC, NASAL NORTH, PROFILE CUFF, DISPOSABLE, STERILE, SIZE, 7.5MM (ID) | RESPIRATORY AND ANESTHESIA TENDER
11929 | 4227190332400 | TUBE ENDOTRACHEAL, PVC, NASAL NORTH, PROFILE CUFF, DISPOSABLE, STERILE, SIZE, 8.0MM (ID) | RESPIRATORY AND ANESTHESIA TENDER
11930 | 4227190332500 | TUBE ENDOTRACHEAL, PVC, NASAL NORTH, PROFILE CUFF, DISPOSABLE, STERILE, SIZE, 8.5MM (ID) | RESPIRATORY AND ANESTHESIA TENDER
11931 | 4227190333600 | TUBE ENDOTRACHEAL FLEXIBLE STEEL DOUBLE CUFF LASER RESISTANT, STERILE, SIZE, 5.0MM | RESPIRATORY AND ANESTHESIA TENDER
11932 | 4227190333800 | TUBE ENDOTRACHEAL FLEXIBLE STEEL DOUBLE CUFF LASER RESISTANT, STERILE, SIZE, 6.0MM | RESPIRATORY AND ANESTHESIA TENDER
11933 | 4227190336300 | NASOPHARYNGEAL AIRWAY LATEX FREE SILICON (ADJUSTABLE) WITH DISTAL - ROUNDED TIP + DEPTH FIXATION DEVICE + 15MM (ID) CONNECTOR STERILE DISPOSABLE SIZE 4.0MM (ID) | ANESTHESIA AND RESPIRATORY SUPPLEMENTARY
11934 | 4227190336400 | NASOPHARYNGEAL AIRWAY, LATEX FREE, IVORY, (ADJUSTABLE) WITH DISTAL - ROUNDED TIP + DEPTH FIXATION DEVICE + 15MM (ID) CONNECTOR STERILE, DISPOSABLE SIZE 4.5MM (ID) | RESPIRATORY AND ANESTHESIA TENDER
11935 | 4227190336500 | NASOPHARYNGEAL AIRWAY, LATEX FREE, IVORY, (ADJUSTABLE) WITH DISTAL - ROUNDED TIP + DEPTH FIXATION DEVICE + 15MM (ID) CONNECTOR STERILE, DISPOSABLE SIZE 5.0MM (ID) | RESPIRATORY AND ANESTHESIA TENDER
11936 | 4227190336600 | NASOPHARYNGEAL AIRWAY, LATEX FREE, IVORY, (ADJUSTABLE) WITH DISTAL - ROUNDED TIP + DEPTH FIXATION DEVICE + 15MM (ID) CONNECTOR STERILE, DISPOSABLE SIZE 5.5MM (ID) | RESPIRATORY AND ANESTHESIA TENDER
11937 | 4227190336700 | NASOPHARYNGEAL AIRWAY, LATEX FREE, IVORY, (ADJUSTABLE) WITH DISTAL - ROUNDED TIP + DEPTH FIXATION DEVICE + 15MM (ID) CONNECTOR STERILE, DISPOSABLE SIZE 6.0MM (ID) | RESPIRATORY AND ANESTHESIA TENDER
11938 | 4227190336800 | NASOPHARYNGEAL AIRWAY, LATEX FREE, IVORY, (ADJUSTABLE) WITH DISTAL - ROUNDED TIP + DEPTH FIXATION DEVICE + 15MM (ID) CONNECTOR STERILE, DISPOSABLE SIZE 6.5MM (ID) | RESPIRATORY AND ANESTHESIA TENDER
11939 | 4227190336900 | NASOPHARYNGEAL AIRWAY, LATEX FREE, IVORY, (ADJUSTABLE) WITH DISTAL - ROUNDED TIP + DEPTH FIXATION DEVICE + 15MM (ID) CONNECTOR STERILE, DISPOSABLE SIZE 7.0MM (ID) | RESPIRATORY AND ANESTHESIA TENDER
11940 | 4227190337000 | NASOPHARYNGEAL AIRWAY, LATEX FREE, IVORY, (ADJUSTABLE) WITH DISTAL - ROUNDED TIP + DEPTH FIXATION DEVICE + 15MM (ID) CONNECTOR STERILE, DISPOSABLE SIZE 7.5MM (ID) | ANESTHESIA AND RESPIRATORY SUPPLEMENTARY
11941 | 4227190337100 | NASOPHARYNGEAL AIRWAY, LATEX FREE, IVORY, (ADJUSTABLE) WITH DISTAL - ROUNDED TIP + DEPTH FIXATION DEVICE + 15MM (ID) CONNECTOR STERILE, DISPOSABLE SIZE 8.0MM (ID) | ANESTHESIA AND RESPIRATORY SUPPLEMENTARY
11942 | 4227190337200 | NASOPHARYNGEAL AIRWAY, LATEX FREE, IVORY, (ADJUSTABLE) WITH DISTAL - ROUNDED TIP + DEPTH FIXATION DEVICE + 15MM (ID) CONNECTOR STERILE, DISPOSABLE SIZE 8.5MM (ID) | ANESTHESIA AND RESPIRATORY SUPPLEMENTARY
11943 | 4227190337300 | NASOPHARYNGEAL AIRWAY, LATEX FREE, IVORY, (ADJUSTABLE) WITH DISTAL - ROUNDED TIP + DEPTH FIXATION DEVICE + 15MM (ID) CONNECTOR STERILE, DISPOSABLE SIZE 9.0MM (ID) | RESPIRATORY AND ANESTHESIA TENDER
11944 | 4227190337400 | NASOPHARYNGEAL AIRWAY, WITH FIXATION CLIP, SIZE 65MM | RESPIRATORY AND ANESTHESIA TENDER
11945 | 4227190338000 | SINGLE-LUMEN ENDOTRACHEAL TUBE COLORED CUFF HIGH VOLUME LOW PRESSURE WITH AN ADDITIONAL SMALL CHANNEL WITHIN THE CONCAVE ANTERIOR WALL PORTION THAT HOUSES A MOVABLE BRONCHIAL BLOCKER, WITH HOLLOW SOFT AND FLEXIBLE TIP THAT CAN EXTEND BEYOND THE TUBE TIP, STERILE, DISPOSABLE, SIZE, 6.0MM (ID) | RESPIRATORY AND ANESTHESIA TENDER
11946 | 4227190338100 | SINGLE-LUMEN ENDOTRACHEAL TUBE COLORED CUFF HIGH VOLUME LOW PRESSURE WITH AN ADDITIONAL SMALL CHANNEL WITHIN THE CONCAVE ANTERIOR WALL PORTION THAT HOUSES A MOVABLE BRONCHIAL BLOCKER, WITH HOLLOW SOFT AND FLEXIBLE TIP THAT CAN EXTEND BEYOND THE TUBE TIP, STERILE, DISPOSABLE, SIZE, 6.5MM (ID) | RESPIRATORY AND ANESTHESIA TENDER
11947 | 4227190338200 | SINGLE-LUMEN ENDOTRACHEAL TUBE COLORED CUFF HIGH VOLUME LOW PRESSURE WITH AN ADDITIONAL SMALL CHANNEL WITHIN THE CONCAVE ANTERIOR WALL PORTION THAT HOUSES A MOVABLE BRONCHIAL BLOCKER, WITH HOLLOW SOFT AND FLEXIBLE TIP THAT CAN EXTEND BEYOND THE TUBE TIP, STERILE, DISPOSABLE, SIZE, 7.0MM (ID) | RESPIRATORY AND ANESTHESIA TENDER
11948 | 4227190338300 | SINGLE-LUMEN ENDOTRACHEAL TUBE COLORED CUFF HIGH VOLUME LOW PRESSURE WITH AN ADDITIONAL SMALL CHANNEL WITHIN THE CONCAVE ANTERIOR WALL PORTION THAT HOUSES A MOVABLE BRONCHIAL BLOCKER, WITH HOLLOW SOFT AND FLEXIBLE TIP THAT CAN EXTEND BEYOND THE TUBE TIP, STERILE, DISPOSABLE, SIZE, 7.5MM (ID) | RESPIRATORY AND ANESTHESIA TENDER
11949 | 4227190338400 | SINGLE-LUMEN ENDOTRACHEAL TUBE COLORED CUFF HIGH VOLUME LOW PRESSURE WITH AN ADDITIONAL SMALL CHANNEL WITHIN THE CONCAVE ANTERIOR WALL PORTION THAT HOUSES A MOVABLE BRONCHIAL BLOCKER, WITH HOLLOW SOFT AND FLEXIBLE TIP THAT CAN EXTEND BEYOND THE TUBE TIP, STERILE, DISPOSABLE, SIZE, 8.0MM (ID) | RESPIRATORY AND ANESTHESIA TENDER
11950 | 4227190338500 | SINGLE-LUMEN ENDOTRACHEAL TUBE COLORED CUFF HIGH VOLUME LOW PRESSURE WITH AN ADDITIONAL SMALL CHANNEL WITHIN THE CONCAVE ANTERIOR WALL PORTION THAT HOUSES A MOVABLE BRONCHIAL BLOCKER, WITH HOLLOW SOFT AND FLEXIBLE TIP THAT CAN EXTEND BEYOND THE TUBE TIP, STERILE, DISPOSABLE, SIZE, 8.5MM (ID) | RESPIRATORY AND ANESTHESIA TENDER
11951 | 4227190338800 | ENDOTRACHEAL TUBE SECURING DEVICE FIXATION FOR NASAL INTUBATION, NON ADHESIVE TO PATIENT SKIN, ADULT WITH ADJUSTABLE TUBE POSITION, DISPOSABLE | ANESTHESIA AND RESPIRATORY SUPPLEMENTARY
11952 | 4227190338900 | ENDOTRACHEAL TUBE SECURING DEVICE FOR NASAL INTUBATION NON ADHESIVE TO PATIENT SKIN PEDIATRIC WITH ADJUSTABLE TUBE POSITION DISPOSABLE | ANESTHESIA AND RESPIRATORY SUPPLEMENTARY
11953 | 4227190345000 | TUBE ENDOTRACHEAL, PVC, ORAL / NASAL TYPE, PROFILE CUFF HIGH VOLUME/LOW PRESSURE, RADIOPAQUE WITH 15MM TERMINATION CONNECTOR, NUMERI CAL SCALING EVERY 1 CM STARTING FROM INSERTION SIDE, PROPER CORRELATION BETWEEN ID/OD, SMOOTH FORMED MURPHY EYE AND TIP, SMOOTH TAPE RED MEMBRANE CUFF, DISPOSABLE, STERILE, SIZE, 2.5MM (ID) | RESPIRATORY AND ANESTHESIA TENDER
11954 | 4227190345100 | TUBE ENDOTRACHEAL, PVC, ORAL / NASAL TYPE, PROFILE CUFF HIGH VOLUME/LOW PRESSURE, RADIOPAQUE WITH 15MM TERMINATION CONNECTOR, NUMERI CAL SCALING EVERY 1 CM STARTING FROM INSERTION SIDE, PROPER CORRELATION BETWEEN ID/OD, SMOOTH FORMED MURPHY EYE AND TIP, SMOOTH TAPE RED MEMBRANE CUFF, DISPOSABLE, STERILE, SIZE, 2.0MM (ID) | RESPIRATORY AND ANESTHESIA TENDER
11955 | 4227190345600 | TUBE ENDOTRACHEAL, POLYVINYL, PLAIN, ORAL / NASAL TYPE, RADIOPAQUE WITH 15MM TERMINATION CONNECTOR, SMOOTH FORMED MURPHY EYE AND TIP, NUMERICAL SCALING EVERY 1 CM STARTING FROM INSERTION SIDE, PROPER CORRELATION BETWEEN ID/OD, DISPOSABLE, STERILE, INNER DIAMETER SI ZE, 2.0MM (ID) | RESPIRATORY AND ANESTHESIA TENDER
11956 | 4227190345700 | TRACHEAL TUBE CUFF PRESSURE LEVEL INDICATOR, DISPOSABLE, WITH INFLATION PORT, PRESSURE RANGE 20-29 CM H2O | ANESTHESIA AND RESPIRATORY SUPPLEMENTARY
11957 | 4227190345800 | TRACHEAL TUBE CUFF PRESSURE LEVEL INDICATOR, DISPOSABLE, WITH INFLATION PORT, PRESSURE RANGE 10-20 CM H2O | ANESTHESIA AND RESPIRATORY SUPPLEMENTARY
11958 | 4227190345900 | MICROLARYNGEAL TUBE, PVC, ORAL / NASAL, CUFFED, CURVED DISTAL - TIP, MURPHY EYE HIGH VOLUME/LOW PRESSURE, STERILE, SIZE 7.0MM (ID) | ANESTHSIA AND RESPIRATORY
11959 | 4227190346000 | TUBE ENDOTRACHEAL, RAE- PREFORMED, PVC,MICROLARYNGEAL CUFFED, ORAL TYPE, RADIOPAQUE WITH 15MM TERMINATION CONNECTOR, SMOOTH FORMED M URPHY EYE AND T IP, NUMERICAL SCALING EVERY 1 CM STARTING FROM INSERTION SIDE, PROPER CORRELATION BETWEEN ID/OD, DISPOSABLE, STERILE , SIZE, 3.0MM (ID ) | ANESTHSIA AND RESPIRATORY
11960 | 4227190346100 | TUBE ENDOTRACHEAL, RAE- PREFORMED, PVC,MICROLARYNGEAL CUFFED, ORAL TYPE, RADIOPAQUE WITH 15MM TERMINATION CONNECTOR, SMOOTH FORMED M URPHY EYE AND T IP, NUMERICAL SCALING EVERY 1 CM STARTING FROM INSERTION SIDE, PROPER CORRELATION BETWEEN ID/OD, DISPOSABLE, STERILE , SIZE, 3.5MM (ID ) | ANESTHSIA AND RESPIRATORY
11961 | 4227190346200 | TUBE ENDOTRACHEAL, RAE- PREFORMED, PVC,MICROLARYNGEAL CUFFED, ORAL TYPE, RADIOPAQUE WITH 15MM TERMINATION CONNECTOR, SMOOTH FORMED M URPHY EYE AND T IP, NUMERICAL SCALING EVERY 1 CM STARTING FROM INSERTION SIDE, PROPER CORRELATION BETWEEN ID/OD, DISPOSABLE, STERILE , SIZE, 4.0MM (ID ) | ANESTHSIA AND RESPIRATORY
11962 | 4227190346300 | TUBE ENDOTRACHEAL, RAE- PREFORMED, PVC,MICROLARYNGEAL CUFFED, ORAL TYPE, RADIOPAQUE WITH 15MM TERMINATION CONNECTOR, SMOOTH FORMED M URPHY EYE AND T IP, NUMERICAL SCALING EVERY 1 CM STARTING FROM INSERTION SIDE, PROPER CORRELATION BETWEEN ID/OD, DISPOSABLE, STERILE , SIZE, 4.5MM (ID ) | ANESTHSIA AND RESPIRATORY
11963 | 4227190346400 | TUBE ENDOTRACHEAL, RAE- PREFORMED, PVC,MICROLARYNGEAL CUFFED, ORAL TYPE, RADIOPAQUE WITH 15MM TERMINATION CONNECTOR, SMOOTH FORMED M URPHY EYE AND T IP, NUMERICAL SCALING EVERY 1 CM STARTING FROM INSERTION SIDE, PROPER CORRELATION BETWEEN ID/OD, DISPOSABLE, STERILE , SIZE, 5.0MM (ID ) | ANESTHSIA AND RESPIRATORY
11964 | 4227190346500 | TUBE ENDOTRACHEAL, RAE- PREFORMED, PVC,MICROLARYNGEAL CUFFED, ORAL TYPE, RADIOPAQUE WITH 15MM TERMINATION CONNECTOR, SMOOTH FORMED M URPHY EYE AND T IP, NUMERICAL SCALING EVERY 1 CM STARTING FROM INSERTION SIDE, PROPER CORRELATION BETWEEN ID/OD, DISPOSABLE, STERILE , SIZE, 5.5MM (ID ) | ANESTHSIA AND RESPIRATORY
11965 | 4227190346600 | TUBE ENDOTRACHEAL, RAE- PREFORMED, PVC,MICROLARYNGEAL CUFFED, ORAL TYPE, RADIOPAQUE WITH 15MM TERMINATION CONNECTOR, SMOOTH FORMED M URPHY EYE AND T IP, NUMERICAL SCALING EVERY 1 CM STARTING FROM INSERTION SIDE, PROPER CORRELATION BETWEEN ID/OD, DISPOSABLE, STERILE , SIZE, 6.0MM (ID ) | ANESTHSIA AND RESPIRATORY
11966 | 4227190346700 | TUBE ENDOTRACHEAL, RAE- PREFORMED, PVC,MICROLARYNGEAL CUFFED, ORAL TYPE, RADIOPAQUE WITH 15MM TERMINATION CONNECTOR, SMOOTH FORMED M URPHY EYE AND T IP, NUMERICAL SCALING EVERY 1 CM STARTING FROM INSERTION SIDE, PROPER CORRELATION BETWEEN ID/OD, DISPOSABLE, STERILE , SIZE, 6.5MM (ID ) | ANESTHSIA AND RESPIRATORY
11967 | 4227190346800 | TUBE ENDOTRACHEAL, RAE- PREFORMED, PVC,MICROLARYNGEAL CUFFED, ORAL TYPE, RADIOPAQUE WITH 15MM TERMINATION CONNECTOR, SMOOTH FORMED M URPHY EYE AND T IP, NUMERICAL SCALING EVERY 1 CM STARTING FROM INSERTION SIDE, PROPER CORRELATION BETWEEN ID/OD, DISPOSABLE, STERILE , SIZE, 7.0MM (ID ) | ANESTHSIA AND RESPIRATORY
11968 | 4227190346900 | MICROLARYNGEAL TUBE, PVC, ORAL / NASAL, CUFFED, CURVED DISTAL - TIP, MURPHY EYE HIGH VOLUME/LOW PRESSURE, STERILE, SIZE 5.5MM (ID) | ANESTHSIA AND RESPIRATORY
11969 | 4227190347000 | MICROLARYNGEAL TUBE, PVC, ORAL / NASAL, CUFFED, CURVED DISTAL - TIP, MURPHY EYE HIGH VOLUME/LOW PRESSURE, STERILE, SIZE 7.5MM (ID) | ANESTHSIA AND RESPIRATORY
11970 | 4227190347100 | MICROLARYNGEAL TUBE, PVC, ORAL / NASAL, CUFFED, CURVED DISTAL - TIP, MURPHY EYE HIGH VOLUME/LOW PRESSURE, STERILE, SIZE 8.0MM (ID) | ANESTHSIA AND RESPIRATORY
11971 | 4227190347200 | MICROLARYNGEAL TUBE, PVC, ORAL / NASAL, CUFFED, CURVED DISTAL - TIP, MURPHY EYE HIGH VOLUME/LOW PRESSURE, STERILE, SIZE 8.5MM (ID) | ANESTHSIA AND RESPIRATORY
11972 | 4227190404200 | TRACHEOSTOMY TUBE, ADULT, CUFFLESS, FENESTRATED ID-IC 9MM, WITH 2 REUSABLE INNER CANNULA, EXTENDED LENGTH, (1 PLAIN AND 1 FENESTRATED), STERILE | EAR, NOSE & THROAT SUPPLIES (ENT)
11973 | 4227190404700 | TRACHEOSTOMY TUBE, ADULT, CUFFED, UNFENESTRATED ID-IC 6.5MM, OD ( 10.8 - 11.3 MM ), TOTAL LENGTH ( 73 - 74 MM ), WITH DISPOSABLE INNER CANNULA, STERILE | EAR, NOSE & THROAT SUPPLIES (ENT)
11974 | 4227190404900 | TRACHEOSTOMY TUBE, ADULT, CUFFED, UNFENESTRATED ID-IC 7.5MM, OD ( 12.2 - 12.6 MM ), TOTAL LENGTH ( 78 - 79 MM ), WITH DISPOSABLE INNER CANNULA, STERILE | EAR, NOSE & THROAT SUPPLIES (ENT)
11975 | 4227190405700 | TRACHEOSTOMY TUBE, ADULT, CUFFLESS, FENESTRATED ID-IC 8MM, WITH 2 REUSABLE INNER CANNULA, EXTENDED LENGTH, (1 PLAIN AND 1 FENESTRATED), STERILE | EAR, NOSE & THROAT SUPPLIES (ENT)
11976 | 4227190405800 | TRACHEOSTOMY TUBE, ADULT, CUFFLESS, UNFENESTRATED WITH DISPOSABLE INNER CANNULA, ID-IC 8MM, EXTENDED LENGTH, STERILE | EAR, NOSE & THROAT SUPPLIES (ENT)
11977 | 4227190406000 | TRACHEOSTOMY TUBE, NEONATE, UNCUFFED, STERILE, ID 4.5 MM, OD ( 6.6 - 6.8 MM ), TOTAL LENGTH ( 35 - 37 MM ), STERILE | EAR, NOSE & THROAT SUPPLIES (ENT)
11978 | 4227190406900 | TRACHEOSTOMY TUBE, ADULT, CUFFED, FENESTRATED ID-IC 9.0 MM (+/-0.2), OD ( 10.5 - 13.8 MM ), TOTAL LENGTH ( 78 - 82 MM ), WITH 2 REUSABLE INNER CANNULA (1 PLAIN AND 1 FENESTRATED), STERILE | EAR, NOSE & THROAT SUPPLIES (ENT)
11979 | 4227190407400 | TRACHEOSTOMY TUBE PEDIATRIC EXTRA LONG WITH ADJUSTABLE NECK FLANGE UNCUFFED STERILE ID 2.5 MM, STERILE | EAR, NOSE & THROAT SUPPLIES (ENT)
11980 | 4227190407500 | TRACHEOSTOMY TUBE, EXTRA LONG, NON-ADJUSTABLE, CUFFED, PEDIATRIC, STERILE, ID 5.0MM, OD ( 7.2 - 7.5 MM ), TOTAL LENGTH ( 49 - 51 MM ), STERILE | EAR, NOSE & THROAT SUPPLIES (ENT)
11981 | 4227190407600 | TRACHEOSTOMY TUBE, EXTRA LONG, NON-ADJUSTABLE, CUFFED, PEDIATRIC, STERILE, ID 5.5MM, OD ( 7.8 - 8.0 MM ), TOTAL LENGTH ( 51 - 53 MM ), STERILE | EAR, NOSE & THROAT SUPPLIES (ENT)
11982 | 4227190407700 | TRACHEOSTOMY TUBE, EXTRA LONG, NON-ADJUSTABLE, CUFFED, PEDIATRIC, STERILE, ID 6.0MM, OD ( 8.4 - 8.6 MM ), TOTAL LENGTH ( 53 - 55 MM ), STERILE | EAR, NOSE & THROAT SUPPLIES (ENT)
11983 | 4227190407800 | TRACHEOSTOMY TUBE, CUFFED, PEDIATRIC, STERILE, ID 3.0MM, OD ( 4.3 - 4.8 MM ), TOTAL LENGTH ( 36 - 39 MM ), STERILE | EAR, NOSE & THROAT SUPPLIES (ENT)
11984 | 4227190407900 | TRACHEOSTOMY TUBE, CUFFED, PEDIATRIC, STERILE, ID 3.5MM, OD ( 5 - 5.4 MM ), TOTAL LENGTH ( 40 - 42 MM ), STERILE | EAR, NOSE & THROAT SUPPLIES (ENT)
11985 | 4227190408000 | TRACHEOSTOMY TUBE, NEONATE, CUFFED, STERILE, ID 4.5 MM, OD ( 6.6 - 6.8 MM ), TOTAL LENGTH ( 35 - 37 MM ), STERILE | EAR, NOSE & THROAT SUPPLIES (ENT)
11986 | 4227190408200 | TRACHEOSTOMY TUBE, ADULT, CUFFED, UNFENESTRATED ID-IC 6.5MM, OD ( 10.8 - 11.3 MM ), TOTAL LENGTH ( 73 - 74 MM ), WITH REUSABLE INNER CANNULA, STERILE | EAR, NOSE & THROAT SUPPLIES (ENT)
11987 | 4227190408300 | TRACHEOSTOMY TUBE, ADULT, CUFFED, UNFENESTRATED, ID-IC 7.5MM, OD ( 12.2 - 12.6 MM ), TOTAL LENGTH ( 78 - 79 MM ), WITH REUSABLE INNER CANNULA, STERILE | EAR, NOSE & THROAT SUPPLIES (ENT)
11988 | 4227190408900 | TRACHEOSTOMY TUBE, ADULT, CUFFLESS, UNFENESTRATED, ID-IC 6.5 MM, OD ( 10.8 - 11.3 MM ), TOTAL LENGTH ( 73 - 74 MM ), WITH REUSABLE INNER CANNULA, STERILE | EAR, NOSE & THROAT SUPPLIES (ENT)
11989 | 4227190409000 | TRACHEOSTOMY TUBE, ADULT, CUFFLESS, UNFENESTRATED, ID-IC 7.0 MM, OD ( 8.5 - 11.9 MM ), TOTAL LENGTH ( 72 - 77 MM ), WITH REUSABLE INNER CANNULA, STERILE | EAR, NOSE & THROAT SUPPLIES (ENT)
11990 | 4227190409100 | TRACHEOSTOMY TUBE, ADULT, CUFFLESS, UNFENESTRATED, ID-IC 7.5 MM, OD ( 12.2 - 12.6 MM ), TOTAL LENGTH ( 78 - 79 MM ), WITH REUSABLE INNER CANNULA, STERILE | EAR, NOSE & THROAT SUPPLIES (ENT)
11991 | 4227190409200 | TRACHEOSTOMY TUBE, ADULT, CUFFLESS, UNFENESTRATED, ID-IC 8.0MM, OD ( 9.5 - 13.3 MM ), TOTLA LENGTH ( 76 - 81 MM ), WITH REUSABLE INNER CANNULA, STERILE | EAR, NOSE & THROAT SUPPLIES (ENT)
11992 | 4227190409600 | TRACHEOSTOMY TUBE, ADULT, CUFFLESS, UNFENESTRATED ID-IC 5.5 MM, OD 9.4 MM, TOTAL LENGTH 62 MM, WITH REUSABLE INNER CANNULA, STERILE | EAR, NOSE & THROAT SUPPLIES (ENT)
11993 | 4227190409700 | TRACHEOSTOMY TUBE, EXTRA LONG, NON-ADJUSTABLE, CUFFED, PEDIATRIC, STERILE, ID 6.5MM, OD ( 8.8 - 9.2 MM ), TOTAL LENGTH ( 55 - 57 MM ), STERILE | EAR, NOSE & THROAT SUPPLIES (ENT)
11994 | 4227190409800 | TRACHEOSTOMY TUBE, ADULT, CUFFLESS, FENESTRATED ID-IC 7.5MM (+/-0,2), OD ( 12.2 - 12.6 MM ), TOTAL LENGTH ( 78 - 79 MM ), WITH 2 REUSABLE INNER CANNULA (1 PLAIN AND 1 FENESTRATED), STERILE | EAR, NOSE & THROAT SUPPLIES (ENT)
11995 | 4227190410100 | MONTGOMERY SAFE-T-TUBES, PEDIATRIC ASSORTED SIZES | EAR, NOSE & THROAT SUPPLIES (ENT)
11996 | 4227190410200 | MONTGOMERY SAFE-T-TUBES, STANDARD ASSORTED SIZES | EAR, NOSE & THROAT SUPPLIES (ENT)
11997 | 4227190410400 | TRACHEOSTOMY TUBE, ADULT, CUFFED, FENESTRATED ID-IC 4.0MM, , OD 7.2 MM, TOTAL LENGTH 56 MM, WITH 2 REUSABLE INNER CANNULA (1 PLAIN AND 1 FENESTRATED), STERILE | EAR, NOSE & THROAT SUPPLIES (ENT)
11998 | 4227190410600 | TRACHEOSTOMY TUBE, ADULT, CUFFLESS, FENESTRATED ID-IC 6.5MM (+/-0.2), OD ( 10.8 - 11.3 MM ), TOTAL LENGTH ( 73 - 74 MM ), WITH 2 REUSABLE INNER CANNULA (1 PLAIN AND 1 FENESTRATED), STERILE | EAR, NOSE & THROAT SUPPLIES (ENT)
11999 | 4227190410700 | TRACHEOSTOMY TUBE, ADULT, CUFFED, FENESTRATED ID-IC 5.0 MM, OD ( 6.5 - 9.4 MM ), TOTAL LENGTH ( 62 - 66 MM ), WITH 2 REUSABLE INNER CANNULA (1 PLAIN AND 1 FENESTRATED), STERILE | EAR, NOSE & THROAT SUPPLIES (ENT)
12000 | 4227190410800 | TRACHEOSTOMY TUBE, ADULT, CUFFED, FENESTRATED ID-IC 5.0 MM, OD ( 6.5 - 9.4 MM ), TOTAL LENGTH ( 62 - 66 MM ), WITH 2 DISPOSABLE INNER CANNULA (1 PLAIN AND 1 FENESTRATED), STERILE | EAR, NOSE & THROAT SUPPLIES (ENT)
12001 | 4227190410900 | TRACHEOSTOMY TUBE, ADULT, CUFFED, FENESTRATED ID-IC 6.5MM (+/-0.2), OD ( 10.8 - 11.3 MM ), TOTAL LENGTH ( 73 - 74 MM ), WITH 2 REUSABLE INNER CANNULA (1 PLAIN AND 1 FENESTRATED), STERILE | EAR, NOSE & THROAT SUPPLIES (ENT)
12002 | 4227190411000 | TRACHEOSTOMY TUBE, ADULT, CUFFED, FENESTRATED ID-IC 6.0 MM, OD ( 7.5 - 10.5 MM ), TOTAL LENGTH ( 70 - 72 MM ), WITH 2 REUSABLE INNER CANNULA (1 PLAIN AND 1 FENESTRATED), STERILE | EAR, NOSE & THROAT SUPPLIES (ENT)
12003 | 4227190411100 | TRACHEOSTOMY TUBE, ADULT, CUFFED, FENESTRATED ID-IC 7.5MM (+/-0.2), OD ( 12.2 - 12.6 MM ), TOTAL LENGTH ( 78 - 79 MM ), WITH 2 REUSABLE INNER CANNULA (1 PLAIN AND 1 FENESTRATED), STERILE | EAR, NOSE & THROAT SUPPLIES (ENT)
12004 | 4227190411200 | TRACHEOSTOMY TUBE, ADULT, CUFFED, FENESTRATED ID-IC 7.0MM, OD ( 8.5 - 11.9 MM ), TOTAL LENGTH ( 72 - 75.5 MM ), WITH 2 REUSABLE INNER CANNULA (1 PLAIN AND 1 FENESTRATED), STERILE | EAR, NOSE & THROAT SUPPLIES (ENT)
12005 | 4227190411300 | TRACHEOSTOMY TUBE, ADULT, CUFFED, FENESTRATED ID-IC 8.0 MM, OD ( 9.5 - 13.3 MM ), TOTAL LENGTH ( 76 - 81 MM ), WITH 2 REUSABLE INNER CANNULA (1 PLAIN AND 1 FENESTRATED), STERILE | EAR, NOSE & THROAT SUPPLIES (ENT)
12006 | 4227190411500 | TRACHEOSTOMY TUBE, ADULT, CUFFED, UNFENESTRATED ID-IC 10MM, WITH SUBGLOTTIC SUCTION | EAR, NOSE & THROAT SUPPLIES (ENT)
12007 | 4227190411700 | TRACHEOSTOMY TUBE ADULT CUFFED UNFENESTRATED ID-IC 4MM WITH SUBGLOTTIC SUCTION | EAR, NOSE & THROAT SUPPLIES (ENT)
12008 | 4227190411800 | TRACHEOSTOMY TUBE, ADULT, CUFFED, UNFENESTRATED ID-IC 5.5MM, OD 9.4 MM, TOTAL LENGTH 62 MM, WITH REUSABLE INNER CANNULA, STERILE | EAR, NOSE & THROAT SUPPLIES (ENT)
12009 | 4227190411900 | TRACHEOSTOMY TUBE, ADULT, CUFFED, UNFENESTRATED ID-IC 5.5MM, OD 9.4 MM, TOTAL LENGTH 62 MM, WITH DISPOSABLE INNER CANNULA, STERILE | EAR, NOSE & THROAT SUPPLIES (ENT)
12010 | 4227190412200 | TRACHEOSTOMY TUBE, ADULT, CUFFED, UNFENESTRATED ID-IC 5MM, WITH SUBGLOTTIC SUCTION | EAR, NOSE & THROAT SUPPLIES (ENT)
12011 | 4227190412300 | TRACHEOSTOMY TUBE, ADULT, CUFFED, UNFENESTRATED ID-IC 6.0 MM, OD ( 7.5 - 10.5 MM ), TOTAL LENGTH ( 68 - 72 MM ), WITH DISPOSABLE INNER CANNULA, STERILE | EAR, NOSE & THROAT SUPPLIES (ENT)
12012 | 4227190412400 | TRACHEOSTOMY TUBE, ADULT, CUFFED, UNFENESTRATED ID-IC 6MM, WITH SUBGLOTTIC SUCTION | EAR, NOSE & THROAT SUPPLIES (ENT)
12013 | 4227190412500 | TRACHEOSTOMY TUBE, ADULT, CUFFED, UNFENESTRATED ID-IC 7.0MM, OD ( 8.5 - 11.9 MM ), TOTAL LENGTH ( 72 - 77 MM ), WITH DISPOSABLE INNER CANNULA, STERILE | EAR, NOSE & THROAT SUPPLIES (ENT)
12014 | 4227190412600 | TRACHEOSTOMY TUBE, ADULT, CUFFED, UNFENESTRATED ID-IC 7MM, WITH SUBGLOTTIC SUCTION | EAR, NOSE & THROAT SUPPLIES (ENT)
12015 | 4227190412700 | TRACHEOSTOMY TUBE, ADULT, CUFFED, UNFENESTRATED ID-IC 8.0 MM, OD ( 9.5 - 13.3 MM ), TOTLA LENGTH ( 76 - 81 MM ), WITH DISPOSABLE INNER CANNULA, STERILE | EAR, NOSE & THROAT SUPPLIES (ENT)
12016 | 4227190412800 | TRACHEOSTOMY TUBE, ADULT, CUFFED, UNFENESTRATED ID-IC 8MM, WITH SUBGLOTTIC SUCTION | EAR, NOSE & THROAT SUPPLIES (ENT)
12017 | 4227190412900 | TRACHEOSTOMY TUBE, ADULT, CUFFED, UNFENESTRATED, ID-IC 9.0 MM, OD ( 10.5 - 13.8 MM ), TOTAL LENGTH ( 78 - 82 MM), WITH DISPOSABLE INNER CANNULA, STERILE | EAR, NOSE & THROAT SUPPLIES (ENT)
12018 | 4227190413000 | TRACHEOSTOMY TUBE, ADULT, CUFFED, UNFENESTRATED ID-IC 9MM, WITH SUBGLOTTIC SUCTION | EAR, NOSE & THROAT SUPPLIES (ENT)
12019 | 4227190413100 | TRACHEOSTOMY TUBE, ADULT, CUFFLESS, FENESTRATED ID-IC 7.0 MM, WITH 2 REUSABLE INNER CANNULA, EXTENDED LENGTH, (1 PLAIN AND 1 FENESTRATED), STERILE | EAR, NOSE & THROAT SUPPLIES (ENT)
12020 | 4227190413200 | TRACHEOSTOMY TUBE, ADULT, CUFFLESS, FENESTRATED ID-IC 9.0 MM (+/-0.2), OD ( 10.5 - 13.8 MM ), TOTAL LENGTH ( 78 - 82 MM ), WITH 2 REUSABLE INNER CANNULA (1 PLAIN AND 1 FENESTRATED), STERILE | EAR, NOSE & THROAT SUPPLIES (ENT)
12021 | 4227190413300 | TRACHEOSTOMY TUBE, ADULT, CUFFLESS, UNFENESTRATED ID-IC 10.0 MM, OD ( 11.5 - 13.8 MM ), TOTAL LENGTH ( 80 - 84 MM ), WITH REUSABLE INNER CANNULA, STERILE | EAR, NOSE & THROAT SUPPLIES (ENT)
12022 | 4227190413400 | TRACHEOSTOMY TUBE, ADULT, CUFFLESS, UNFENESTRATED WITH REUSABLE INNER CANNULA INNER CANNULA, ID-IC 10MM, EXTENDED LENGTH, STERILE | EAR, NOSE & THROAT SUPPLIES (ENT)
12023 | 4227190413500 | TRACHEOSTOMY TUBE, ADULT, CUFFLESS, UNFENESTRATED WITH DISPOSABLE INNER CANNULA , ID-IC 7MM, EXTENDED LENGTH, STERILE | EAR, NOSE & THROAT SUPPLIES (ENT)
12024 | 4227190413600 | TRACHEOSTOMY TUBE, ADULT, CUFFLESS, UNFENESTRATED ID-IC 9.0 MM, OD ( 10.5 - 13.8 MM ), TOTAL LENGTH ( 78 - 82 MM), WITH REUSABLE INNER CANNULA, STERILE | EAR, NOSE & THROAT SUPPLIES (ENT)
12025 | 4227190413700 | TRACHEOSTOMY TUBE, ADULT, CUFFLESS, UNFENESTRATED WITH REUSABLE INNER CANNULA, ID-IC 9MM, EXTENDED LENGTH, STERILE | EAR, NOSE & THROAT SUPPLIES (ENT)
12026 | 4227190413800 | TRACHEOSTOMY TUBE, NEONATE, CUFFED, STERILE, ID 2.5 MM, OD ( 3.6 - 4.2 MM ), TOTAL LENGTH ( 28 - 32 MM ), STERILE | EAR, NOSE & THROAT SUPPLIES (ENT)
12027 | 4227190413900 | TRACHEOSTOMY TUBE, NEONATE, CUFFED, STERILE, ID 3.0 MM, OD ( 4.3 - 4.8 MM ), TOTAL LENGTH ( 30 - 33 MM ), STERILE | EAR, NOSE & THROAT SUPPLIES (ENT)
12028 | 4227190414000 | TRACHEOSTOMY TUBE, NEONATE, CUFFED, STERILE, ID 3.5 MM, OD ( 5 - 5.4 MM ), TOTAL LENGTH ( 32 - 36 MM ), STERILE | EAR, NOSE & THROAT SUPPLIES (ENT)
12029 | 4227190414100 | TRACHEOSTOMY TUBE, NEONATE, CUFFED, STERILE, ID 4.0 MM, OD ( 5.6 - 6 MM ), TOTAL LENGTH ( 34 - 38 MM ), STERILE | EAR, NOSE & THROAT SUPPLIES (ENT)
12030 | 4227190414200 | TRACHEOSTOMY TUBE, CUFFED, PEDIATRIC, STERILE, ID 2.5MM, OD ( 3.6 - 4.2 MM ), TOTAL LENGTH ( 32 - 38 MM ), STERILE | EAR, NOSE & THROAT SUPPLIES (ENT)
12031 | 4227190414300 | TRACHEOSTOMY TUBE, PEDIATRIC, EXTENDED - PROXIMAL LONG CUFFED, STERILE, ID 5.5 MM, STERILE | EAR, NOSE & THROAT SUPPLIES (ENT)
12032 | 4227190414500 | TRACHEOSTOMY TUBE, EXTRA LONG, WITH ADJUSTABLE NECK FLANGE, CUFFED, ID 11 MM, STERILE | EAR, NOSE & THROAT SUPPLIES (ENT)
12033 | 4227190414600 | TRACHEOSTOMY TUBE, PEDIATRIC, UNCUFFED, STERILE ID 2.5, OD ( 3.6 - 4.2 MM ), TOTAL LENGTH ( 32 - 38 MM ), STERILE | EAR, NOSE & THROAT SUPPLIES (ENT)
12034 | 4227190414700 | TRACHEOSTOMY TUBE, CUFFED, EXTENDED DISTAL LENGTH, ID 5.0 MM, WITH DISPOSABLE INNER CANNULA, STERILE | EAR, NOSE & THROAT SUPPLIES (ENT)
12035 | 4227190414800 | TRACHEOSTOMY TUBE, ADULT, CUFFED, UNFENESTRATED, ID 6.0 MM, EXTENDED DISTAL LENGTH, WITH DISPOSABLE INNER CANNULA, STERILE | EAR, NOSE & THROAT SUPPLIES (ENT)
12036 | 4227190414900 | TRACHEOSTOMY TUBE, EXTRA LONG, NON-ADJUSTABLE, CUFFLESS, PEDIATRIC, STERILE, ID 5.0MM, OD ( 7.2 - 7.5 MM ), TOTAL LENGTH ( 49 - 51 MM ), STERILE | EAR, NOSE & THROAT SUPPLIES (ENT)
12037 | 4227190415000 | TRACHEOSTOMY TUBE, EXTRA LONG, NON-ADJUSTABLE, CUFFLESS, PEDIATRIC, STERILE, ID 5.5MM, OD ( 7.8 - 8.0 MM ), TOTAL LENGTH ( 51 - 53 MM ), STERILE | EAR, NOSE & THROAT SUPPLIES (ENT)
12038 | 4227190415100 | TRACHEOSTOMY TUBE, EXTRA LONG, NON-ADJUSTABLE, CUFFLESS, PEDIATRIC, STERILE, ID 6.0 MM, OD ( 8.4 - 8.6 MM ), TOTAL LENGTH ( 53 - 55 MM ), STERILE | EAR, NOSE & THROAT SUPPLIES (ENT)
12039 | 4227190415200 | TRACHEOSTOMY TUBE, EXTRA LONG, NON-ADJUSTABLE, CUFFLESS, PEDIATRIC, STERILE, ID 6.5 MM, OD ( 8.8 - 9.2 MM ), TOTAL LENGTH ( 55 - 57 MM ), STERILE | EAR, NOSE & THROAT SUPPLIES (ENT)
12040 | 4227190415300 | KIT, PERCUTANEOUS TRACHEOSTOMY, ADULT, CUFFED, FENESTRATED ID-IC 9.0 MM | EAR, NOSE & THROAT SUPPLIES (ENT)
12041 | 4227190415400 | TRACHEOSTOMY TUBE, ADULT, CUFFED, UNFENESTRATED ID-IC 7.0 MM, WITH REUSABLE INNER CANNULA, EXTENDED LENGTH, STERILE | EAR, NOSE & THROAT SUPPLIES (ENT)
12042 | 4227190415500 | TRACHEOSTOMY TUBE, ADULT, CUFFED, UNFENESTRATED ID-IC 8.0 MM, WITH REUSABLE INNER CANNULA, EXTENDED LENGTH, STERILE | EAR, NOSE & THROAT SUPPLIES (ENT)
12043 | 4227190415600 | TRACHEOSTOMY TUBE, ADULT, CUFFED, FENESTRATED ID-IC 7.0 MM, WITH 2 REUSABLE INNER CANNULA (1 PLAIN AND 1 FENESTRATED), EXTENDED LENGTH, STERILE | EAR, NOSE & THROAT SUPPLIES (ENT)
12044 | 4227190415700 | TRACHEOSTOMY TUBE, ADULT, CUFFED, FENESTRATED ID-IC 8.0 MM, WITH 2 REUSABLE INNER CANNULA (1 PLAIN AND 1 FENESTRATED), EXTENDED LENGTH, STERILE | EAR, NOSE & THROAT SUPPLIES (ENT)
12045 | 4227190415800 | TRACHEOSTOMY TUBE, ADULT, CUFFED, FENESTRATED ID-IC 9.0 MM, WITH 2 REUSABLE INNER CANNULA (1 PLAIN AND 1 FENESTRATED), EXTENDED LENGTH, STERILE | EAR, NOSE & THROAT SUPPLIES (ENT)
12046 | 4227190415900 | TRACHEOSTOMY TUBE, ADULT, CUFFED, FENESTRATED ID-IC 10.0 MM, WITH 2 REUSABLE INNER CANNULA (1 PLAIN AND 1 FENESTRATED), EXTENDED LENGTH, STERILE | EAR, NOSE & THROAT SUPPLIES (ENT)
12047 | 4227190416000 | TRACHEOSTOMY TUBE, ADULT, CUFFLESS, UNFENESTRATED WITH REUSABLE INNER CANNULA, ID-IC 8.0 MM, EXTENDED LENGTH, STERILE | EAR, NOSE & THROAT SUPPLIES (ENT)
12048 | 4227190416100 | TRACHEOSTOMY TUBE, ADULT, CUFFLESS, UNFENESTRATED WITH REUSABLE INNER CANNULA, ID-IC 7.0 MM, EXTENDED LENGTH, STERILE | EAR, NOSE & THROAT SUPPLIES (ENT)
12049 | 4227190416200 | TRACHEOSTOMY TUBE, ADULT, CUFFLESS, UNFENESTRATED WITH REUSABLE INNER CANNULA, ID-IC 9.0 MM, EXTENDED LENGTH, STERILE | EAR, NOSE & THROAT SUPPLIES (ENT)
12050 | 4227190500700 | PRESSURE MONITORING DOUBLE, RED\BLUE COLORS, MICRO DRIP CHAMBER, LENGTH NOT LESS THAN 150CM, PASSING A GABARITH ACCURACY TEST, CUSTOM EQUIPMENT RELATED | ANESTHESIA AND RESPIRATORY SUPPLEMENTARY
12051 | 4227190501100 | CLOSE SUCTION SYSTEM, 24 HRS, WITH DOUBLE SWIVEL CONNECTOR, DISPOSABLE, 14 FR, GRADUATED, WITHOUT MDI PORT, LENGTH 25-35 CM, STERILE | ANESTHESIA AND RESPIRATORY SUPPLEMENTARY
12052 | 4227190501200 | CLOSE SUCTION SYSTEM, 24 HRS, WITH CONNECTOR FOR ETT 3 TO 4, DISPOSABLE, 8FR, GRADUATED, WITHOUT MDI PORT, LENGTH 30-40CM, STERILE | ANESTHESIA AND RESPIRATORY SUPPLEMENTARY
12053 | 4227190501300 | CLOSE SUCTION SYSTEM, 24 HRS, WITH CONNECTOR FOR ETT 2.5TO 3.5, DISPOSABLE, 6FR, GRADUATED, WITHOUT MDI PORT, LENGTH 35-40CM, STERILE | ANESTHESIA AND RESPIRATORY SUPPLEMENTARY
12054 | 4227190501800 | TUBE ENDO - BRONCHIAL DOUBLE LUMEN LEFT SZ 28 CURVED BRONCHIAL TIP WITH X-RAY OPAQUE MARKERS AT THE DISTAL TIP ABOVE THE BRONCHIAL CUFF AND AT THE TRACHEAL OPENING COLORED CODED CUFF FOR BRONCHIAL SIDE MADE OF POLYURETHANE CUFF WITH SUCTION CATHETER AND DOUBLE SWIVEL CONNECTOR AND STYLET CAN MAINTAIN ANATOMICAL SHAPE OF THE TUBE STERILE DISPOSABLE SET | RESPIRATORY AND ANESTHESIA TENDER
12055 | 4227190501900 | TUBE ENDO - BRONCHIAL DOUBLE LUMEN LEFT SZ 35, CURVED BRONCHIAL TIP, WITH X-RAY OPAQUE MARKERS AT THE DISTAL TIP, ABOVE THE BRONCHIAL CUFF AND AT THE TRACHEAL OPENING, COLORED CODED CUFF FOR BRONCHIAL SIDE, MADE OF POLYURETHANE CUFF, WITH SUCTION CATHETER AND DOUBLE SWIVEL CONNECTOR, AND STYLET CAN MAINTAIN ANATOMICAL SHAPE OF THE TUBE, STERILE, DISPOSABLE SET | RESPIRATORY AND ANESTHESIA TENDER
12056 | 4227190502000 | TUBE ENDO - BRONCHIAL DOUBLE LUMEN LEFT SZ 37 CURVED BRONCHIAL TIP WITH X-RAY OPAQUE MARKERS AT THE DISTAL TIP ABOVE THE BRONCHIAL CUFF AND AT THE TRACHEAL OPENING COLORED CODED CUFF FOR BRONCHIAL SIDE MADE OF POLYURETHANE CUFF WITH SUCTION CATHETER AND DOUBLE SWIVEL CONNECTOR AND STYLET CAN MAINTAIN ANATOMICAL SHAPE OF THE TUBE STERILE DISPOSABLE SET | RESPIRATORY AND ANESTHESIA TENDER
12057 | 4227190502100 | TUBE ENDO - BRONCHIAL DOUBLE LUMEN LEFT SZ 39 CURVED BRONCHIAL TIP WITH X-RAY OPAQUE MARKERS AT THE DISTAL TIP ABOVE THE BRONCHIAL CUFF AND AT THE TRACHEAL OPENING COLORED CODED CUFF FOR BRONCHIAL SIDE MADE OF POLYURETHANE CUFF WITH SUCTION CATHETER AND DOUBLE SWIVEL CONNECTOR AND STYLET CAN MAINTAIN ANATOMICAL SHAPE OF THE TUBE STERILE DISPOSABLE SET | RESPIRATORY AND ANESTHESIA TENDER
12058 | 4227190503700 | CONNECTOR SWIVEL WITH WIDE SUCTION PORT, FOR PATIENT SIDE 15MM (ID) MACHINE SIDE 15MM (OD) SYSTEM ANGLE PIECE, DISPOSABLE. | RESPIRATORY AND ANESTHESIA TENDER
12059 | 4227190504000 | BLOOD GAS SAMPLING KIT 1ML SYRINGE LUER SLIP TIP WITH NEEDLE SIZE 23G 2.5 CM LENGTH HEPARINIZED 20 -35 IU/ML SAFETY NEEDLE CA P WITH BUBBLE REMOVER STERILE DISPOSABLE. ONE (1) ITEM/PCONE (1) KIT | RESPIRATORY AND ANESTHESIA TENDER
12060 | 4227190504100 | CUFF BLOOD PRESSURE NEONATAL LATEX FREE SIZE 1, DISPOSABLE, SHOULD BE COMPATIBLE WITH DRAGER MACHINE OR EQUIVALENT | RESPIRATORY AND ANESTHESIA TENDER
12061 | 4227190504200 | CUFF BLOOD PRESSURE NEONATAL LATEX FREE SIZE 2 - DISPOSABLE SHOULD BE COMPATIBLE WITH DRAGER MACHINE OR EQUIVALENT | RESPIRATORY AND ANESTHESIA TENDER
12062 | 4227190504300 | CUFF BLOOD PRESSURE NEONATAL LATEX FREE SIZE 3 - DISPOSABLE SHOULD BE COMPATIBLE WITH DRAGER MACHINE OR EQUIVALENT | RESPIRATORY AND ANESTHESIA TENDER
12063 | 4227190504400 | CUFF BLOOD PRESSURE NEONATAL LATEX FREE SIZE 4, DISPOSABLE, SHOULD BE COMPATIBLE WITH DRAGER MACHINE OR EQUIVALENT | RESPIRATORY AND ANESTHESIA TENDER
12064 | 4227190504500 | SET BLOOD/FLUID WARMING PEDIATRIC /NEONATAL, SHOULD BE COMPATIBLE WITH RANGER SYSTEM OR EQUIVALENT | RESPIRATORY AND ANESTHESIA TENDER
12065 | 4227190504600 | AIRWAY ORAL PHARYNGEAL GUEDEL PLASTIC, DISPOSABLE, LENGTH PRINTED PERMANENTLY 30-35MM, DISTAL END CURVE WITH ATRAUMATIC EDGE COLOR CODED | RESPIRATORY AND ANESTHESIA TENDER
12066 | 4227190504700 | DRAINAGE TUBE CORRUGATED RADIOPAQUE SIZE: 25MM X 250MM DISPOSABLE STERILE. | SUPPLEMENTARY GEN.SUPPLIES NURS,BURN
12067 | 4227190505200 | BASKET, BRONCHOSCOPY, CATHETER DIAMETER FROM 0.7MM TO 0.9MM, CATHETER LENGTH 120CM TO 140CM, DISPOSABLE | ENDOSCOPY CONSUMABLES SUPPLIES
12068 | 4227190505300 | BASKET, BRONCHOSCOPY, CATHETER DIAMETER FROM 1.0MM TO 1.7MM, CATHETER LENGTH 120CM TO 140CM, DISPOSABLE | ENDOSCOPY CONSUMABLES SUPPLIES
12069 | 4227190505500 | TUBE SET, BIFURATED FILTER, TO BE USED WITH ACCESS PORT INTELLIGENT FLOW SYSTEM ROBOTIC TROCAR, DISPOSABLE, STERILE. | OBESITY/ENDOSCOPIC SURGERY/SUTURING & ROBOTIC SURGERY
12070 | 4227190800500 | ENDO TRACHEAL TUBE SECURING DEVICE, NEONATAL, WITH ADHESIVE FOAM PADS TO COVER THE CHEEKS, WITH EXTRA TWO PIECES SECURING FOAM PADS, DISPOSABLE | ANESTHESIA AND RESPIRATORY SUPPLEMENTARY
12071 | 4227190800600 | ENDOTRACHEAL TUBE SECURING DEVICE FOR SIZED 5.0 MM ID - 10.0 MM ID, NON-ADHESIVE TO PATIENT SKIN, TUBES, WITH ADJUSTABLE TUBE POSITION, DISPOSABLE, HORIZONTAL TUBE MOVEMENT CLIP. | ANESTHESIA AND RESPIRATORY SUPPLEMENTARY
12072 | 4227190902800 | AIRWAY ORAL PHARYNGEAL GUEDEL PLASTIC DISPOSABLE LENGTH PRINTED PERMANENTLY 50-55MM DISTAL END CURVE WITH ATRAUMATIC EDGE COLOR CODED ONE (1) EACHONE (1) SET | RESPIRATORY AND ANESTHESIA TENDER
12073 | 4227190902900 | AIRWAY ORAL PHARYNGEAL GUEDEL PLASTIC, DISPOSABLE, LENGTH PRINTED PERMANENTLY 40-45MM, DISTAL END CURVE WITH ATRAUMATIC EDGE COLOR CODED | RESPIRATORY AND ANESTHESIA TENDER
12074 | 4227190903100 | AIRWAY ORAL PHARYNGEAL GUEDEL PLASTIC, DISPOSABLE, LENGTH PRINTED PERMANENTLY 60-65MM, DISTAL END CURVE WITH ATRAUMATIC EDGE COLOR CODED | RESPIRATORY AND ANESTHESIA TENDER
12075 | 4227190903200 | AIRWAY ORAL PHARYNGEAL GUEDEL PLASTIC, DISPOSABLE, LENGTH PRINTED PERMANENTLY 70MM, DISTAL END CURVE WITH ATRAUMATIC EDGE COLOR CODED | RESPIRATORY AND ANESTHESIA TENDER
12076 | 4227190903500 | DEVICE SECUREMENT LIGHTWEIGHT FOR TRACHEOSTOMY AND ENDOTRACHEAL TUBE KEEP THE TUBE ELEVATED TRIANGULAR SHAPE WITH HOLE UNIQUE OPENING THAT PROVIDES SUPPORT AND DECREASE THE RISK OF TUBE MOVEMENT DISPOSABLE.... | SUPPLEMENTARY GEN.SUPPLIES NURS,BURN
12077 | 4227190904100 | TOOL, TUBE CLEANING, 28, LARYNGOFISSURE, CLEANING SOLUTION, BRUSHES | EAR, NOSE & THROAT SUPPLIES (ENT)
12078 | 4227190904700 | CATHETER SUCTION CATHETER STRAIGHT FINGER CONTROL VALVE ROUND SOFT TIP WITH TWO LATERAL EYES AND ONE TERMINAL EYE GRADUATION LENGTH 30-50 CM FG 07 DISPOSABLE STERILE.. | SUPPLEMENTARY GEN.SUPPLIES NURS,BURN
12079 | 4227190904800 | CLOSE SUCTION SYSTEM, 24 HRS, WITH DOUBLE SWIVEL CONNECTOR, DISPOSABLE, 14 FR, GRADUATED, WITHOUT MDI PORT, LENGTH 50-60CM, STERILE | ANESTHESIA AND RESPIRATORY SUPPLEMENTARY
12080 | 4227190905000 | CLOSE SUCTION SYSTEM, MINIMUM 72 HRS, STERILE, DISPOSABLE, 6 FR, GRADUATED, COLOR CODED, TRANSPARENT ELASTIC SHEATH, LENGTH 15-30 CM, ELBOW CONNECTION FOR TRACHEOSTOMY. | ANESTHESIA AND RESPIRATORY SUPPLEMENTARY
12081 | 4227190906300 | BIOPSY VALVE, FOR BRONCHOSCOPE, COMPATIBLE WITH HOSPITAL STANDARD, REUSABLE | ENDOSCOPY CONSUMABLES SUPPLIES
12082 | 4227190906500 | SUCTION VALVE, FOR BRONCHOSCOPE, COMPATIBLE WITH HOSPITAL STANDARD, SINGLE USE | ENDOSCOPY CONSUMABLES SUPPLIES
12083 | 4227190906900 | AIR/WATER VALVE FOR GASTROSCOPE AND COLONOSCOPE AND DUODENOSCOPE, REUSABLE | ENDOSCOPY CONSUMABLES SUPPLIES
12084 | 4227190907000 | SET, SUCTION VALVE AND AIR WATER VALVE, WITHOUT BIOPSY VALVE FOR GASTROSCOPE AND COLONOSCOPE AND DUODENOSCOPE, SINGLE USE | ENDOSCOPY CONSUMABLES SUPPLIES
12085 | 4227190907100 | BIOPSY VALVE, FOR BRONCHOSCOPE, SINGLE USE | ENDOSCOPY CONSUMABLES SUPPLIES
12086 | 4227190907700 | AIR/WATER VALVE FOR ENDOSCOPIC ULTRASOUND SCOPE (EUS), REUSABLE | ENDOSCOPY CONSUMABLES SUPPLIES
12087 | 4227190907900 | SUCTION VALVE FOR GASTROSCOPE AND COLONOSCOPE AND DUODENOSCOPE, REUSABLE | ENDOSCOPY CONSUMABLES SUPPLIES
12088 | 4227190908100 | SUCTION VALVE FOR ENDOSCOPIC ULTRASOUND SCOPE (EUS), REUSABLE | ENDOSCOPY CONSUMABLES SUPPLIES
12089 | 4227191201900 | NASOPHARYNGEAL AIRWAY, LATEX FREE, IVORY, (ADJUSTABLE) WITH DISTAL - ROUNDED TIP + SLIDABLE DEPTH RING + 15MM (ID) CONNECTOR STERILE, DISPOSABLE SIZE 3.5MM (ID) | ANESTHESIA AND RESPIRATORY SUPPLEMENTARY
12090 | 4227191202000 | NASOPHARYNGEAL AIRWAY, LATEX FREE, IVORY, (ADJUSTABLE) WITH DISTAL - ROUNDED TIP + SLIDABLE DEPTH RING + 15MM (ID) CONNECTOR STERILE, DISPOSABLE SIZE 3.0MM (ID) | ANESTHESIA AND RESPIRATORY SUPPLEMENTARY
12091 | 4227191202100 | NASOPHARYNGEAL AIRWAY, LATEX FREE, IVORY, (ADJUSTABLE) WITH DISTAL - ROUNDED TIP + SLIDABLE DEPTH RING + 15MM (ID) CONNECTOR STERILE, DISPOSABLE SIZE 2.5MM (ID) | ANESTHESIA AND RESPIRATORY SUPPLEMENTARY
12092 | 4227191202300 | AIRWAY ORAL PHARYNGEAL GUEDEL PLASTIC, DISPOSABLE, LENGTH PRINTED PERMANENTLY 80MM, DISTAL END CURVE WITH ATRAUMATIC EDGE COLOR CODED | RESPIRATORY AND ANESTHESIA TENDER
12093 | 4227191202400 | AIRWAY ORAL PHARYNGEAL GUEDEL PLASTIC, DISPOSABLE, LENGTH PRINTED PERMANENTLY 90MM, DISTAL END CURVE WITH ATRAUMATIC EDGE COLOR CODED | RESPIRATORY AND ANESTHESIA TENDER
12094 | 4227191500200 | TRACHEOSTOMY TUBE EXTENSION, DISPOSABLE, STERILE, UNIVERSAL SIZE, FOR PEDIATRIC AND NEONATE. | RESPIRATORY AND ANESTHESIA TENDER
12095 | 4227191500900 | TRACHEOSTOMY CARE TRAY | RESPIRATORY AND ANESTHESIA TENDER
12096 | 4227191501100 | TRACHEOSTOMY TUBE, ADULT, CUFFLESS, FENESTRATED ID-IC 4.0MM, OD 7.2 MM, TOTAL LENGTH 56 MM, WITH 2 REUSABLE INNER CANNULA (1 PLAIN AND 1 FENESTRATED), STERILE | EAR, NOSE & THROAT SUPPLIES (ENT)
12097 | 4227191501200 | TRACHEOSTOMY TUBE, ADULT, CUFFLESS, FENESTRATED ID-IC 8.0 MM, OD ( 9.5 - 13.3 MM ), TOTAL LENGTH ( 76 - 81 MM ), WITH 2 REUSABLE INNER CANNULA (1 PLAIN AND 1 FENESTRATED), STERILE | EAR, NOSE & THROAT SUPPLIES (ENT)
12098 | 4227191501300 | TRACHEOSTOMY TUBE, ADULT, CUFFED, UNFENESTRATED ID-IC 8.0 MM, OD ( 9.5 - 13.3 MM ), TOTLA LENGTH ( 76 - 81 MM ), WITH REUSABLE INNER CANNULA, STERILE | EAR, NOSE & THROAT SUPPLIES (ENT)
12099 | 4227191501800 | TRACHEOSTOMY TUBE, ADULT, CUFFLESS, UNFENESTRATED, ID-IC 6.0 MM, OD ( 7.5 - 10.5 MM ), TOTAL LENGTH ( 68 - 72 MM ), WITH REUSABLE INNER CANNULA, STERILE | EAR, NOSE & THROAT SUPPLIES (ENT)
12100 | 4227191502000 | TRACHEOSTOMY TUBE, NEONATE, UNCUFFED, STERILE ID 3.0MM, OD ( 4.3 - 4.8 MM ), TOTAL LENGTH ( 30 - 33 MM ), STERILE | EAR, NOSE & THROAT SUPPLIES (ENT)
12101 | 4227191502100 | TRACHEOSTOMY TUBE, NEONATE, UNCUFFED, STERILE ID 3.5MM, OD ( 5 - 5.4 MM ), TOTAL LENGTH ( 32 - 36 MM ), STERILE | EAR, NOSE & THROAT SUPPLIES (ENT)
12102 | 4227191502200 | TRACHEOSTOMY TUBE, ADULT, CUFFLESS, FENESTRATED ID-IC 5.0MM, OD ( 6.5 - 9.4 MM ), TOTAL LENGTH ( 62 - 66 MM ), WITH 2 REUSABLE INNER CANNULA (1 PLAIN AND 1 FENESTRATED), STERILE | EAR, NOSE & THROAT SUPPLIES (ENT)
12103 | 4227191502300 | TRACHEOSTOMY TUBE, NEONATE, UNCUFFED, STERILE ID 4.0 MM, OD ( 5.6 - 6 MM ), TOTAL LENGTH ( 34 - 38 MM ), STERILE | EAR, NOSE & THROAT SUPPLIES (ENT)
12104 | 4227191502500 | TRACHEOSTOMY TUBE, ADULT, CUFFLESS, FENESTRATED ID-IC 6.0 MM, OD ( 7.5 - 10.5 MM ), TOTAL LENGTH ( 70 - 72 MM ), WITH 2 REUSABLE INNER CANNULA (1 PLAIN AND 1 FENESTRATED), STERILE | EAR, NOSE & THROAT SUPPLIES (ENT)
12105 | 4227191502600 | TRACHEOSTOMY TUBE, ADULT, CUFFLESS, FENESTRATED ID-IC 7.0MM, OD ( 8.5 - 11.9 MM ), TOTAL LENGTH ( 72 - 75.5 MM ), WITH 2 REUSABLE INNER CANNULA (1 PLAIN AND 1 FENESTRATED), STERILE | EAR, NOSE & THROAT SUPPLIES (ENT)
12106 | 4227191502900 | TRACHEOSTOMY TUBE, NEONATE, UNCUFFED, STERILE ID 2.5 MM, OD ( 3.6 - 4.2 MM ), TOTAL LENGTH ( 28 - 32 MM ), STERILE | EAR, NOSE & THROAT SUPPLIES (ENT)
12107 | 4227191503000 | TRACHEOSTOMY TUBE, PEDIATRIC, UNCUFFED, STERILE, ID 3.0 MM, OD ( 4.3 - 4.8 MM ), TOTAL LENGTH ( 36 - 39 MM ), STERILE | EAR, NOSE & THROAT SUPPLIES (ENT)
12108 | 4227191503100 | TRACHEOSTOMY TUBE, PEDIATRIC, UNCUFFED, STERILE ID 3.5 MM, OD ( 5 - 5.4 MM ), TOTAL LENGTH ( 40 - 42 MM ) | EAR, NOSE & THROAT SUPPLIES (ENT)
12109 | 4227191503200 | TRACHEOSTOMY TUBE, PEDIATRIC, UNCUFFED, STERILE ID 4.5 MM, OD ( 6.3 - 6.7 MM ), TOTAL LENGTH ( 42 -50 MM), STERILE | EAR, NOSE & THROAT SUPPLIES (ENT)
12110 | 4227191503400 | TRACHEOSTOMY TUBE, PEDIATRIC, UNCUFFED, STERILE ID 5.5 MM, OD ( 7.6 - 8 MM ), TOTAL LENGTH ( 46 - 58 MM ), STERILE | EAR, NOSE & THROAT SUPPLIES (ENT)
12111 | 4227191503700 | TRACHEOSTOMY TUBE, CUFFED, PEDIATRIC, STERILE, ID 4.0MM, OD ( 5.6 - 6 MM ), TOTAL LENGTH ( 41 - 46 MM ), STERILE | EAR, NOSE & THROAT SUPPLIES (ENT)
12112 | 4227191503800 | TRACHEOSTOMY TUBE, CUFFED, PEDIATRIC, STERILE, ID 4.5MM, OD ( 6.3 - 6.7 MM ), TOTAL LENGTH ( 42 -50 MM), STERILE | EAR, NOSE & THROAT SUPPLIES (ENT)
12113 | 4227191503900 | TRACHEOSTOMY TUBE, CUFFED, PEDIATRIC, STERILE, ID 5.0MM, OD ( 7 - 7.3 MM), TOTAL LENGTH ( 44 - 53 MM ), STERILE | EAR, NOSE & THROAT SUPPLIES (ENT)
12114 | 4227191504000 | TRACHEOSTOMY TUBE, CUFFED, PEDIATRIC, STERILE, ID 5.5MM, OD ( 7.6 - 8 MM ), TOTAL LENGTH ( 46 - 58 MM ), STERILE | EAR, NOSE & THROAT SUPPLIES (ENT)
12115 | 4227191504100 | TRACHEOSTOMY TUBE, PEDIATRIC, UNCUFFED, STERILE ID 4.0 MM, OD ( 5.6 - 6 MM ), TOTAL LENGTH ( 41 - 46 MM ), STERILE | EAR, NOSE & THROAT SUPPLIES (ENT)
12116 | 4227191504200 | TRACHEOSTOMY TUBE, PEDIATRIC, EXTENDED - PROXIMAL LONG CUFFED, STERILE, ID 3.0 MM, STERILE | EAR, NOSE & THROAT SUPPLIES (ENT)
12117 | 4227191504300 | TRACHEOSTOMY TUBE, PEDIATRIC, UNCUFFED, STERILE ID 5.0 MM, OD ( 7 - 7.3 MM), TOTAL LENGTH ( 44 - 53 MM ), STERILE | EAR, NOSE & THROAT SUPPLIES (ENT)
12118 | 4227191504500 | TRACHEOSTOMY TUBE, PEDIATRIC, EXTENDED - PROXIMAL LONG CUFFED, STERILE, ID 3.5 MM, STERILE | EAR, NOSE & THROAT SUPPLIES (ENT)
12119 | 4227191504600 | TRACHEOSTOMY TUBE, PEDIATRIC, EXTENDED - PROXIMAL LONG CUFFED, STERILE, ID 4.0 MM, STERILE | EAR, NOSE & THROAT SUPPLIES (ENT)
12120 | 4227191504700 | TRACHEOSTOMY TUBE, PEDIATRIC, EXTENDED - PROXIMAL LONG CUFFED, STERILE, ID 4.5 MM, STERILE | EAR, NOSE & THROAT SUPPLIES (ENT)
12121 | 4227191504800 | TRACHEOSTOMY TUBE, PEDIATRIC, EXTENDED - PROXIMAL LONG CUFFED, STERILE, ID 5.0 MM, STERILE | EAR, NOSE & THROAT SUPPLIES (ENT)
12122 | 4227191505600 | TRACHEOSTOMY TUBE, ADULT, CUFFED, UNFENESTRATED, ID-IC 4.0 MM, OD 7.2 MM, TOTAL LENGTH 56 MM, WITH REUSABLE INNER CANNULA, STERILE | EAR, NOSE & THROAT SUPPLIES (ENT)
12123 | 4227191505700 | TRACHEOSTOMY TUBE, ADULT, CUFFED, UNFENESTRATED, ID-IC 5.0 MM, OD ( 6.5 - 9.2 MM ), TOTAL LENGTH ( 62 - 66 MM ), WITH REUSABLE INNER CANNULA, STERILE | EAR, NOSE & THROAT SUPPLIES (ENT)
12124 | 4227191505800 | TRACHEOSTOMY TUBE, ADULT, CUFFED, UNFENESTRATED, ID-IC 6.0 MM, OD ( 7.5 - 10.5 MM ), TOTAL LENGTH ( 68 - 72 MM ),WITH REUSABLE INNER CANNULA, STERILE | EAR, NOSE & THROAT SUPPLIES (ENT)
12125 | 4227191505900 | TRACHEOSTOMY TUBE, ADULT, CUFFED, UNFENESTRATED ID-IC 7.0MM, OD ( 8.5 - 11.9 MM ), TOTAL LENGTH ( 72 - 77 MM ), WITH REUSABLE INNER CANNULA, STERILE | EAR, NOSE & THROAT SUPPLIES (ENT)
12126 | 4227191506200 | TRACHEOSTOMY TUBE, WITH ADJUSTABLE NECK FLANGE, CUFFED, ID 6.0 MM, STERILE | EAR, NOSE & THROAT SUPPLIES (ENT)
12127 | 4227191506300 | TRACHEOSTOMY TUBE, EXTRA LONG, WITH ADJUSTABLE NECK FLANGE, CUFFED, ID 7MM, STERILE | EAR, NOSE & THROAT SUPPLIES (ENT)
12128 | 4227191506400 | TRACHEOSTOMY TUBE, EXTRA LONG, WITH ADJUSTABLE NECK FLANGE, CUFFED, ID 8 MM, STERILE | EAR, NOSE & THROAT SUPPLIES (ENT)
12129 | 4227191506500 | TRACHEOSTOMY TUBE, EXTRA LONG, WITH ADJUSTABLE NECK FLANGE, CUFFED, ID 9 MM, STERILE | EAR, NOSE & THROAT SUPPLIES (ENT)
12130 | 4227191506600 | INNER CANNULA WITH TWIST LOCK MECHANISM USED WITH TRACHEOSTOMY XLT SIZE 6.0 SINGLE USE STERILE DISPOSABLE | ANESTHESIA AND RESPIRATORY SUPPLEMENTARY
12131 | 4227191506700 | INNER CANNULA WITH TWIST LOCK MECHANISM USED WITH TRACHEOSTOMY XLT SIZE 7.0 SINGLE USE STERILE DISPOSABLE | ANESTHESIA AND RESPIRATORY SUPPLEMENTARY
12132 | 4227191507200 | STAY-DRY PRE-FORMED TUBING - SIZE AND THICKNESS AS REQUESTED WITH END USER | EAR, NOSE & THROAT SUPPLIES (ENT)
12133 | 4227191507400 | TRACHEOSTOMY TUBE, ADULT, CUFFLESS, UNFENESTRATED ID-IC 4.0 MM, OD 7.2 MM, TOTAL LENGTH 56 MM, WITH REUSABLE INNER CANNULA, STERILE | EAR, NOSE & THROAT SUPPLIES (ENT)
12134 | 4227191507500 | TRACHEOSTOMY TUBE, ADULT, CUFFLESS, UNFENESTRATED, ID-IC 6.0 MM, EXTENDED PROXIMAL LENGTH, WITH DISPOSABLE INNER CANNULA STERILE | EAR, NOSE & THROAT SUPPLIES (ENT)
12135 | 4227191507600 | TRACHEOSTOMY TUBE, ADULT, CUFFLESS, UNFENESTRATED ID-IC 5.0 MM, OD ( 6.5 - 9.2 MM ), TOTAL LENGTH ( 62 - 66 MM ), WITH REUSABLE INNER CANNULA, STERILE | EAR, NOSE & THROAT SUPPLIES (ENT)
12136 | 4227191512300 | SEPARATE, INNER CANNULA FOR TRACHEOSTOMY ASSORTED SIZES, COMPATIBLE WITH END-USER TRACHEOSTOMY TUBE | EAR, NOSE & THROAT SUPPLIES (ENT)
12137 | 4227191520800 | TRACHEOSTOMY TUBE, ADULT, CUFFED, UNFENESTRATED, ID 7.0 MM, EXTENDED DISTAL LENGTH, WITH DISPOSABLE INNER CANNULA, STERILE | EAR, NOSE & THROAT SUPPLIES (ENT)
12138 | 4227191521000 | TRACHEOSTOMY TUBE, ADULT, CUFFED, UNFENESTRATED, ID 8.0 MM, EXTENDED DISTAL LENGTH, WITH DISPOSABLE INNER CANNULA, STERILE | EAR, NOSE & THROAT SUPPLIES (ENT)
12139 | 4227191521200 | TRACHEOSTOMY TUBE, CUFFED, EXTENDED PROXIMAL LENGTH, ID 5.0 MM, WITH DISPOSABLE INNER CANNULA, STERILE | EAR, NOSE & THROAT SUPPLIES (ENT)
12140 | 4227191522200 | TRACHEOSTOMY PERCUTANEOUS KIT (ONE STAGE DILATOR, TRACHEOSTOMY TUBE WITH SUBGLOTTIC SUCTION, TWO INNER CANNULA, TRACHEOSTOMY HOLDER, GUIDEWIRE WITH PROXIMAL AND DISTAL MARKING, INTRODUCER CANNULA, SPLIT GAUZE, SAFETY SCALPEL, CANNULA, 10 CC SYRINGE), RADIOPAQUE MARKING, STERILE SIZE 6.0MM (ID). | ANESTHESIA AND RESPIRATORY SUPPLEMENTARY
12141 | 4227191522300 | TRACHEOSTOMY PERCUTANEOUS KIT (ONE STAGE DILATOR, TRACHEOSTOMY NONFENESTRATED TUBE WITH SUBGLOTTIC SUCTION, TWO INNER CANNULA, TRACH EOSTOMY HOLDER, GUIDEWIRE WITH PROXIMAL AND DISTAL MARKING, INTRODUCER CANNULA, SPLIT GAUZE, SAFETY SCALPEL, CANNULA, 10 CC SYRINGE), RADIOPAQUE MARKING, STERILE SIZE 7.0MM (ID). | RESPIRATORY AND ANESTHESIA TENDER
12142 | 4227191522500 | TRACHEOSTOMY PERCUTANEOUS KIT (ONE STAGE DILATOR, TRACHEOSTOMY NONFENESTRATED TUBE WITH SUBGLOTTIC SUCTION, TWO INNER CANNULA, TRACH EOSTOMY HOLDER, GUIDEWIRE WITH PROXIMAL AND DISTAL MARKING, INTRODUCER CANNULA, SPLIT GAUZE, SAFETY SCALPEL, CANNULA, 10 CC SYRINGE), RADIOPAQUE MARKING, STERILE SIZE 9.0MM (ID). | RESPIRATORY AND ANESTHESIA TENDER
12143 | 4227191522600 | TRACHEOSTOMY TUBE PEDIATRIC EXTRA LONG WITH ADJUSTABLE NECK FLANGE UNCUFFED STERILE ID 5.5 MM, STERILE | EAR, NOSE & THROAT SUPPLIES (ENT)
12144 | 4227191523200 | TRACHEOSTOMY TUBE, EXTRA LONG, WITH ADJUSTABLE NECK FLANGE, SPIRAL, CUFFED, ID 8.0 MM, STERILE | EAR, NOSE & THROAT SUPPLIES (ENT)
12145 | 4227191523500 | TRACHEOSTOMY TUBE, EXTRA LONG, WITH ADJUSTABLE NECK FLANGE, CUFFED, ID 10 MM, STERILE | EAR, NOSE & THROAT SUPPLIES (ENT)
12146 | 4227191524000 | TRACHEOSTOMY TUBE, PEDIATRIC, EXTRA LONG, WITH ADJUSTABLE NECK FLANGE, UNCUFFED, STERILE, ID 3.0MM | EAR, NOSE & THROAT SUPPLIES (ENT)
12147 | 4227191524100 | TRACHEOSTOMY TUBE, PEDIATRIC, EXTRA LONG, WITH ADJUSTABLE NECK FLANGE, UNCUFFED, STERILE, ID 3.5MM | EAR, NOSE & THROAT SUPPLIES (ENT)
12148 | 4227191524200 | TRACHEOSTOMY TUBE, PEDIATRIC, EXTRA LONG, WITH ADJUSTABLE NECK FLANGE, UNCUFFED, STERILE, ID 4.0MM | EAR, NOSE & THROAT SUPPLIES (ENT)
12149 | 4227191524300 | TRACHEOSTOMY TUBE, PEDIATRIC, EXTRA LONG, WITH ADJUSTABLE NECK FLANGE, UNCUFFED, STERILE, ID 4.5MM | EAR, NOSE & THROAT SUPPLIES (ENT)
12150 | 4227191524400 | TRACHEOSTOMY TUBE, PEDIATRIC, EXTRA LONG, WITH ADJUSTABLE NECK FLANGE, UNCUFFED, STERILE, ID 5.0MM | EAR, NOSE & THROAT SUPPLIES (ENT)
12151 | 4227191524600 | TRACHEOSTOMY TUBE, ADULT, CUFFED, UNFENESTRATED, ID-IC 6.0 MM, EXTENDED PROXIMAL LENGTH, WITH DISPOSABLE INNER CANNULA, STERILE | EAR, NOSE & THROAT SUPPLIES (ENT)
12152 | 4227191524800 | TRACHEOSTOMY TUBE, ADULT, CUFFED, UNFENESTRATED WITH DISPOSABLE INNER CANNULA , ID-IC 7MM, EXTENDED LENGTH, STERILE | EAR, NOSE & THROAT SUPPLIES (ENT)
12153 | 4227191525000 | TRACHEOSTOMY TUBE, ADULT, CUFFED, UNFENESTRATED WITH DISPOSABLE INNER CANNULA , ID-IC 8MM, EXTENDED LENGTH, STERILE | EAR, NOSE & THROAT SUPPLIES (ENT)
12154 | 4227191525100 | TRACHEOSTOMY TUBE, ADULT, CUFFED, UNFENESTRATED WITH REUSABLE INNER CANNULA, ID-IC 9MM, EXTENDED LENGTH, STERILE | EAR, NOSE & THROAT SUPPLIES (ENT)
12155 | 4227191525200 | TRACHEOSTOMY TUBE, ADULT, CUFFED, UNFENESTRATED WITH REUSABLE INNER CANNULA, ID-IC 10MM, EXTENDED LENGTH, STERILE | EAR, NOSE & THROAT SUPPLIES (ENT)
12156 | 4227191527300 | TUBE ENDO - BRONCHIAL DOUBLE LUMEN RIGHT SZ 28, CURVED BRONCHIAL TIP, WITH X-RAY OPAQUE MARKERS, COLORED CODED CUFF FOR BRONCHIAL SIDE, MADE OF POLYURETHANE CUFF, WITH SUCTION CATHETER AND DOUBLE SWIVEL CONNECTOR, AND STYLET CAN MAINTAIN ANATOMICAL SHAPE OF THE TUBE, STERILE, DISPOSABLE SET | ANESTHESIA AND RESPIRATORY SUPPLEMENTARY
12157 | 4227191527400 | TUBE ENDO - BRONCHIAL DOUBLE LUMEN RIGHT SZ 32, CURVED BRONCHIAL TIP, WITH X-RAY OPAQUE MARKERS, COLORED CODED CUFF FOR BRONCHIAL SIDE, MADE OF POLYURETHANE CUFF, WITH SUCTION CATHETER AND DOUBLE SWIVEL CONNECTOR, AND STYLET CAN MAINTAIN ANATOMICAL SHAPE OF THE TUBE, STERILE, DISPOSABLE SET | ANESTHESIA AND RESPIRATORY SUPPLEMENTARY
12158 | 4227191527500 | TUBE ENDO - BRONCHIAL DOUBLE LUMEN RIGHT SZ 35, CURVED BRONCHIAL TIP, WITH X-RAY OPAQUE MARKERS AT THE DISTAL TIP, ABOVE THE BRONCHIAL CUFF AND AT THE TRACHEAL OPENING, COLORED CODED CUFF FOR BRONCHIAL SIDE, MADE OF POLYURETHANE CUFF, WITH SUCTION CATHETER AND DOUBLE SWIVEL CONNECTOR, AND STYLET CAN MAINTAIN ANATOMICAL SHAPE OF THE TUBE, STERILE, DISPOSABLE SET | RESPIRATORY AND ANESTHESIA TENDER
12159 | 4227191527600 | TUBE ENDO - BRONCHIAL DOUBLE LUMEN RIGHT SZ 37, CURVED BRONCHIAL TIP, WITH X-RAY OPAQUE MARKERS AT THE DISTAL TIP, ABOVE THE BRONCHIAL CUFF AND AT THE TRACHEAL OPENING, COLORED CODED CUFF FOR BRONCHIAL SIDE, MADE OF POLYURETHANE CUFF, WITH SUCTION CATHETER AND DOUBLE SWIVEL CONNECTOR, AND STYLET CAN MAINTAIN ANATOMICAL SHAPE OF THE TUBE, STERILE, DISPOSABLE SET | RESPIRATORY AND ANESTHESIA TENDER
12160 | 4227191527800 | TUBE ENDO - BRONCHIAL DOUBLE LUMEN RIGHT SZ 39, CURVED BRONCHIAL TIP, WITH X-RAY OPAQUE MARKERS AT THE DISTAL TIP, ABOVE THE BRONCHIAL CUFF AND AT THE TRACHEAL OPENING, COLORED CODED CUFF FOR BRONCHIAL SIDE, MADE OF POLYURETHANE CUFF, WITH SUCTION CATHETER AND DOUBLE SWIVEL CONNECTOR, AND STYLET CAN MAINTAIN ANATOMICAL SHAPE OF THE TUBE, STERILE, DISPOSABLE SET | RESPIRATORY AND ANESTHESIA TENDER
12161 | 4227191527900 | TUBE ENDO - BRONCHIAL DOUBLE LUMEN RIGHT SZ 41, CURVED BRONCHIAL TIP, WITH X-RAY OPAQUE MARKERS AT THE DISTAL TIP, ABOVE THE BRONCHIAL CUFF AND AT THE TRACHEAL OPENING, COLORED CODED CUFF FOR BRONCHIAL SIDE, MADE OF POLYURETHANE CUFF, WITH SUCTION CATHETER AND DOUBLE SWIVEL CONNECTOR, AND STYLET CAN MAINTAIN ANATOMICAL SHAPE OF THE TUBE, STERILE, DISPOSABLE SET | RESPIRATORY AND ANESTHESIA TENDER
12162 | 4227191528000 | TUBE ENDO - BRONCHIAL DOUBLE LUMEN LEFT SZ 32, CURVED BRONCHIAL TIP, WITH X-RAY OPAQUE MARKERS AT THE DISTAL TIP, ABOVE THE BRONCHIAL CUFF AND AT THE TRACHEAL OPENING, COLORED CODED CUFF FOR BRONCHIAL SIDE, MADE OF POLYURETHANE CUFF, WITH SUCTION CATHETER AND DOUBLE SWIVEL CONNECTOR, AND STYLET CAN MAINTAIN ANATOMICAL SHAPE OF THE TUBE, STERILE, DISPOSABLE SET | RESPIRATORY AND ANESTHESIA TENDER
12163 | 4227191528200 | TUBE ENDO - BRONCHIAL DOUBLE LUMEN LEFT SZ 41, CURVED BRONCHIAL TIP, WITH X-RAY OPAQUE MARKERS AT THE DISTAL TIP, ABOVE THE BRONCHIAL CUFF AND AT THE TRACHEAL OPENING, COLORED CODED CUFF FOR BRONCHIAL SIDE, MADE OF POLYURETHANE CUFF, WITH SUCTION CATHETER AND DOUBLE SWIVEL CONNECTOR, AND STYLET CAN MAINTAIN ANATOMICAL SHAPE OF THE TUBE, STERILE, DISPOSABLE SET | RESPIRATORY AND ANESTHESIA TENDER
12164 | 4227191528300 | LARYNGEAL MASK SUPRAGLOTTIC AIRWAY, THERMOPLASTIC ELASTOMER, INTEGRAL BITE BLOCK, NON-INFLATABLE CUFF, DISPOSABLE, STERILE, SIZE 1.0 | RESPIRATORY AND ANESTHESIA TENDER
12165 | 4227191528400 | LARYNGEAL MASK SUPRAGLOTTIC AIRWAY, THERMOPLASTIC ELASTOMER, INTEGRAL BITE BLOCK, GASTRIC CHANNEL, NON-INFLATABLE CUFF, DISPOSABLE, STERILE, SIZE 1.5 | RESPIRATORY AND ANESTHESIA TENDER
12166 | 4227191528500 | LARYNGEAL MASK SUPRAGLOTTIC AIRWAY, THERMOPLASTIC ELASTOMER, INTEGRAL BITE BLOCK, GASTRIC CHANNEL, NON-INFLATABLE CUFF, DISPOSABLE, STERILE, SIZE 2.0 | RESPIRATORY AND ANESTHESIA TENDER
12167 | 4227191528600 | LARYNGEAL MASK SUPRAGLOTTIC AIRWAY, THERMOPLASTIC ELASTOMER, INTEGRAL BITE BLOCK, GASTRIC CHANNEL, NON-INFLATABLE CUFF, DISPOSABLE, STERILE, SIZE 2.5 | RESPIRATORY AND ANESTHESIA TENDER
12168 | 4227191528700 | LARYNGEAL MASK SUPRAGLOTTIC AIRWAY, THERMOPLASTIC ELASTOMER, INTEGRAL BITE BLOCK, GASTRIC CHANNEL, POSITION GUIDE, NON-INFLATABLE CUFF, WITH ABILITY TO INTUBATE THROUGH, DISPOSABLE, STERILE, SIZE 3.0 | RESPIRATORY AND ANESTHESIA TENDER
12169 | 4227191528800 | LARYNGEAL MASK SUPRAGLOTTIC AIRWAY, THERMOPLASTIC ELASTOMER, INTEGRAL BITE BLOCK, GASTRIC CHANNEL, POSITION GUIDE, NON-INFLATABLE CUFF, ABILITY TO INTUBATE THROUGH, DISPOSABLE, STERILE, SIZE 4.0 | RESPIRATORY AND ANESTHESIA TENDER
12170 | 4227191528900 | LARYNGEAL MASK SUPRAGLOTTIC AIRWAY, THERMOPLASTIC ELASTOMER, INTEGRAL BITE BLOCK, GASTRIC CHANNEL, POSITION GUIDE, NON-INFLATABLE CUFF, ABILITY TO INTUBATE THROUGH, DISPOSABLE, STERILE, SIZE 5.0 | RESPIRATORY AND ANESTHESIA TENDER
12171 | 4227191529200 | DETECTOR CO2 SIZE ADULT MORE THAN 15 KG STERILE DISPOSABLE (COLORIMETRIC COMPATIBLE WITH ALL ENDOTRACHEAL TUBES DISPOSABLE STERILE) | RESPIRATORY AND ANESTHESIA TENDER
12172 | 4227191529300 | NEBULIZER KIT, SMALL VOLUME WITH 22MM CONICAL FITTING DESIGN, WITH OXYGEN TUBING, T-PIECE AND CORRUGATED TUBING AND MOUTHPIECE. | RESPIRATORY AND ANESTHESIA TENDER
12173 | 4227191529600 | CATHETER MOUNT, EXTENDABLE 15 CM, 22 OD /15 ID SWIVEL ELBOW WITHOUT DOUBLE FLIP CAP AND SEAL, DISPOSABLE) | RESPIRATORY AND ANESTHESIA TENDER
12174 | 4227191529700 | MDI CHAMBER ONE WAY VALVE WITH ANATOMICAL FACE MASK SIZE SMALL, DISPOSABLE, CLEAR AND TRANSPARENT CHAMBER BODY. | RESPIRATORY AND ANESTHESIA TENDER
12175 | 4227191529800 | MDI CHAMBER ONE WAY VALVE WITH ANATOMICAL FACE MASK SIZE MEDIUM, DISPOSABLE, CLEAR AND TRANSPARENT CHAMBER BODY. | RESPIRATORY AND ANESTHESIA TENDER
12176 | 4227191529900 | MDI CHAMBER ONE WAY VALVE WITH ANATOMICAL FACE MASK SIZE LARGE, DISPOSABLE, CLEAR AND TRANSPARENT CHAMBER BODY. | RESPIRATORY AND ANESTHESIA TENDER
12177 | 4227191530000 | MASK FULL FACE ADULT SILICONE/GEL VENTED SIZE LARGE WITH STRAP AND SWIVEL ADJUSTABLE SILICON PADDED FOREHEAD SUPPORT DISPOSABLE FOR CPAP/BIPAP MACHINE. ONE (1) ITEM/PCONE (1) SET | RESPIRATORY AND ANESTHESIA TENDER
12178 | 4227191530100 | MASK FULL FACE ADULT SILICONE/GEL VENTED SIZE MEDIUM WITH STRAP AND SWIVEL ADJUSTABLE SILICON PADDED FOREHEAD SUPPORT DISPOSABLE FOR CPAP/BIPAP MACHINE. ONE (1) ITEM/PCONE (1) SET | RESPIRATORY AND ANESTHESIA TENDER
12179 | 4227191530200 | MASK FULL FACE ADULT SILICONE/GEL VENTED SIZE SMALL WITH STRAP AND SWIVEL ADJUSTABLE SILICON PADDED FOREHEAD SUPPORT DISPOSABLE FOR CPAP/BIPAP MACHINE. ONE (1) ITEM/PCONE (1) SET | RESPIRATORY AND ANESTHESIA TENDER
12180 | 4227191530500 | MASK NASAL ADULT SILICONE/GEL, VENTED, SIZE MEDIUM WITH STRAP AND SWIVEL, ADJUSTABLE SILICON PADDED FOREHEAD SUPPORT, DISPOSABLE FOR CP AP/BIPAP MACHINE., ONE (1) ITEM/PC = ONE (1) SET | RESPIRATORY AND ANESTHESIA TENDER
12181 | 4227191530600 | MASK NASAL ADULT SILICONE/GEL, VENTED, SIZE LARGE WITH STRAP AND SWIVEL, ADJUSTABLE SILICON PADDED FOREHEAD SUPPORT, DISPOSABLE FOR CPA P/BIPAP MACHINE., ONE (1) ITEM/PC = ONE (1) SET | RESPIRATORY AND ANESTHESIA TENDER
12182 | 4227191530700 | FACE MASK RESUSCITATION, ROUND, SILICONE SIZE INTERNAL DIAMETER 35MM(+/- 2MM), DISPOSABLE | RESPIRATORY AND ANESTHESIA TENDER
12183 | 4227191530800 | FACE MASK RESUSCITATION, ROUND SILICONE SIZE INTERNAL DIAMETER 42MM (+/- 2MM), DISPOSABLE | RESPIRATORY AND ANESTHESIA TENDER
12184 | 4227191530900 | FACE MASK RESUSCITATION, ROUND SILICONE SIZE INTERNAL DIAMETER 50MM (+/- 2MM), DISPOSABLE | RESPIRATORY AND ANESTHESIA TENDER
12185 | 4227191531000 | FACE MASK RESUSCITATION, ROUND SILICONE SIZE INTERNAL DIAMETER 60MM (+/- 2MM), DISPOSABLE | RESPIRATORY AND ANESTHESIA TENDER
12186 | 4227191531100 | FACE MASK RESUSCITATION, ROUND SILICONE SIZE INTERNAL DIAMETER 72MM (+/- 2MM), DISPOSABLE | RESPIRATORY AND ANESTHESIA TENDER
12187 | 4227191531300 | ANESTHESIA FACE MASK, FULLY TRANSPARENT ALL MASK AND INFLATABLE, AIR CUSHION, ANATOMICAL FIT WITH EFFECTIVE SEAL, EASY AND COMFORTABLE GRIP FOR USER, FLEXIBLE MASK BODY, NON SLIP RIDGES, LATEX FREE, DISPOSABLE, SIZE 4 ADULT MEDIUM | RESPIRATORY AND ANESTHESIA TENDER
12188 | 4227191531400 | MASK FULL FACE ADULT SILICONE NON-VENTED SIZE LARGE WITH STRAP AND SWIVEL SILICON PADDED FOREHEAD SUPPORT DISPOSABLE FOR VENTILATOR ONE (1) ITEM/PCONE (1) SET | ANESTHESIA AND RESPIRATORY SUPPLEMENTARY
12189 | 4227191531500 | MASK FULL FACE ADULT SILICONE/GEL, NON-VENTED, SIZE MEDIUM WITH STRAP AND SWIVEL, ADJUSTABLE SILICON PADDED FOREHEAD SUPPORT, DISPOSABL E FOR VENTILATOR, ONE (1) ITEM/PC = ONE (1) SET | RESPIRATORY AND ANESTHESIA TENDER
12190 | 4227191531600 | MASK FULL FACE ADULT SILICONE/GEL, NON-VENTED, SIZE SMALL WITH STRAP AND SWIVEL, ADJUSTABLE SILICON PADDED FOREHEAD SUPPORT, DISPOSABLE FOR VENTILATOR, ONE (1) ITEM/PC = ONE (1) SET | RESPIRATORY AND ANESTHESIA TENDER
12191 | 4227191531800 | MASK FULL FACE ORONASAL, PEDIATRIC (SILICONE/GEL), NON-VENTED, SIZE LARGE WITH STRAP AND SWIVEL, ADJUSTABLE FOREHEAD SUPPORT, DISPOSABLE FOR VENTILATOR | RESPIRATORY AND ANESTHESIA SUPPLIES
12192 | 4227191532200 | MASK NASAL PEDIATRIC (SILICONE/GEL), VENTED, SIZE SMALL WITH STRAP AND SWIVEL, ADJUSTABLE FOREHEAD SUPPORT, ADJUSTABLE MOLD DISPOSABLE FOR CPAP/BIPAP MACHINE. | ANESTHESIA AND RESPIRATORY SUPPLEMENTARY
12193 | 4227191532300 | MASK NASAL PEDIATRIC (SILICONE/GEL), VENTED, SIZE MEDIUM WITH STRAP AND SWIVEL, ADJUSTABLE FORHEAD SUPPORT, ADJUSTABLE MOLD, DISPOSABLE FOR CPAP/BIPAP MACHINE. | ANESTHESIA AND RESPIRATORY SUPPLEMENTARY
12194 | 4227191532400 | MASK NASAL PEDIATRIC (SILICONE/GEL), VENTED, SIZE LARGE WITH STRAP AND SWIVEL, ADJUSTABLE FOREHEAD SUPPORT, ADJUSTABLE MOLD, DISPOSABLE FOR CPAP/BIPAP MACHINE. | ANESTHESIA AND RESPIRATORY SUPPLEMENTARY
12195 | 4227191532900 | TOTAL FACE MASK SIZE ADULT XLARGE NON-VENTED COVER FROM FOREHEAD TO CHIN MADE OF SILICON INCLUDE HEADGEAR WITH EMERGENCY RELEA SE DISPOSABLE. ONE (1) ITEM/PCONE (1) SET | RESPIRATORY AND ANESTHESIA TENDER
12196 | 4227191533000 | TOTAL FACE MASK SIZE ADULT LARGE NON-VENTED COVER FROM FOREHEAD TO CHIN MADE OF SILICON INCLUDE HEADGEAR WITH EMERGENCY RELEAS E DISPOSABLE. ONE (1) ITEM/PCONE (1) SET | RESPIRATORY AND ANESTHESIA TENDER
12197 | 4227191533100 | TOTAL FACE MASK SIZE ADULT MEDIUM NON-VENTED COVER FROM FOREHEAD TO CHIN MADE OF SILICON INCLUDE HEADGEAR WITH EMERGENCY RELEA SE DISPOSABLE. ONE (1) ITEM/PCONE (1) SET | RESPIRATORY AND ANESTHESIA TENDER
12198 | 4227191533200 | TOTAL FACE MASK SIZE ADULT SMALL NON-VENTED COVER FROM FOREHEAD TO CHIN MADE OF SILICON INCLUDE HEADGEAR WITH EMERGENCY RELEAS E DISPOSABLE. ONE (1) ITEM/PCONE (1) SET | RESPIRATORY AND ANESTHESIA TENDER
12199 | 4227191533800 | TOTAL FACE MASK PEDIATRIC SIZE XS COVER FROM HEAD TO CHIN DISPOSABLE INCLUDES INTERCHANGEABLE VENTED AND NON-VENTED ELBOW ADAPTER WITH HEADGEAR. ONE (1) ITEM/PCONE (1) SET | RESPIRATORY AND ANESTHESIA TENDER
12200 | 4227191533900 | HIGH FLOW TRACHEOSTOMY TUBE INTERFACE, STERILE, DISPOSABLE, COMPATIBLE WITH AIRVO2 MACHINE OR EQUIVALENT | RESPIRATORY AND ANESTHESIA TENDER
12201 | 4227191534000 | AEROSOL MASK TRACHEOSTOMY ADULT WITH ONE SIDE SNAP BUTTON, KNOTTED OTHER SIDE, SWIVEL 360 DEGREE PORT FOR 22 MM CORRUGATED TUBE, PVC FREE, CLEAR PLASTIC WITH SOFT ROUNDED CUFF. | RESPIRATORY AND ANESTHESIA TENDER
12202 | 4227191534100 | AEROSOL MASK TRACHEOSTOMY PEDIATRIC, SWIVEL 360 DEGREE PORT FOR 22 MM CORRUGATED TUBE, PVC FREE, CLEAR PLASTIC WITH SOFT ROUNDED CUFF. | ANESTHESIA AND RESPIRATORY SUPPLEMENTARY
12203 | 4227191534200 | MASK OXYGEN ADULT, CLEAR PLASTIC WITH METAL STRIP OVER NOSE, SMALL EXHALATION PORT BILATERAL OXYGEN TUBING RESISTANT LENGTH 2.1 M ADU LT DISPOSABLE | RESPIRATORY AND ANESTHESIA TENDER
12204 | 4227191534300 | MASK OXYGEN PEDIATRIC, CLEAR PLASTIC WITH METAL STRIP OVER NOSE, SMALL EXHALATION PORT BILATERAL OXYGEN TUBING RESISTANT LENGTH 2.1 M PEDIATRIC DISPOSABLE | RESPIRATORY AND ANESTHESIA TENDER
12205 | 4227191534400 | MASK OXYGEN NEONATAL, CLEAR PLASTIC WITH METAL STRIP OVER NOSE, SMALL EXHALATION PORT BILATERAL OXYGEN TUBING RESISTANT LENGTH 2.1 M NEONATAL DISPOSABLE | RESPIRATORY AND ANESTHESIA TENDER
12206 | 4227191534500 | MASK OXYGEN, ADULT SIZE, NON-REBREATHER, WITH METAL STRIP OVER NOSE AND 600 - 1000 ML RESERVOIR BAG, STATIC RESISTANT, ADJUSTABLE ELASTIC BAND, ONE WAY VALVE ON BOTH SIDES, OXYGEN TUBING KINK RESISTANT LENGTH AT LEAST 2.1 M DISPOSABLE. | RESPIRATORY AND ANESTHESIA TENDER
12207 | 4227191534600 | MASK OXYGEN, PEDIATRIC SIZE, NON-REBREATHER, WITH METAL STRIP OVER NOSE AND 500 ML RESERVOIR BAG, STATIC RESISTANT, ADJUSTABLE ELASTIC BAND, ONE WAY VALVE ON BOTH SIDES, OXYGEN TUBING KINK RESISTANT LENGTH AT LEAST 2.1 M DISPOSABLE. | RESPIRATORY AND ANESTHESIA TENDER
12208 | 4227191534700 | MASK AEROSOL, ADULT SIZE, WITH METAL STRIP OVER NOSE, ELASTIC BAND, BILATERAL EXHALATION PORT, CLEAR PLASTIC, DISPOSABLE. | RESPIRATORY AND ANESTHESIA TENDER
12209 | 4227191534800 | MASK AEROSOL, PEDIATRIC SIZE, WITH METAL STRIP OVER NOSE, ELASTIC BAND, BILATERAL EXHALATION PORT, CLEAR PLASTIC, DISPOSABLE. | RESPIRATORY AND ANESTHESIA TENDER
12210 | 4227191535000 | VENTURI-MASK, METAL STRIP, ELASTIC BAND, ADULT SIZE, OXYGEN TUBING 1.8 M KINK RESISTANT, WITH TWO EXHALATION PORT, ADJUSTABLE OXYGEN RANGE 24% TO 50 %, DISPOSABLE. | RESPIRATORY AND ANESTHESIA TENDER
12211 | 4227191535100 | VENTURI-MASK, METAL STRIP, ELASTIC BAND, PEDIATRIC, SIZE, OXYGEN TUBING 1.8 M KINK RESISTANT, WITH TWO EXHALATION PORT, WITH ADJUSTABLE OXYGEN RANGE 24% TO 50 %, DISPOSABLE. | RESPIRATORY AND ANESTHESIA TENDER
12212 | 4227191535200 | CLOSE SUCTION SYSTEM, MINIMUM 72 HRS, STERILE, DISPOSABLE, 10 FR, GRADUATED, COLOR CODED, TRANSPARENT ELASTIC SHEATH, MDI ADAPTER, FLUSH PORT WITH CAP,FIT WITH LUER LOCK FLUSH DEVIES , T-PIECE, LENGTH 15-30 CM, FOR TRACHEOSTOMY., ONE (1) ITEM/PC = ONE (1) SET | RESPIRATORY AND ANESTHESIA TENDER
12213 | 4227191535300 | INTRODUCER TRACHEAL TUBE ADULT (BOUGIE) ANGLED, 15CH X 700-800MM | RESPIRATORY AND ANESTHESIA TENDER
12214 | 4227191535400 | TUBE CUFF PRESSURE CONNECTING TUBE 1.8-2 METERS TALL FOR USE WITH CUFF INFLATOR AND PRESSURE GAUGE (DISPOSABLE) | RESPIRATORY AND ANESTHESIA TENDER
12215 | 4227191535500 | CUFF INFLATOR / PRESSURE GAUGE FOR ENDOTRACHEAL- TRACHEOSTOMY MEASURING CUFF PRESSURE, REUSABLE | RESPIRATORY AND ANESTHESIA TENDER
12216 | 4227191535600 | TRACHEOSTOMY TUBE HOLDER, ONE PIECE, VELCRO SECURING, SOFT PADDED FOAM COVERED WITH FABRIC, ADULT/PEDIATRIC SIZE, 1.5 INCH WIDE, FITS NECK FROM 18INCH TO 22 INCH , DISPOSABLE, NON-STERILE. INDIVIDUALLY PACKS | RESPIRATORY AND ANESTHESIA TENDER
12217 | 4227191535700 | BREATHING FACE MASK ADULT, WITH CLIP HEAD CAP (XXS) FOR CARDIO-PULMONARY EXERCISE TEST (CPET) | RESPIRATORY AND ANESTHESIA TENDER
12218 | 4227191535800 | BREATHING FACE MASK ADULT, WITH CLIP HEAD CAP (XS) FOR CARDIO-PULMONARY EXERCISE TEST (CPET) | RESPIRATORY AND ANESTHESIA TENDER
12219 | 4227191535900 | BREATHING FACE MASK ADULT, WITH CLIP HEAD CAP (SMALL) FOR CARDIO-PULMONARY EXERCISE TEST (CPET) | RESPIRATORY AND ANESTHESIA TENDER
12220 | 4227191536000 | BREATHING FACE MASK ADULT, WITH CLIP HEAD CAP (MEDIUM) FOR CARDIO-PULMONARY EXERCISE TEST (CPET) | RESPIRATORY AND ANESTHESIA TENDER
12221 | 4227191536100 | BREATHING FACE MASK ADULT, WITH CLIP HEAD CAP (LARGE) FOR CARDIO-PULMONARY EXERCISE TEST (CPET) | RESPIRATORY AND ANESTHESIA TENDER
12222 | 4227191536200 | LIGHT FLEXIBLE TUBE (0.9 M) WITH COUPLING AND EXTENSION, FOR PULMONARY FUNCTION TEST, COMPATIBLE WITH VYAIRE-JAEGER OR EQUIVALENT | ANESTHESIA AND RESPIRATORY SUPPLEMENTARY
12223 | 4227191536800 | KIT, PERCUTANEOUS TRACHEOSTOMY, ADULT, CUFFED, UNFENESTRATED ID-IC 8MM | EAR, NOSE & THROAT SUPPLIES (ENT)
12224 | 4227191537000 | CLOSE SUCTION SYSTEM, 24 HRS, WITH DOUBLE SWIVEL CONNECTOR, DISPOSABLE, 12 FR, GRADUATED, WITHOUT MDI PORT, LENGTH 25-35CM, STERILE | ANESTHESIA AND RESPIRATORY SUPPLEMENTARY
12225 | 4227191537200 | TRACHEOSTOMY TUBE, ADULT, CUFFLESS, FENESTRATED ID-IC 10MM, WITH 2 REUSABLE INNER CANNULA, EXTENDED LENGTH, (1 PLAIN AND 1 FENESTRATED), STERILE | EAR, NOSE & THROAT SUPPLIES (ENT)
12226 | 4227191537600 | TRACHEOSTOMY TUBE, ADULT, CUFFED, FENESTRATED ID-IC 10.0 MM, OD ( 11.5 - 13.8 MM ), TOTAL LENGTH ( 80 -84 MM ), WITH 2 REUSABLE INNER CANNULA (1 PLAIN AND 1 FENESTRATED), STERILE | EAR, NOSE & THROAT SUPPLIES (ENT)
12227 | 4227191539500 | HELMET HOOD VENTED XLARGE WITH UNDER ARM CUSHIONED STRAP EAR PLUG CPAP/BIPAP MACHINE DISPOSABLE ONE (1) EACHONE (1) SET | RESPIRATORY AND ANESTHESIA TENDER
12228 | 4227191539600 | HELMET HOOD VENTED MEDIUM WITH UNDER ARM CUSHIONED STRAP EAR PLUG FOR CPAP/BIPAP MACHINE DISPOSABLE. ONE (1) EACHONE (1) SET | RESPIRATORY AND ANESTHESIA TENDER
12229 | 4227191539700 | HELMET HOOD VENTED LARGE WITH UNDER ARM CUSHIONED STRAP EAR PLUG FOR CPAP/BIPAP MACHINE DISPOSABLE. ONE (1) EACHONE (1) SET | RESPIRATORY AND ANESTHESIA TENDER
12230 | 4227191540300 | KIT LUMBAR PUNCTURE WITH 18 G X 3 - 1/2 SPINAL NEEDLE STERILE. | NEUROSCIENCE
12231 | 4227191540800 | TRACHEOSTOMY PERCUTANEOUS KIT (ONE STAGE DILATOR, TRACHEOSTOMY NONFENESTRATED TUBE WITH SUBGLOTTIC SUCTION, TWO INNER CANNULA, TRACH EOSTOMY HOLDER, GUIDEWIRE WITH PROXIMAL AND DISTAL MARKING, INTRODUCER CANNULA, SPLIT GAUZE, SAFETY SCALPEL, CANNULA, 10 CC SYRINGE), RADIOPAQUE MARKING, STERILE SIZE 8.0MM (ID). | RESPIRATORY AND ANESTHESIA TENDER
12232 | 4227191541100 | BUTTON, SOFT LARYNGECTOMY, FLEXIBLE, SUFFICIENTLY RIGID SILICONE, CAN HOLD A HME CASSETTE AND/OR FREEHANDS HME, ASSORTED DIAMETERS AND LENGTHS | EAR, NOSE & THROAT SUPPLIES (ENT)
12233 | 4227191542100 | ADHESIVE, SOFT TRACHEOSTOMA SEAL HYDROCOLLOID MATERIAL USED FOR SORE OR IRRITATED SKIN, WITH HEAT MOISTURE EXCHANGER OVAL, OR EQUIVALENT | EAR, NOSE & THROAT SUPPLIES (ENT)
12234 | 4227191542200 | ADHESIVE, SOFT TRACHEOSTOMA SEAL HYDROCOLLOID MATERIAL USED FOR SORE OR IRRITATED OR RADIATED SKIN, WITH HEAT MOISTURE EXCHANGER ROUND, OR EQUIVALENT | EAR, NOSE & THROAT SUPPLIES (ENT)
12235 | 4227191542300 | ADHESIVE, STRONG SEAL, DEEP TRACHEOSTOMA USED WITH HEAT MOISTURE EXCHANGER OVAL, OR EQUIVALENT | EAR, NOSE & THROAT SUPPLIES (ENT)
12236 | 4227191542400 | ADHESIVE, STRONG SEAL, DEEP TRACHEOSTOMA USED WITH HEAT MOISTURE EXCHANGER ROUND, OR EQUIVALENT | EAR, NOSE & THROAT SUPPLIES (ENT)
12237 | 4227191542600 | CAPSULE, FLEXIBLE INSERTION PIN, 20FR | EAR, NOSE & THROAT SUPPLIES (ENT)
12238 | 4227191542700 | DEVICE, FOR TOTAL LARYNGECTOMY PATIENTS ALLOWING FREE HAND VOICING, CONNECT TO DISPOSABLE HME, REUSABLE | EAR, NOSE & THROAT SUPPLIES (ENT)
12239 | 4227191542800 | HEAT MOISTURE EXCHANGER, WITH A HIGHLY EFFECTIVE ELECTROSTATIC FILTER, FOR LARYNGEAL/TRACHEAL STOMA ALLOWING VOICING WITH FINGER OCCLUSION VOICING, PROTECTS AGAINST AIRBORNE PARTICLES, INCLUDING VIRUSES AND BACTERIA, OR EQUIVALENT | EAR, NOSE & THROAT SUPPLIES (ENT)
12240 | 4227191542900 | HEAT MOISTURE EXCHANGER (HME) WITH FINGER OCCLUSION, ASSORTED TYPES | EAR, NOSE & THROAT SUPPLIES (ENT)
12241 | 4227191543300 | STOMA COVER, FOR LARYNGECTOMY, SCARF OR BIB, ASSORTED SHAPES AND COLORS | EAR, NOSE & THROAT SUPPLIES (ENT)
12242 | 4227191543400 | CAPSULE, FLEXIBLE INSERTION PIN, 22.5FR | EAR, NOSE & THROAT SUPPLIES (ENT)
12243 | 4227191544100 | INNER CANNULA WITH TWIST LOCK MECHANISM USED WITH TRACHEOSTOMY XLT SIZE 5.0 SINGLE USE STERILE DISPOSABLE | ANESTHESIA AND RESPIRATORY SUPPLEMENTARY
12244 | 4227191544200 | INNER CANNULA WITH TWIST LOCK MECHANISM USED WITH TRACHEOSTOMY XLT/ SIZE 8.0 SINGLE USE STERILE DISPOSABLE / | ANESTHESIA AND RESPIRATORY SUPPLEMENTARY
12245 | 4227191544400 | HEAT MOISTURE EXCHANGER, FOR TRACHEOSTOMY, WITH O2 TUBING CONNECTOR, DISPOSABLE | EAR, NOSE & THROAT SUPPLIES (ENT)
12246 | 4227191544600 | MASK NASAL PEDIATRIC (SILICONE/GEL), VENTED, SIZE EXTRA SMALL WITH STRAP AND SWIVEL, ADJUSTABLE FOREHEAD SUPPORT, ADJUSTABLE MOLD DISPOSABLE FOR CPAP/BIPAP MACHINE. | ANESTHESIA AND RESPIRATORY SUPPLEMENTARY
12247 | 4227192000000 | DILATOR TRACHEAL LABORDE LENGTH=13CM REUSABLE | SURGICAL INSTRUMENT TENDER
12248 | 4227192000100 | DILATOR TRACHEAL TROUSSEAU LENGTH=14.5CM REUSABLE | SURGICAL INSTRUMENT TENDER
12249 | 4227192400100 | CRICOTHYROTOMY CATHETER SETS FOR EMERGENCY SIZE 4.0 MM ONE (1) EACHONE (1) SET | RESPIRATORY AND ANESTHESIA TENDER
12250 | 4227192400200 | CRICOTHYROTOMY CATHETER SETS FOR EMERGENCY SIZE 2.0 MM ONE (1) EACHONE (1) SET | RESPIRATORY AND ANESTHESIA TENDER
12251 | 4227192600000 | TUBE EVACUATOR TUBE STOMACH SALEM SUMP 10 FRENCH 90 - 120 CM LONG STERILE. | SUPPLEMENTARY GEN.SUPPLIES NURS,BURN
12252 | 4227192600200 | TUBE SUCTION TUBE CONNECTING 3-3.5 MM X 30 M CLEAR WITH BUBBLE EVERY 90 CM NON - STERILE. | SUPPLEMENTARY GEN.SUPPLIES NURS,BURN
12253 | 4227192900600 | DILATOR, TRACHEOESOPHAGEAL PUNCTURE (THE SIZE CAN BE INCREASED FROM 15 FR TO 24 FR IN ONE DEVICE), OR EQUIVALENT | EAR, NOSE & THROAT SUPPLIES (ENT)
12254 | 4227192900700 | SIZER, TRACHEOESOPHAGEAL PUNCTURE PROSTHESIS DILATOR (18 FR) OR EQUIVALENT | EAR, NOSE & THROAT SUPPLIES (ENT)
12255 | 4227192900800 | SIZER, TRACHEOESOPHAGEAL PUNCTURE PROSTHESIS DILATOR (22 FR) OR EQUIVALENT | EAR, NOSE & THROAT SUPPLIES (ENT)
12256 | 4227192901100 | KIT, PERCUTANEOUS TRACHEOSTOMY, ADULT, CUFFED, UNFENESTRATED ID-IC 7MM | EAR, NOSE & THROAT SUPPLIES (ENT)
12257 | 4227192901200 | KIT, PERCUTANEOUS TRACHEOSTOMY, ADULT, CUFFED, UNFENESTRATED ID-IC 7MM, EXTENDED LENGTH | EAR, NOSE & THROAT SUPPLIES (ENT)
12258 | 4227192901300 | KIT, PERCUTANEOUS TRACHEOSTOMY, ADULT, CUFFED, UNFENESTRATED ID-IC 8MM, EXTENDED LENGTH | EAR, NOSE & THROAT SUPPLIES (ENT)
12259 | 4227192901400 | KIT, PERCUTANEOUS TRACHEOSTOMY, ADULT, CUFFED, UNFENESTRATED ID-IC 9MM | EAR, NOSE & THROAT SUPPLIES (ENT)
12260 | 4227192901500 | KIT, PERCUTANEOUS TRACHEOSTOMY, ADULT, CUFFED, UNFENESTRATED ID-IC 9MM, EXTENDED LENGTH | EAR, NOSE & THROAT SUPPLIES (ENT)
12261 | 4227192901800 | KIT, PERCUTANEOUS TRACHEOSTOMY, ADULT, WITH SUBGLOTTIC SUCTION, FENESTRATED ID-IC 7MM | EAR, NOSE & THROAT SUPPLIES (ENT)
12262 | 4227192901900 | KIT, PERCUTANEOUS TRACHEOSTOMY, ADULT, WITH SUBGLOTTIC SUCTION, FENESTRATED ID-IC 8MM | EAR, NOSE & THROAT SUPPLIES (ENT)
12263 | 4227192902000 | KIT, PERCUTANEOUS TRACHEOSTOMY, ADULT, WITH SUBGLOTTIC SUCTION, FENESTRATED ID-IC 9MM | EAR, NOSE & THROAT SUPPLIES (ENT)
12264 | 4227192902300 | KIT, TRACHEOESOPHAGEAL PUNCTURE, ASSORTED SIZES AND DIAMETERS, STERILE | EAR, NOSE & THROAT SUPPLIES (ENT)
12265 | 4227193100300 | RETRACTOR RING FLEXIBLE FOR PROTECTING THE WOUND MARGIN FROM CONTACT CONTAMINATION 2.5-6 CM DISPOSABLE STERILE. | SUPPLEMENTARY GENERAL CONSUMABLES
12266 | 4227193200000 | FLUSH, VOICE PROSTHESIS TO BE USED AFTER BRUSHING | EAR, NOSE & THROAT SUPPLIES (ENT)
12267 | 4227193200100 | FENESTRATION PUNCH, FOR LARYNGECTOMY TUBES | EAR, NOSE & THROAT SUPPLIES (ENT)
12268 | 4227193200300 | SHOWER GUARD, INCLUDES HOUSING AND TAPE DISCS FOR TOTAL LARYNGECTOMY STOMA CARE | EAR, NOSE & THROAT SUPPLIES (ENT)
12269 | 4227193200500 | TUBE HOLDER, FOR LARYNGECTOMY TUBE AND TRACHEOSTOMA BUTTON WITH INTEGRATED CLIP CONNECTORS | EAR, NOSE & THROAT SUPPLIES (ENT)
12270 | 4227193200700 | DEVICE, HEAT MOISTURE EXCHANGER WITH A HIGHLY EFFECTIVE ELECTROSTATIC FILTER, FOR LARYNGEAL/TRACHEAL STOMA (FOR TOTAL LARYNGECTOMY PATIENTS) ALLOWING FREE HAND VOICING, PROTECTS AGAINST AIRBORNE PARTICLES, INCLUDING VIRUSES AND BACTERIA, SINGLE USE | EAR, NOSE & THROAT SUPPLIES (ENT)
12271 | 4227193200800 | DEVICE HEAT MOISTURE EXCHANGER WITH A HIGHLY EFFECTIVE ELECTROSTATIC FILTER FOR LARYNGEAL/TRACHEAL STOMA (FOR TOTAL LARYNGECTOMY PATIENTS) ALLOWING VOICING WITH FINGER OCCLUSION VOICING PROTECTS AGAINST AIRBORNE PARTICLES INCLUDING VIRUSES AND BACTERIA OR EQUIVALENT | EAR, NOSE & THROAT SUPPLIES (ENT)
12272 | 4227193200900 | HEAT MOISTURE EXCHANGER, FOR TOTAL LARYNGECTOMY PATIENTS, ALLOWING FREE HAND VOICING | EAR, NOSE & THROAT SUPPLIES (ENT)
12273 | 4227193301100 | TUBE, SOFT LARYNGECTOMY FLEXIBLE, SUFFICIENTLY RIGID SILICONE, CAN HOLD A HME CASSETTE AND/ OR FREEHAND HME, ASSORTED TYPES, DIAMETERS AND LENGTHS | EAR, NOSE & THROAT SUPPLIES (ENT)
12274 | 4227193800200 | SPEAKING VALVE, ADJUSTABLE PHON WITH OXYGEN SUPPLY PORT | EAR, NOSE & THROAT SUPPLIES (ENT)
12275 | 4227193800300 | TRACHEOSTOMY TUBE, ADULT, CUFFLESS, FENESTRATED ID-IC 10.0 MM, OD ( 11.5 - 13.8 MM ), TOTAL LENGTH ( 80 -84 MM ), WITH 2 REUSABLE INNER CANNULA (1 PLAIN AND 1 FENESTRATED), STERILE | EAR, NOSE & THROAT SUPPLIES (ENT)
12276 | 4227200102500 | BLADE LARYNGOSCOPE MILLER SIZE 2, DISPOSABLE, MADE OF STAINLESS STEEL, MUST BE COMPATIBLE WITH LARYNGOSCOPE HANDLE AND EASY TO INSTALL AND REMOVE | RESPIRATORY AND ANESTHESIA TENDER
12277 | 4227200102600 | BLADE LARYNGOSCOPE MILLER SIZE 3, DISPOSABLE, MADE OF STAINLESS STEEL, MUST BE COMPATIBLE WITH LARYNGOSCOPE HANDLE AND EASY TO INSTALL AND REMOVE | RESPIRATORY AND ANESTHESIA TENDER
12278 | 4227200102700 | BLADE LARYNGOSCOPE MILLER SIZE 4, DISPOSABLE, MADE OF STAINLESS STEEL, MUST BE COMPATIBLE WITH LARYNGOSCOPE HANDLE AND EASY TO INSTALL AND REMOVE | RESPIRATORY AND ANESTHESIA TENDER
12279 | 4227200104200 | INTUBATION VIDEO LARYNGEAL BLADE WITH INTEGRATED CAMERA AND LIGHT MILLER SIZE 1 DISPOSABLE COMPATIBLE WITH VERATHON SYSTEM OR EQUIVALENT | RESPIRATORY AND ANESTHESIA TENDER
12280 | 4227200104300 | INTUBATION VIDEO LARYNGEAL BLADE WITH INTEGRATED CAMERA AND LIGHT MILLER SIZE 0 DISPOSABLE COMPATIBLE WITH VERATHON SYSTEM OR EQUIVALENT | RESPIRATORY AND ANESTHESIA TENDER
12281 | 4227200104400 | INTUBATION VIDEO LARYNGEAL BLADE, WITH INTEGRATED CAMERA AND LIGHT, 90 DEGREE ANGLED, SIZE 4.0, DISPOSABLE, COMPATIBLE WITH VERATHON SYSTEM OR EQUIVALENT | RESPIRATORY AND ANESTHESIA TENDER
12282 | 4227200104500 | INTUBATION VIDEO LARYNGEAL BLADE, WITH INTEGRATED CAMERA AND LIGHT, 90 DEGREE ANGLED, SIZE 3.0, DISPOSABLE, COMPATIBLE WITH VERATHON SYSTEM OR EQUIVALENT | RESPIRATORY AND ANESTHESIA TENDER
12283 | 4227200104600 | INTUBATION VIDEO LARYNGEAL BLADE, WITH INTEGRATED CAMERA AND LIGHT, 60 DEGREE ANGLED, SIZE 4.0, DISPOSABLE, COMPATIBLE WITH VERATHON SYSTEM OR EQUIVALENT | RESPIRATORY AND ANESTHESIA TENDER
12284 | 4227200104700 | INTUBATION VIDEO LARYNGEAL BLADE, WITH INTEGRATED CAMERA AND LIGHT, 60 DEGREE ANGLED, SIZE 3.0, DISPOSABLE, COMPATIBLE WITH VERATHON SYSTEM OR EQUIVALENT | RESPIRATORY AND ANESTHESIA TENDER
12285 | 4227200104800 | INTUBATION VIDEO LARYNGEAL BLADE, WITH INTEGRATED CAMERA AND LIGHT, 60 DEGREE ANGLED, SIZE 2.5, DISPOSABLE, COMPATIBLE WITH VERATHON SYSTEM OR EQUIVALENT | RESPIRATORY AND ANESTHESIA TENDER
12286 | 4227200104900 | INTUBATION VIDEO LARYNGEAL BLADE, WITH INTEGRATED CAMERA AND LIGHT, 60 DEGREE ANGLED, SIZE 2.0, DISPOSABLE, COMPATIBLE WITH VERATHON SYSTEM OR EQUIVALENT | RESPIRATORY AND ANESTHESIA TENDER
12287 | 4227200105000 | INTUBATION VIDEO LARYNGEAL BLADE, WITH INTEGRATED CAMERA AND LIGHT, 60 DEGREE ANGLED, SIZE 1.0, DISPOSABLE, COMPATIBLE WITH VERATHON SYSTEM OR EQUIVALENT | RESPIRATORY AND ANESTHESIA TENDER
12288 | 4227200105100 | BLADE OF VIDEO LARYNGOSCOPE, MACINTOSH SIZE 4, COMPATIBLE WITH C-MAC OR EQUIVALENT, DISPOSABLE | RESPIRATORY AND ANESTHESIA TENDER
12289 | 4227200105200 | BLADE OF VIDEO LARYNGOSCOPE, MACINTOSH SIZE 3, COMPATIBLE WITH C-MAC OR EQUIVALENT, DISPOSABLE | RESPIRATORY AND ANESTHESIA TENDER
12290 | 4227200105300 | BLADE OF VIDEO LARYNGOSCOPE, DISPOSABLE, SIZE 1, MILLER, COMPATIBLE WITH C-MAC OR EQUIVALENT | RESPIRATORY AND ANESTHESIA TENDER
12291 | 4227200105500 | BLADE OF VIDEO LARYNGOSCOPE, MACINTOSH SIZE D BLADE, COMPATIBLE WITH C-MAC OR EQUIVALENT, DISPOSABLE | RESPIRATORY AND ANESTHESIA TENDER
12292 | 4227200106200 | BLADE LARYNGOSCOPE FIBER OPTIC MACINTOSH SZ 4, REUSABLE MUST BE COMPATIBLE WITH LARYNGOSCOPE HANDLE | RESPIRATORY AND ANESTHESIA TENDER
12293 | 4227200106400 | BLADE LARYNGOSCOPE FIBER OPTIC MACINTOSH SZ 1, REUSABLE MUST BE COMPATIBLE WITH LARYNGOSCOPE HANDLE | RESPIRATORY AND ANESTHESIA TENDER
12294 | 4227200106500 | BLADE LARYNGOSCOPE FIBER OPTIC MACINTOSH SZ 00, REUSABLE MUST BE COMPATIBLE WITH LARYNGOSCOPE HANDLE | RESPIRATORY AND ANESTHESIA TENDER
12295 | 4227200106700 | BLADE LARYNGOSCOPE FIBER OPTIC MACINTOSH SZ 2, REUSABLE MUST BE COMPATIBLE WITH LARYNGOSCOPE HANDLE | RESPIRATORY AND ANESTHESIA TENDER
12296 | 4227200106800 | BLADE FOR VIDEO LARYNGOSCOPE, COVER, COMPATIBLE WITH UE SCOPE OR EQUIVALENT, DISPOSABLE, SIZE 4 | ANESTHESIA AND RESPIRATORY SUPPLEMENTARY
12297 | 4227200106900 | BLADE FOR VIDEO LARYNGOSCOPE, COVER, COMPATIBLE WITH UE SCOPE OR EQUIVALENT, DISPOSABLE, SIZE 3 | ANESTHESIA AND RESPIRATORY SUPPLEMENTARY
12298 | 4227200107000 | BLADE FOR VIDEO LARYNGOSCOPE, COVER, COMPATIBLE WITH UE SCOPE OR EQUIVALENT, DISPOSABLE, SIZE 2 | ANESTHESIA AND RESPIRATORY SUPPLEMENTARY
12299 | 4227200107100 | BLADE FOR VIDEO LARYNGOSCOPE, COVER, COMPATIBLE WITH UE SCOPE OR EQUIVALENT, DISPOSABLE, SIZE 1 | ANESTHESIA AND RESPIRATORY SUPPLEMENTARY
12300 | 4227200107200 | BLADE FOR VIDEO LARYNGOSCOPE, COVER, COMPATIBLE WITH UE SCOPE OR EQUIVALENT, DISPOSABLE, SIZE 0 | ANESTHESIA AND RESPIRATORY SUPPLEMENTARY
12301 | 4227200112400 | BLADE OF VIDEO LARYNGOSCOPE, REUSABLE, SIZE 0, MILLER, COMPATIBLE WITH C-MAC OR EQUIVALENT | RESPIRATORY AND ANESTHESIA TENDER
12302 | 4227200401200 | STYLET ADULT FOR VIDEO INTUBATION BLADE, PRE-SHAPED, DISPOSABLE COMPATIBLE WITH VERATHON SYSTEM OR EQUIVALENT | RESPIRATORY AND ANESTHESIA TENDER
12303 | 4227200401300 | PRE SHAPED STYLET, PEDIATRIC, DISPOSABLE, 60 DEGREE ANGLE FOR ET TUBE EASY INSERTION COMPATIBLE WITH VERATHON SYSTEM OR EQUIVALENT | RESPIRATORY AND ANESTHESIA TENDER
12304 | 4227200401500 | VIDEO STYLET, WITH CONTROL WHEEL, MOVEMENT AND PRELOADED ENDOTRACHEAL TUBE SIZE 6.5, FLEXIBLE TIP WITH TWO MURPHY EYES, STERILE, DISPOSABLE, COMPATIBLE WITH PROVU OR EQUIVALENT | ANESTHESIA AND RESPIRATORY SUPPLEMENTARY
12305 | 4227200401600 | VIDEO STYLET, WITH CONTROL WHEEL, MOVEMENT AND PRELOADED ENDOTRACHEAL TUBE SIZE 7.0, FLEXIBLE TIP WITH TWO MURPHY EYES, STERILE, DISPOSABLE, COMPATIBLE WITH PROVU OR EQUIVALENT | ANESTHESIA AND RESPIRATORY SUPPLEMENTARY
12306 | 4227200401700 | VIDEO STYLET, WITH CONTROL WHEEL, MOVEMENT AND PRELOADED ENDOTRACHEAL TUBE SIZE 7.5, FLEXIBLE TIP WITH TWO MURPHY EYES, STERILE, DISPOSABLE, COMPATIBLE WITH PROVU OR EQUIVALENT | ANESTHESIA AND RESPIRATORY SUPPLEMENTARY
12307 | 4227200401800 | VIDEO STYLET, WITH CONTROL WHEEL, MOVEMENT AND PRELOADED ENDOTRACHEAL TUBE SIZE 8.0, FLEXIBLE TIP WITH TWO MURPHY EYES, STERILE, DISPOSABLE, COMPATIBLE WITH PROVU OR EQUIVALENT | ANESTHESIA AND RESPIRATORY SUPPLEMENTARY
12308 | 4227200401900 | MEDIUM STYLET FOR VIDEO INTUBATION BLADE PRE-SHAPED DISPOSABLE COMPATIBLE WITH VERATHON SYSTEM OR EQUIVALENT | ANESTHESIA AND RESPIRATORY SUPPLEMENTARY
12309 | 4227200500000 | FORCEPS MAGILL ADULT SIZE 25CM (10 INCH) REUSABLE | RESPIRATORY AND ANESTHESIA TENDER
12310 | 4227200500100 | FORCEPS MAGILL INFANT SIZE 15CM (6 INCH), REUSABLE | RESPIRATORY AND ANESTHESIA TENDER
12311 | 4227200500200 | FORCEPS MAGILL CHILD SIZE 20CM (8 INCH) REUSABLE | RESPIRATORY AND ANESTHESIA TENDER
12312 | 4227200601100 | GASTROSTOMY INTRODUCER KIT ASSORTED SIZE. | SUPPLEMENTARY INTERVEN RADIO,CARDIC CATH
12313 | 4227200601200 | INTRODUCER SET PEEL AWAY FOR NEUROENDOSCOPY DISPOSABLE ASSORTED SIZES AS PER HOSPITAL REQUEST. | NEUROSCIENCE
12314 | 4227200700000 | SPLINTING ACCESSORIES, BENDER, WIRE, 90 DEGREE, WITH CUSHION HAND GRIPS | REHABILITATION,PHYSIOTHERAPY SUPPLIES
12315 | 4227200900100 | COLORIMETRIC DETECTOR CO2, SIZE NEONATE 0.25 KG TO AT LEAST 4.0 KG STERILE, DISPOSABLE. | RESPIRATORY AND ANESTHESIA TENDER
12316 | 4227201100000 | CATHETER SUCTION CATHETER STRAIGHT FINGER CONTROL VALVE ROUND SOFT TIP WITH TWO LATERAL EYES AND ONE TERMINAL EYE GRADUATION LENGTH 30-50 CM FG 05 DISPOSABLE STERILE. | SUPPLEMENTARY GEN.SUPPLIES NURS,BURN
12317 | 4227201100100 | CATHETER SUCTION CATHETER STRAIGHT FINGER CONTROL VALVE ROUND SOFT TIP WITH TWO LATERAL EYES AND ONE TERMINAL EYE GRADUATION LENGTH 30-50 CM FG 06 DISPOSABLE STERILE. | SUPPLEMENTARY GEN.SUPPLIES NURS,BURN
12318 | 4227201100200 | CATHETER SUCTION CATHETER STRAIGHT FINGER CONTROL VALVE ROUND SOFT TIP WITH TWO LATERAL EYES AND ONE TERMINAL EYE GRADUATION LENGTH 30-50 CM FG 08 DISPOSABLE STERILE. | SUPPLEMENTARY GEN.SUPPLIES NURS,BURN
12319 | 4227201100300 | CATHETER SUCTION CATHETER STRAIGHT FINGER CONTROL VALVE ROUND SOFT TIP WITH TWO LATERAL EYES AND ONE TERMINAL EYE GRADUATION LENGTH 30-50 CM FG 10 DISPOSABLE STERILE. | SUPPLEMENTARY GEN.SUPPLIES NURS,BURN
12320 | 4227201100400 | CATHETER SUCTION CATHETER STRAIGHT FINGER CONTROL VALVE ROUND SOFT TIP WITH TWO LATERAL EYES AND ONE TERMINAL EYE GRADUATION LENGTH 30-50 CM FG 12 DISPOSABLE STERILE. | SUPPLEMENTARY GEN.SUPPLIES NURS,BURN
12321 | 4227201100500 | CATHETER SUCTION CATHETER STRAIGHT FINGER CONTROL VALVE ROUND SOFT TIP WITH TWO LATERAL EYES AND ONE TERMINAL EYE GRADUATION LENGTH 30-50 CM FG 14 DISPOSABLE STERILE. | SUPPLEMENTARY GEN.SUPPLIES NURS,BURN
12322 | 4227201100600 | CATHETER SUCTION CATHETER STRAIGHT FINGER CONTROL VALVE ROUND SOFT TIP WITH TWO LATERAL EYES AND ONE TERMINAL EYE GRADUATION LENGTH 30-50 CM FG 16 DISPOSABLE STERILE. | SUPPLEMENTARY GEN.SUPPLIES NURS,BURN
12323 | 4227201100700 | CATHETER SUCTION CATHETER STRAIGHT FINGER CONTROL VALVE ROUND SOFT TIP WITH TWO LATERAL EYES AND ONE TERMINAL EYE GRADUATION LENGTH 30-50 CM FG 18 DISPOSABLE STERILE. | SUPPLEMENTARY GEN.SUPPLIES NURS,BURN
12324 | 4227201100800 | CATHETER SUCTION CATHETER STRAIGHT FINGER CONTROL VALVE ROUND SOFT TIP WITH TWO LATERAL EYES AND ONE TERMINAL EYE GRADUATION LENGTH 30-50 CM FG 20 DISPOSABLE STERILE. | SUPPLEMENTARY GEN.SUPPLIES NURS,BURN
12325 | 4227201101100 | SUCTION CONNECTING TUBE UNIVERSAL WITH INTEGRAL CONNECTORS FUNNEL ENDS FEMALE CONNECTORS NON-CONDUCTIVE SIZE: I.D.7 MM X 180-200 CM DISPOSABLE STERILE. | SUPPLEMENTARY GEN.SUPPLIES NURS,BURN
12326 | 4227201101200 | SUCTION CONNECTING TUBE UNIVERSAL WITH INTEGRAL CONNECTORS FUNNEL ENDS FEMALE CONNECTORS NON-CONDUCTIVE SIZE: I.D.5 MM X 180-200 CM DISPOSABLE STERILE. | SUPPLEMENTARY GEN.SUPPLIES NURS,BURN
12327 | 4227201101300 | SET SPILL PACK BODY FLUID (BLOOD URINE AND VOMIT) NON-STERILE GOWN NON POWDERED LATEX OR VINYL GLOVES FACE SHIELD (SINGLE-USE) SCOOP AND SCRAPER PAPER TOWELS WASTE BAG (NOT LESS THAN 80 MICRON THICKNESS YELLOW WITH BIOHAZARD LABEL 50 GM SUPER ABSORBENT GR | DISINFECTANTS SUPPLIES
12328 | 4227201103800 | SET STENT INDWELLING POLYURETHANE DOUBLE URETERAL PIGTAIL STENT OPEN ENDED TAPERED TIP WITH HOLES IN THE BODY WITH COMPATIBLE GUIDEWIRE WITH RADIO-OPAQUE PUSHER SIZE: CH 4.7 - 5.0 16 CM DISPOSABLE STERILE.. | SUPPLEMENTARY GENERAL CONSUMABLES
12329 | 4227201103900 | STENT INDWELLING SOFT POLYURETHANE DOUBLE URETERAL PIGTAIL STENT WITH COMPATIBLE GUIDEWIRE AND RADIO - OPAQUE PUSHER 10 CM LONG SIZE: 3.7-4 FR DISPOSABLE STERILE.. | SUPPLEMENTARY GENERAL CONSUMABLES
12330 | 4227201104000 | STENT INDWELLING SOFT POLYURETHANE DOUBLE URETERAL PIGTAIL STENT WITH COMPATIBLE GUIDEWIRE AND RADIO - OPAQUE PUSHER 12 CM LONG SIZE: 3.7-4 FR DISPOSABLE STERILE.. | SUPPLEMENTARY GENERAL CONSUMABLES
12331 | 4227201104500 | SUCTION HANDLE YANKAUER PLAIN OPEN TIP UNVENTED CLEAR DISPOSABLE STERILE. | SUPPLEMENTARY GEN.SUPPLIES NURS,BURN
12332 | 4227201104600 | SET, SPILL PACK BODY FLUID (URINE AND VOMIT), NON-STERILE APRON, NON POWDERED LATEX OR VINYL GLOVES,FACK SHIELD, DISINFECTANT SURFACE WIPES , (SINGLE-USE), SCOOP AND SCRAPER, PAPER TOWELS, WASTE BAG (NOT LESS THAN 80 MICRON THICKNESS, EASY TO FOLLOW ILLUSTRATED INSTRUCTIONS ON PACK, ALL CONTENT ARE ENCLOSED IN PLASTIC BAG, SECURED, SINGLE -USE, , DISPOSABLE, NOTE: MSDS SHOULD BE PROVIDED IN SOFT COPY.... | DISINFECTANTS SUPPLIES
12333 | 4227201800100 | BLADE LARYNGOSCOPE FIBER OPTIC MILLER SIZE 0, REUSABLE MUST BE COMPATIBLE WITH LARYNGOSCOPE HANDLE | RESPIRATORY AND ANESTHESIA TENDER
12334 | 4227201800300 | BLADE LARYNGOSCOPE FIBER OPTIC MILLER SIZE 2, REUSABLE MUST BE COMPATIBLE WITH LARYNGOSCOPE HANDLE | RESPIRATORY AND ANESTHESIA TENDER
12335 | 4227201800400 | BLADE LARYNGOSCOPE FIBER OPTIC FOR GUIDED VIDEO INTUBATION PLASTIC, WITH CHANEL FOR E.T.T SIZE 4.0-5.5MM, LATEX FREE, SIZE 1, SINGLE USE, STERILE, COMPATIBLE WITH PRODOL MEDITEC OR EQUIVALENT | RESPIRATORY AND ANESTHESIA TENDER
12336 | 4227201800500 | BLADE LARYNGOSCOPE FIBER OPTIC FOR GUIDED VIDEO INTUBATION PLASTIC, WITH CHANEL FOR E.T.T SIZE 6-7.5MM, LATEX FREE, SIZE 2, SINGLE USE, STERILE, COMPATIBLE WITH PRODOL MEDITEC OR EQUIVALENT | RESPIRATORY AND ANESTHESIA TENDER
12337 | 4227201800600 | BLADE LARYNGOSCOPE FIBER OPTIC FOR GUIDED VIDEO INTUBATION PLASTIC, WITH CHANEL FOR E.T.T SIZE 7.0-8.5MM, LATEX FREE, SIZE 3, SINGLE USE, STERILE, COMPATIBLE WITH PRODOL MEDITEC OR EQUIVALENT | RESPIRATORY AND ANESTHESIA TENDER
12338 | 4227201800800 | BLADE LARYNGOSCOPE FIBER OPTIC MILLER SIZE 4, REUSABLE MUST BE COMPATIBLE WITH LARYNGOSCOPE HANDLE | RESPIRATORY AND ANESTHESIA TENDER
12339 | 4227201801200 | BLADE LARYNGOSCOPE FIBER OPTIC MILLER SIZE 00, REUSABLE MUST BE COMPATIBLE WITH LARYNGOSCOPE HANDLE | RESPIRATORY AND ANESTHESIA TENDER
12340 | 4227201801300 | BLADE LARYNGOSCOPE FIBER OPTIC MILLER SIZE 3, REUSABLE MUST BE COMPATIBLE WITH LARYNGOSCOPE HANDLE | RESPIRATORY AND ANESTHESIA TENDER
12341 | 4227201802700 | MICROLARYNGEAL TUBE PVC ORAL/NASAL CUFFED CURVED DISTAL - TIP MURPHY EYE HIGH VOLUME/LOW PRESSURE STERILE SIZE 3.5 MM (ID) | ANESTHSIA AND RESPIRATORY
12342 | 4227201802800 | MICROLARYNGEAL TUBE, PVC, ORAL / NASAL, CUFFED, CURVED DISTAL - TIP, MURPHY EYE HIGH VOLUME/LOW PRESSURE,MARKED LENGTH ABOVE 28CM ,STERILE, SIZE 4.0MM (ID) | RESPIRATORY AND ANESTHESIA TENDER
12343 | 4227201802900 | MICROLARYNGEAL TUBE PVC ORAL/NASAL CUFFED CURVED DISTAL - TIP MURPHY EYE HIGH VOLUME/LOW PRESSURE STERILE SIZE 4.5 MM (ID) | ANESTHSIA AND RESPIRATORY
12344 | 4227201803000 | MICROLARYNGEAL TUBE, PVC, ORAL / NASAL, CUFFED, CURVED DISTAL - TIP, MURPHY EYE HIGH VOLUME/LOW PRESSURE, MARKED LENGTH ABOVE 28CM ,STERILE, SIZE 5.0MM (ID) | RESPIRATORY AND ANESTHESIA TENDER
12345 | 4227201803200 | MICROLARYNGEAL TUBE, PVC, ORAL / NASAL, CUFFED, CURVED DISTAL - TIP, MURPHY EYE HIGH VOLUME/LOW PRESSURE, MARKED LENGTH ABOVE 28CM ,STERILE, SIZE 6.0MM (ID) | RESPIRATORY AND ANESTHESIA TENDER
12346 | 4227201805000 | LARYNGEAL MASK HYPER CURVED AIRWAY TUBE, OVAL SHAPED, INFLATABLE MASK WITH CUFF, DISPOSABLE, STERILE, SIZE 1.0 | RESPIRATORY AND ANESTHESIA TENDER
12347 | 4227201805100 | LARYNGEAL MASK HYPER CURVED AIRWAY TUBE, OVAL SHAPED, INFLATABLE MASK WITH CUFF, DISPOSABLE, STERILE, SIZE 1.5 | RESPIRATORY AND ANESTHESIA TENDER
12348 | 4227201805200 | LARYNGEAL MASK HYPER CURVED AIRWAY TUBE, OVAL SHAPED, INFLATABLE MASK WITH CUFF, DISPOSABLE, STERILE, SIZE 2.0 | RESPIRATORY AND ANESTHESIA TENDER
12349 | 4227201805300 | LARYNGEAL MASK HYPER CURVED AIRWAY TUBE, OVAL SHAPED, INFLATABLE MASK WITH CUFF, DISPOSABLE, STERILE, SIZE 2.5 | RESPIRATORY AND ANESTHESIA TENDER
12350 | 4227201805400 | LARYNGEAL MASK HYPER CURVED AIRWAY TUBE, OVAL SHAPED, INFLATABLE MASK WITH CUFF, DISPOSABLE, STERILE, SIZE 3.0 | RESPIRATORY AND ANESTHESIA TENDER
12351 | 4227201805500 | LARYNGEAL MASK HYPER CURVED AIRWAY TUBE, OVAL SHAPED, INFLATABLE MASK WITH CUFF, DISPOSABLE, STERILE, SIZE 4.0 | RESPIRATORY AND ANESTHESIA TENDER
12352 | 4227201805600 | LARYNGEAL MASK HYPER CURVED AIRWAY TUBE, OVAL SHAPED, INFLATABLE MASK WITH CUFF, DISPOSABLE, STERILE, SIZE 5.0 | RESPIRATORY AND ANESTHESIA TENDER
12353 | 4227201805700 | LARYNGEAL MASK AIRWAY (LMA) TUBE, CURVED, WITH FIXATION TAB, ELONGATED CUFF, CUFF SILICON MATERIAL, SOFT BITE BLOCKER AND GASTRIC ACCESS WHICH ENABLES PASSIVE OR ACTIVE DRAINAGE OF GASTRIC CONTENT INDEPENDENTLY OF VENTILATION, SIZE 1.0 | RESPIRATORY AND ANESTHESIA TENDER
12354 | 4227201805800 | LARYNGEAL MASK AIRWAY (LMA) TUBE, CURVED, WITH FIXATION TAB, ELONGATED CUFF, CUFF SILICON MATERIAL, SOFT BITE BLOCKER AND GASTRIC ACCESS WHICH ENABLES PASSIVE OR ACTIVE DRAINAGE OF GASTRIC CONTENT INDEPENDENTLY OF VENTILATION, SIZE 1.5 | RESPIRATORY AND ANESTHESIA TENDER
12355 | 4227201805900 | LARYNGEAL MASK AIRWAY (LMA) TUBE, CURVED, WITH FIXATION TAB, ELONGATED CUFF, CUFF SILICON MATERIAL, SOFT BITE BLOCKER AND GASTRIC ACCESS WHICH ENABLES PASSIVE OR ACTIVE DRAINAGE OF GASTRIC CONTENT INDEPENDENTLY OF VENTILATION, SIZE 2.0 | RESPIRATORY AND ANESTHESIA TENDER
12356 | 4227201806000 | LARYNGEAL MASK AIRWAY (LMA) TUBE, CURVED, WITH FIXATION TAB, ELONGATED CUFF, CUFF SILICON MATERIAL, SOFT BITE BLOCKER AND GASTRIC ACCESS WHICH ENABLES PASSIVE OR ACTIVE DRAINAGE OF GASTRIC CONTENT INDEPENDENTLY OF VENTILATION, SIZE 2.5 | ANESTHESIA AND RESPIRATORY SUPPLEMENTARY
12357 | 4227201806100 | LARYNGEAL MASK AIRWAY (LMA) TUBE, CURVED, WITH FIXATION TAB, ELONGATED CUFF, CUFF SILICON MATERIAL, SOFT BITE BLOCKER AND GASTRIC ACCESS WHICH ENABLES PASSIVE OR ACTIVE DRAINAGE OF GASTRIC CONTENT INDEPENDENTLY OF VENTILATION, SIZE 3.0 | RESPIRATORY AND ANESTHESIA TENDER
12358 | 4227201806200 | LARYNGEAL MASK AIRWAY (LMA) TUBE, CURVED, WITH FIXATION TAB, ELONGATED CUFF, CUFF SILICON MATERIAL, SOFT BITE BLOCKER AND GASTRIC ACCESS WHICH ENABLES PASSIVE OR ACTIVE DRAINAGE OF GASTRIC CONTENT INDEPENDENTLY OF VENTILATION, SIZE 4.0 | RESPIRATORY AND ANESTHESIA TENDER
12359 | 4227201806300 | LARYNGEAL MASK AIRWAY (LMA) TUBE, CURVED, WITH FIXATION TAB, ELONGATED CUFF, CUFF SILICON MATERIAL, SOFT BITE BLOCKER AND GASTRIC ACCESS WHICH ENABLES PASSIVE OR ACTIVE DRAINAGE OF GASTRIC CONTENT INDEPENDENTLY OF VENTILATION, SIZE 5.0 | RESPIRATORY AND ANESTHESIA TENDER
12360 | 4227201806400 | MASK LARYNGEAL REINFORCED, WITH ELONGATED CUFF, DISPOSABLE, STERILE, SIZE 1.0 | RESPIRATORY AND ANESTHESIA TENDER
12361 | 4227201806500 | MASK LARYNGEAL REINFORCED, WITH ELONGATED CUFF, DISPOSABLE, STERILE, SIZE 1.5 | RESPIRATORY AND ANESTHESIA TENDER
12362 | 4227201806600 | MASK LARYNGEAL REINFORCED, WITH ELONGATED CUFF, DISPOSABLE, STERILE, SIZE 2.0 | RESPIRATORY AND ANESTHESIA TENDER
12363 | 4227201806700 | MASK LARYNGEAL REINFORCED, WITH ELONGATED CUFF, DISPOSABLE, STERILE, SIZE 2.5 | RESPIRATORY AND ANESTHESIA TENDER
12364 | 4227201806800 | MASK LARYNGEAL REINFORCED, WITH ELONGATED CUFF, DISPOSABLE, STERILE, SIZE 3.0 | RESPIRATORY AND ANESTHESIA TENDER
12365 | 4227201806900 | MASK LARYNGEAL REINFORCED, WITH ELONGATED CUFF, DISPOSABLE, STERILE, SIZE 4.0 | RESPIRATORY AND ANESTHESIA TENDER
12366 | 4227201807000 | MASK LARYNGEAL REINFORCED, WITH ELONGATED CUFF, DISPOSABLE, STERILE, SIZE 5.0 | RESPIRATORY AND ANESTHESIA TENDER
12367 | 4227201807100 | STYLET FOR INTUBATION SIZE 6FR FOR NEONATAL, LENGTH RANGE 22- 26 CM, MADE OF ALUMINUM, DISPOSABLE, STERILE. | RESPIRATORY AND ANESTHESIA TENDER
12368 | 4227201807200 | STYLET FOR INTUBATION SIZE 10FR FOR PEDIATRIC, LENGTH RANGE 30-35 CM MADE OF ALUMINUM, DISPOSABLE STERILE. | RESPIRATORY AND ANESTHESIA TENDER
12369 | 4227201807300 | STYLET FOR INTUBATION SIZE 12FR FOR ADULT, LENGTH RANGE 30-35 CM MADE OF ALUMINUM, DISPOSABLE, STERILE. | RESPIRATORY AND ANESTHESIA TENDER
12370 | 4227201807600 | MCCOY LARYNGOSCOPE COMPLETE SET, WITH BLADES SIZE 3 AND 4, WITH BATTERY NON-RECHARGEABLE, WITH LIGHT LED ILLUMINATION, REUSABLE | RESPIRATORY AND ANESTHESIA TENDER
12371 | 4227201807700 | BLADE LARYNGOSCOPE FIBER OPTIC MACINTOSH SIZE 3, DISPOSABLE, MADE OF STAINLESS STEEL, MUST BE COMPATIBLE WITH LARYNGOSCOPE HANDLE AND EASY TO INSTALL AND REMOVE | RESPIRATORY AND ANESTHESIA TENDER
12372 | 4227201807800 | BLADE LARYNGOSCOPE FIBER OPTIC MACINTOSH SZ 3, REUSABLE MUST BE COMPATIBLE WITH LARYNGOSCOPE HANDLE | RESPIRATORY AND ANESTHESIA TENDER
12373 | 4227201807900 | BLADE LARYNGOSCOPE MILLER SIZE 1, DISPOSABLE, MADE OF STAINLESS STEEL, MUST BE COMPATIBLE WITH LARYNGOSCOPE HANDLE AND EASY TO INSTALL AND REMOVE | RESPIRATORY AND ANESTHESIA TENDER
12374 | 4227201808000 | BLADE LARYNGOSCOPE FIBER OPTIC MILLER SIZE 1, REUSABLE MUST BE COMPATIBLE WITH LARYNGOSCOPE HANDLE | RESPIRATORY AND ANESTHESIA TENDER
12375 | 4227201808100 | HANDLE LARYNGOSCOPE FIBER OPTIC SIZE LARGE (DISPOSABLE) | RESPIRATORY AND ANESTHESIA TENDER
12376 | 4227201808200 | HANDLE LARYNGOSCOPE FIBER OPTIC SIZE LARGE (REUSABLE) | RESPIRATORY AND ANESTHESIA TENDER
12377 | 4227201808300 | HANDLE LARYNGOSCOPE FIBER OPTIC SIZE SMALL (DISPOSABLE) | RESPIRATORY AND ANESTHESIA TENDER
12378 | 4227201808400 | HANDLE LARYNGOSCOPE FIBER OPTIC SIZE SMALL (REUSABLE) | RESPIRATORY AND ANESTHESIA TENDER
12379 | 4227201809300 | CLOTH SNUGGLE UP NEST EXTRA SMALL LESS THAN 900 GM.... | SUPPLEMENTARY GEN.SUPPLIES NURS,WOUND
12380 | 4227201809500 | CLOTH SNUGGLE UP NEST MEDIUM 1350 - 2250 GM.... | SUPPLEMENTARY GEN.SUPPLIES NURS,WOUND
12381 | 4227201809600 | CLOTH SNUGGLE UP NEST SMALL 800 - 1350 GM.... | SUPPLEMENTARY GEN.SUPPLIES NURS,WOUND
12382 | 4227201810000 | VIDEO LARYNGOSCOPE BLADE PEDIATRIC SIZE 1, MILLER, REUSABLE, COMPATIBLE WITH C - MAC OR EQUIVALENT | RESPIRATORY AND ANESTHESIA TENDER
12383 | 4227201810100 | BLADE VIDEO LARYNGOSCOPE, PEDIATRIC, REUSABLE, SIZE 0, MACINTOSH, COMPATIBLE WITH C-MAC SYSTEM OR EQUIVALENT | RESPIRATORY AND ANESTHESIA TENDER
12384 | 4227201810800 | ATOMIZATION DEVICE, LARYNGOTRACHEAL MUCOSAL ATOMIZATION MALLEABLE STYLET, LATEX FREE, DISPOSABLE | RESPIRATORY AND ANESTHESIA TENDER
12385 | 4227201811300 | BLADE FOR VIDEO INTUBATION COMPATIBLE WITH MCGRATH DEVICE OR EQUIVALENT, SINGLE USE, SIZE 1 | RESPIRATORY AND ANESTHESIA TENDER
12386 | 4227201811400 | BLADE FOR VIDEO INTUBATION COMPATIBLE WITH MCGRATH DEVICE OR EQUIVALENT, SINGLE USE, SIZE 2 | RESPIRATORY AND ANESTHESIA TENDER
12387 | 4227201811500 | BLADE FOR VIDEO INTUBATION COMPATIBLE WITH MCGRATH DEVICE OR EQUIVALENT, SINGLE USE, SIZE MACX 3 | RESPIRATORY AND ANESTHESIA TENDER
12388 | 4227201811600 | BLADE FOR VIDEO INTUBATION COMPATIBLE WITH MCGRATH DEVICE OR EQUIVALENT, SINGLE USE, SIZE 4 | RESPIRATORY AND ANESTHESIA TENDER
12389 | 4227201815000 | BLADE FOR VIDEO LARYNGOSCOPE, COVER, COMPATIBLE WITH UE SCOPE OR EQUIVALENT, DISPOSABLE, MILLER, SIZE 1 | ANESTHESIA AND RESPIRATORY SUPPLEMENTARY
12390 | 4227201815100 | BLADE LARYNGOSCOPE FIBER OPTIC FOR GUIDED VIDEO INTUBATION PLASTIC, WITH CHANNEL FOR E.T.T SIZE 2.5-3.5MM, LATEX FREE, SIZE 0, SINGLE USE, STERILE, COMPATIBLE WITH PRODOL MEDITEC OR EQUIVALENT | ANESTHESIA AND RESPIRATORY SUPPLEMENTARY
12391 | 4227201900000 | AIRWAY EXCHANGE CATHETER WITH OXYGEN PORT AND ADAPTER, 14 FR / 80-85CM | RESPIRATORY AND ANESTHESIA TENDER
12392 | 4227202000000 | LARYNGOSCOPE, STEINER, DISTENDING OPERATING FOR OROPHARYNGOSCOPE | EAR, NOSE & THROAT SUPPLIES (ENT)
12393 | 4227202000100 | LARYNGOSCOPE, STEINER, DISTENDING OPERATING LARYNGOSCOPE | EAR, NOSE & THROAT SUPPLIES (ENT)
12394 | 4227202000200 | LARYNGOSCOPE, VIDEO LARYNGOSCOPE, WITH TELESCOPE CHANNLE, KANTOR-BERCI (OR EQUIVALENT), ASSORTED LENGTHS AND SIZES | EAR, NOSE & THROAT SUPPLIES (ENT)
12395 | 4227220902100 | VENTILATOR CIRCUIT SINGLE LUMEN NON-HEATED WITH EXPIRATORY VALVE MEASUREMENT LINE COMPATIBLE WITH CARINA OR EQUIVALENT DISPOS ABLE. ONE (1) ITEM/PCONE (1) SET | ANESTHESIA AND RESPIRATORY SUPPLEMENTARY
12396 | 4227220902700 | TRANSPORT VENTILATOR CIRCUIT DISPOSABLE COMPLETE SET INCLUDES THE FLOW MEASUREMENT COMPATIBLE WITH WEINMAN OR EQUIVALENT ONE (1) ITEM/PCONE (1) SET | ANESTHESIA AND RESPIRATORY SUPPLEMENTARY
12397 | 4227220904700 | ANESTHESIA BREATHING CIRCUIT, NOT EXPANDABLE, FOR ADULT (ID 22MM), WITH Y SHAPE ADAPTER, LENGTH 1.6 M TO 1.8 M, WITH 2 LITER BAG, HOSE FOR BAG, ONE (1) EACH = ONE (1) SET | RESPIRATORY AND ANESTHESIA TENDER
12398 | 4227220904800 | ANESTHESIA BREATHING CIRCUIT SYSTEM NOT EXPANDABLE FOR ADULT (ID 22M) WITH Y SHAPE ADAPTER 2.4 M TO 3 M LENGTH WITH 2 LITER BAG HOSE FOR BAG DISPOSABLE ONE (1) EACHONE (1) SET | RESPIRATORY AND ANESTHESIA TENDER
12399 | 4227220905100 | VENTILATOR CIRCUIT KIT, DUAL LIMB, HEATED BOTH SIDES, INSPIRATORY LIMB 1.1 M LONG, INCUBATOR EXTENSION 0.3 M LONG, SIZE NEONATE, COMPATIBLE WITH FLOW > 4 LPM FLOW, INSPIRATORY EXTENSION TUBE 0.5 M LONG, EXPIRATORY LIMB 1.6 M, SWIVEL WYE PIECE, WITH PRESSURE LINE, WITH MICROPORES LIMBS, NO CONDENSATION TECHNOLOGY, WITHOUT WATER TRAP, WITH AUTOFILL HUMIDIFIER CHAMBER, SINGLE USE, INCLUDED BACTERIAL VIRAL FILTER, WITH UNIVERSAL CONNECTORS, THERMOPLASTIC | RESPIRATORY AND ANESTHESIA TENDER
12400 | 4227220905200 | VENTILATOR CIRCUIT KIT SIZE ADULT DUAL LIMB HEATED BOTH SIDES INSPIRATORY LIMB 1.6 M LONG EXTENSION TUBE 0.5 M LONG WITH MICROPORES LIMBS NO CONDENSATION TECHNOLOGY WITHOUT WATER TRAP WITH AUTOFILL HUMIDIFIER CHAMBER SINGLE USE INCLUDED BACTERIAL/VIRAL FILTER. | ANESTHESIA AND RESPIRATORY SUPPLEMENTARY
12401 | 4227220905300 | HIGH FREQUENCY VENTILATOR CIRCUIT, COMPLETE SET (HEATED CIRCUIT, MUSHROOM VALVES, DIAPHRAGM, ASSEMBLY TUBE, WATER DRAIN), SIZE NEONATE, FILTERED, DISPOSABLE, SHOULD BE COMPATIBLE WITH SENSOR MEDICS 3100A MACHINE / F AND P MR850 OR EQUIVALENT | ANESTHESIA AND RESPIRATORY SUPPLEMENTARY
12402 | 4227220905400 | HIGH FREQUENCY VENTILATOR CIRCUIT, COMPLETE SET (HEATED CIRCUIT, MUSHROOM VALVES, DIAPHRAGM, ASSEMBLY TUBE, WATER DRAIN), SIZE ADULT, FILTERED, DISPOSABLE, SHOULD BE COMPATIBLE WITH SENSOR MEDICS 3100B MACHINE / F AND P MR850 OR EQUIVALENT | ANESTHESIA AND RESPIRATORY SUPPLEMENTARY
12403 | 4227220905500 | VENTILATOR CIRCUIT, DUAL LIMB, NON-HEATED WITH CAP, SAMPLING PORT AND PRESSURE LINE, SIZE ADULT, DISPOSABLE, APPROXIMATELY 2.7 M LONG, MRI COMPATIBLE. | ANESTHESIA AND RESPIRATORY SUPPLEMENTARY
12404 | 4227220905600 | VENTILATOR CIRCUIT SIZE ADULT/PEDIATRIC SINGLE LIMB PRESSURE LINE EXHALATION VALVE COMPATIBLE WITH TRILOGY SERIES OR EQUIVALEN T ONE (1) EACHONE (1) SET | RESPIRATORY AND ANESTHESIA TENDER
12405 | 4227220905700 | BIPAP VENTILATOR CIRCUIT SINGLE LUMEN WITHOUT HEATING WIRES WITHOUT PORT BOTH ENDS 22 MM RUBBER SEALING 1.8 M LONG REUSABLE FOR SINGLE PATIENT USE. ONE (1) EACHONE (1) SET | RESPIRATORY AND ANESTHESIA TENDER
12406 | 4227220906000 | TRANSPORT VENTILATOR CIRCUIT DUAL LIMB, UNHEATED, 1.8 METER, WITH FLOW SENSOR, COMPATIBLE WITH BIOMED TV100 OR EQUIVALENT | ANESTHSIA AND RESPIRATORY
12407 | 4227221100200 | DEVICE, HIGH PRESSURE INFLATION FOR AIRWAY BALLOON | EAR, NOSE & THROAT SUPPLIES (ENT)
12408 | 4227221301300 | MASK FULL FACE ORONASAL, PEDIATRIC (SILICONE/GEL), NON-VENTED, SIZE SMALL WITH STRAP AND SWIVEL, ADJUSTABLE FOREHEAD SUPPORT, DISPOSABLE FOR VENTILATOR | ANESTHESIA AND RESPIRATORY SUPPLEMENTARY
12409 | 4227221302500 | NEONATAL NASAL CPAP MASK SIZE (L), DISPOSABLE, SILICON, COMPATIBLE WITH DUAL LIMB FLOW GENERATOR. | RESPIRATORY AND ANESTHESIA TENDER
12410 | 4227221302600 | NEONATAL NASAL CPAP MASK SIZE (M), DISPOSABLE, SILICON, COMPATIBLE WITH DUAL LIMB FLOW GENERATOR. | RESPIRATORY AND ANESTHESIA TENDER
12411 | 4227221302700 | NEONATAL NASAL CPAP MASK SIZE (S), DISPOSABLE, SILICON, COMPATIBLE WITH DUAL LIMB FLOW GENERATOR. | RESPIRATORY AND ANESTHESIA TENDER
12412 | 4227221302800 | NEONATAL NASAL CPAP PRONGS SIZE (L), DISPOSABLE, SILICON, COMPATIBLE WITH DUAL LIMB FLOW GENERATOR. | RESPIRATORY AND ANESTHESIA TENDER
12413 | 4227221302900 | NEONATAL NASAL CPAP PRONGS SIZE (M), DISPOSABLE, SILICON, COMPATIBLE WITH DUAL LIMB FLOW GENERATOR. | RESPIRATORY AND ANESTHESIA TENDER
12414 | 4227221303100 | NEONATAL NASAL CPAP PRONGS SIZE (XL), DISPOSABLE, SILICON, COMPATIBLE WITH DUAL LIMB FLOW GENERATOR. | RESPIRATORY AND ANESTHESIA TENDER
12415 | 4227221303200 | NEONATAL NASAL CPAP PRONGS SIZE (XS), DISPOSABLE, SILICON, COMPATIBLE WITH DUAL LIMB FLOW GENERATOR. | RESPIRATORY AND ANESTHESIA TENDER
12416 | 4227221308300 | MASK NASAL FOR CPAP MACHINE PEDIATRIC WITH 3 SIZES CUSHION DISPOSABLE VENTED WITH FITTING GUIDE. ONE (1) EACHONE (1) SET | ANESTHESIA AND RESPIRATORY SUPPLEMENTARY
12417 | 4227221309200 | SIPAP NASAL PRONGS, SIZE (XLARGE), SINGLE USE, COMPATIBLE WITH SIPAP FLOW GENERATOR. | RESPIRATORY AND ANESTHESIA TENDER
12418 | 4227221309300 | SIPAP NASAL PRONGS, SIZE (XSMALL), SINGLE USE, COMPATIBLE WITH SIPAP FLOW GENERATOR. | RESPIRATORY AND ANESTHESIA TENDER
12419 | 4227221310400 | SIPAP NASAL MASK, SIZE (XLARGE), SINGLE USE, COMPATIBLE WITH SIPAP FLOW GENERATOR. | RESPIRATORY AND ANESTHESIA TENDER
12420 | 4227221310500 | SIPAP NASAL MASK, SIZE (XSMALL), SINGLE USE, COMPATIBLE WITH SIPAP FLOW GENERATOR. | RESPIRATORY AND ANESTHESIA TENDER
12421 | 4227221310900 | SIPAP NASAL MASK, SIZE (MEDIUM), SINGLE USE, COMPATIBLE WITH SIPAP FLOW GENERATOR. | RESPIRATORY AND ANESTHESIA TENDER
12422 | 4227221311000 | SIPAP NASAL MASK, SIZE (LARGE), SINGLE USE, COMPATIBLE WITH SIPAP FLOW GENERATOR. | RESPIRATORY AND ANESTHESIA TENDER
12423 | 4227221311100 | HIGH FLOW NASAL CANNULA CIRCUIT, COMPLETE SET, WITH HUMIDIFIER CHAMBER COMPATIBLE WITH INSPIRED DEVICE OR EQUIVALENT | ANESTHESIA AND RESPIRATORY SUPPLEMENTARY
12424 | 4227221311120 | STRAP CHIN, VELCRO, ADULT SIZE, COMPATIBLE WITH TCM OR EQUIVALENT | ANESTHESIA AND RESPIRATORY SUPPLEMENTARY
12425 | 4227221311200 | MASK FULL FACE ADULT SILICONE NON-VENTED SIZE LARGE WITH STRAP AND SWIVEL ADJUSTABLE SILICON PADDED FOREHEAD SUPPORT DISPOSABLE FOR VENTILATOR | ANESTHESIA AND RESPIRATORY SUPPLEMENTARY
12426 | 4227221400000 | TRANSPORT VENTILATOR CIRCUIT DOUBLE LUMEN WITH FLOW SENSOR EXHALATION VALVE PRESSURE LINE AND VALVE LINE DIFFERENT SIZE NEONATE COMPATIBLE WITH GLOBE TROTTER INCUBATOR OR EQUIVALENT ONE (1) ITEM/PCONE (1) SET | RESPIRATORY AND ANESTHESIA TENDER
12427 | 4227221400300 | AIRWAY ACCESS ADAPTER TO BE USED WITH VENTILATION MACHINE AND SUCTION MACHINE Y-SHAPED SIZE NEONATES COMPATIBLE WITH NEONATE ETT TUBE SIZE 2.5 AND 3.0 AND 3.5 DISPOSABLE STERILE. EACH PIECES=1 KIT | ANESTHESIA AND RESPIRATORY SUPPLEMENTARY
12428 | 4227221600000 | THERMISTOR ORAL/NASAL FOR ADULT FOR SLEEP STUDY MACHINE, COMPATIBLE WITH ALICE PDX OR EQUIVALENT | ANESTHESIA AND RESPIRATORY SUPPLEMENTARY
12429 | 4227221700400 | TRAP, SUCTION, FOR POLYP, SINGLE USE | ENDOSCOPY CONSUMABLES SUPPLIES
12430 | 4227221700600 | WATER TRAP, BLACK COLOR, COMPATIBLE WITH GE ANESTHESIA MACHINE OR EQUIVALENT, DISPOSABLE | RESPIRATORY AND ANESTHESIA TENDER
12431 | 4227221700900 | VIAL TRAP WATER COLLECTOR COMPATIBLE WITH BP 840 VENTILATOR OR EQUIVALENT, REUSABLE | RESPIRATORY AND ANESTHESIA TENDER
12432 | 4227221701000 | WATER TRAP D-FEND PRO COMPATIBLE WITH ANESTHESIA MACHINE GE OR EQUIVALENT | RESPIRATORY AND ANESTHESIA TENDER
12433 | 4227221701100 | WATER TRAP FOR ANESTHESIA MACHINE COMPATIBLE WITH MAQUET MACHINE OR EQUIVALENT | RESPIRATORY AND ANESTHESIA TENDER
12434 | 4227221701200 | ELBOW MOISTURE TRAP COMPATIBLE WITH CASSETTE EXPIRATORY, REUSABLE, COMPATIBLE WITH SERVO I VENTILATOR OR EQUIVALENT | ANESTHESIA AND RESPIRATORY SUPPLEMENTARY
12435 | 4227221800600 | SILICON EMBEDDED, ANCHOR COVERED WITH A PAD AND TRANSPARENT LAYER, TO SECURE ARTERIAL LINES AND SERVE AS SLIP RESISTANT SORBAVIEW SHIELD PERIPHERAL, LATEX FREE, DISPOSABLE | RESPIRATORY AND ANESTHESIA TENDER
12436 | 4227221800700 | SILICON EMBEDDED, ANCHOR COVERED WITH A PAD AND TRANSPARENT LAYER, TO SECURE JUGULAR LINES AND SERVE AS SLIP RESISTANT SORBAVIEW SHIELD CONTOUR, LATEX FREE, DISPOSABLE | RESPIRATORY AND ANESTHESIA TENDER
12437 | 4227221800900 | Y SENSOR PRESSURE LINE, 1.8 M, COMPATIBLE WITH VENTILATOR SERVO N OR EQUIVALENT, DISPOSABLE | RESPIRATORY AND ANESTHESIA TENDER
12438 | 4227221801400 | MICRO-STREAM ADVANCE BITE BLOCK ORAL /NASAL CANNULA FILTERLINE FOR CONTINUOUS ETCO2 MEASUREMENT IN LOW HUMIDITY SITUATION WITH O2 TUBING 4M AND INTEGRATED PULMONARY INDEX FOR RESPIRATORY, FOR ADULT, COMPATIBLE WITH CAPNOSTREAM 35 OR EQUIVALENT | ANESTHESIA AND RESPIRATORY SUPPLEMENTARY
12439 | 4227221900500 | BACTERIA FILTER SET FOR ABSORBER COMPATIBLE WITH JAEGER PFT MACHINE OR EQUIVALENT ONE (1) EACHONE (1) SET | RESPIRATORY AND ANESTHESIA TENDER
12440 | 4227221902800 | FILTER HEPA, BACTERIAL/VIRAL, ELECTROSTATIC, HIGH FILTRATION EFFICIENCY 99.9999%, BI-DIRECTIONAL, USED WITH HEATED CIRCUIT MIN INTERNAL VOLUME 160 ML, COMPATIBLE WITH SERVO EXPIRATORY CASSETTE OR EQUIVALENT | RESPIRATORY AND ANESTHESIA TENDER
12441 | 4227221903000 | MACHINE DUST FILTER, COMPATIBLE WITH VENTILATOR MODEL PHILIPS V60 OR EQUIVALENT | ANESTHESIA AND RESPIRATORY SUPPLEMENTARY
12442 | 4227221903200 | FILTER FOR GAS COMPATIBLE WITH INSUFFLATION MONITOR OR EQUIVALENT, DISPOSABLE | RESPIRATORY AND ANESTHESIA TENDER
12443 | 4227221903600 | MACHINE DUST FILTER COMPATIBLE WITH BABYLOG 8000 VENTILATORS OR EQUIVALENT | RESPIRATORY AND ANESTHESIA TENDER
12444 | 4227221903800 | SUCTION FILTER COMPATIBLE WITH DRAGER ANESTHESIA MACHINE OR EQUIVALENT | ANESTHESIA AND RESPIRATORY SUPPLEMENTARY
12445 | 4227221904700 | HEAT MOIST EXCHANGER WITH 22M/15F CONNECTION NOT LESS THAN 25MG H2O/L MOISTURE OUTPUT AT VT 300ML, WITH TIDAL VOLUME RANGE 50 - 600 ML AND DEAD SPACE EQUAL OR LESS TO 10 ML THE WEIGHT NOT MORE THAN 10GM | ANESTHESIA AND RESPIRATORY SUPPLEMENTARY
12446 | 4227221904800 | HEAT MOIST EXCHANGER, WITH STRAIGHT, CORRUGATED CATHETER MOUNT 22F/15M NOT LESS THAN 30 MG/L MOIST RETURN FOR MINIMAL TIDAL VOLUME >150 ML | ANESTHESIA AND RESPIRATORY SUPPLEMENTARY
12447 | 4227222000300 | SENSOR, OXYGEN, CAPSULE, VENTILATOR, INTENSIVE CARE, COMPATIBLE WITH DRAGER BABYLOG 8000 PLUS OR EQUIVALENT | RESPIRATORY AND ANESTHESIA TENDER
12448 | 4227222003500 | TUBE, VENTILATION ARMSTRONG, FLUOROPLASTIC, ASSORTED SIZES | EAR, NOSE & THROAT SUPPLIES (ENT)
12449 | 4227222003900 | VENTILATOR SUPPORT ARM, COMPATIBLE WITH SERVO U OR EQUIVALENT | ANESTHESIA AND RESPIRATORY SUPPLEMENTARY
12450 | 4227222004800 | DISTAL ATTACHMENT CAP (TRANSPARENT), ASSORTED SIZES, SINGLE USE | ENDOSCOPY CONSUMABLES SUPPLIES
12451 | 4227222005700 | CABLE EDI NAVA FOR VENTILATOR NEONATAL COMPATIBLE WITH SERVO VENTILATORS OR EQUIVALENT | RESPIRATORY AND ANESTHESIA TENDER
12452 | 4227222005800 | CABLE WIRE FOR CAPNOSTAT COMPATIBLE WITH SERVO VENTILATORS OR EQUIVALENT | RESPIRATORY AND ANESTHESIA TENDER
12453 | 4227222006300 | CASSETTE EXPIRATORY, REUSABLE, COMPATIBLE WITH SERVO I AND SERVO S VENTILATOR OR EQUIVALENT | RESPIRATORY AND ANESTHESIA TENDER
12454 | 4227222006400 | CASSETTE EXPIRATORY, REUSABLE, COMPATIBLE VENTILATOR SERVO U AND N MODEL, AND SERVO AIR OR EQUIVALENT | RESPIRATORY AND ANESTHESIA TENDER
12455 | 4227222006500 | ELECTRICAL ACTIVITY OF THE DIAPHRAGM/ ABDOMINAL CATHETER SIZE 16 FR, LENGTH125 CM COMPATIBLE WITH SERVO VENTILATOR OR EQUIVALENT | RESPIRATORY AND ANESTHESIA TENDER
12456 | 4227222006600 | ELECTRICAL ACTIVITY OF THE DIAPHRAGM/ ABDOMINAL CATHETER SIZE 6 FR, LENGTH 49 CM COMPATIBLE WITH SERVO VENTILATOR OR EQUIVALENT | RESPIRATORY AND ANESTHESIA TENDER
12457 | 4227222006800 | ELECTRICAL ACTIVITY OF THE DIAPHRAGM/ ABDOMINAL CATHETER SIZE 12 FR, LENGTH125 CM COMPATIBLE WITH SERVO VENTILATOR OR EQUIVALENT | RESPIRATORY AND ANESTHESIA TENDER
12458 | 4227222006900 | ELECTRICAL ACTIVITY OF THE DIAPHRAGM/ ABDOMINAL CATHETER SIZE 8 FR, LENGTH100 CM COMPATIBLE WITH SERVO VENTILATOR OR EQUIVALENT | RESPIRATORY AND ANESTHESIA TENDER
12459 | 4227222007000 | OXYGEN CELL COMPATIBLE WITH SERVO I VENTILATOR OR EQUIVALENT | RESPIRATORY AND ANESTHESIA TENDER
12460 | 4227222007200 | CO2 Y SENSOR COMPATIBLE WITH SERVO N VENTILATORS OR EQUIVALENT | RESPIRATORY AND ANESTHESIA TENDER
12461 | 4227222007300 | CO2 Y-SENSOR COMPATIBLE WITH VENTILATOR SERVO U OR EQUIVALENT | ANESTHESIA AND RESPIRATORY SUPPLEMENTARY
12462 | 4227222007400 | CONNECTOR Y-SHAPED WITH FLOW SENSOR COMPATIBLE WITH VENTILATOR BABYLOG 8000 OR EQUIVALENT | RESPIRATORY AND ANESTHESIA TENDER
12463 | 4227222007500 | EXPIRATORY VALVE DIAPHRAGM, COMPATIBLE WITH VENTILATOR BABYLOG 8000 OR EQUIVALENT, REUSABLE | ANESTHESIA AND RESPIRATORY SUPPLEMENTARY
12464 | 4227222007700 | FLOW SENSOR CABLE, REUSABLE, COMPATIBLE WITH VENTILATOR NEONATAL SLE 5000 / 6000 OR EQUIVALENT | ANESTHESIA AND RESPIRATORY SUPPLEMENTARY
12465 | 4227222008000 | EXPIRATORY VALVE SET WITH MEMBRANE FOR VENTILATOR MACHINE COMPLETE WITH DIAPHRAGM REUSABLE COMPATIBLE WITH DRAGER VN500/VN800/VN 600 OR EQUIVALENT ONE (1) EACHONE (1) SET | RESPIRATORY AND ANESTHESIA TENDER
12466 | 4227222008100 | VALVE INSPIRATORY VENTILATOR NEONATAL COMPATIBLE WITH VN500 VENTILATOR OR EQUIVALENT | RESPIRATORY AND ANESTHESIA TENDER
12467 | 4227222008500 | SIPAP STARTING KIT INCLUDING SINGLE LIMB HEATED WIRE CIRCUIT INHALATION AND EXHALATION PORT WITH PROXIMAL LINE HUMIDIFIER CHAMBE R WITH ADJUSTABLE ANGLE SINGLE LUMEN FLOW GENERATOR SUPPORT FIXATION COMPATIBLE WITH SIPAP MACHINE. ONE (1) SETONE (1) KIT | RESPIRATORY AND ANESTHESIA TENDER
12468 | 4227222009200 | MACHINE DUST FILTER COMPATIBLE WITH RESMED VENTILATOR MODEL ASTRAL 150 OR EQUIVALENT | RESPIRATORY AND ANESTHESIA TENDER
12469 | 4227222009300 | MACHINE DUST FILTER, COMPATIBLE WITH PHILIPS VENTILATORS, MODEL TRILOGY 100 AND 200 OR EQUIVALENT | ANESTHESIA AND RESPIRATORY SUPPLEMENTARY
12470 | 4227222009400 | MACHINE DUST FILTER, COMPATIBLE WITH INSPIRED HIGH FLOW MACHINE OR EQUIVALENT | RESPIRATORY AND ANESTHESIA TENDER
12471 | 4227222009500 | MACHINE DUST FILTER, COMPATIBLE WITH AIRVO2 HIGH FLOW NASAL CANNULA OR EQUIVALENT | RESPIRATORY AND ANESTHESIA TENDER
12472 | 4227222009600 | EXPIRATORY VALVE, FOR DUAL LIMB CIRCUIT WITH PRESSURE AND EXHALATION LINE, REUSABLE, COMPATIBLE WITH RESMED VENTILATOR MODEL ASTRAL 150 OR EQUIVALENT | ANESTHESIA AND RESPIRATORY SUPPLEMENTARY
12473 | 4227222009700 | EXPIRATORY VALVE WITH MEMBRANE KIT, FOR VENTILATOR MACHINE, DISPOSABLE (SHOULD BE COMPATIBLE WITH HAMILTON T1 AND MR1 OR EQUIVALENT) | RESPIRATORY AND ANESTHESIA TENDER
12474 | 4227222009800 | EXPIRATORY VALVE WITH MEMBRANE KIT, FOR VENTILATOR MACHINE, DISPOSABLE, COMPATIBLE WITH HAMILTON C2 OR EQUIVALENT | RESPIRATORY AND ANESTHESIA TENDER
12475 | 4227222009900 | EXHALATION VALVE, REUSABLE, COMPATIBLE WITH GE VENTILATOR, CARESCAPE R860 AND ENGSTROM MODELS OR EQUIVALENT | RESPIRATORY AND ANESTHESIA TENDER
12476 | 4227222010100 | EXHALATION VALVE SET, DISPOSABLE, COMPATIBLE WITH GE VENTILATOR, CARESCAPE R860 AND ENGSTROM MODELS OR EQUIVALENT | RESPIRATORY AND ANESTHESIA TENDER
12477 | 4227222010200 | CO2 MAINSTREAM SENSOR CABLE, COMPATIBLE WITH EVITA, INFINITY, INFINITY V500, REUSABLE | RESPIRATORY AND ANESTHESIA TENDER
12478 | 4227222026100 | END-TIDAL CARBON DIOXIDE ADAPTER FOR CONTINUOUS CO2 WITH HIGH ACCURACY, DISPOSABLE, NON STERILE FOR NEONATE, COMPATIBLE WITH MASIMO OR EQUIVALENT | ANESTHESIA AND RESPIRATORY SUPPLEMENTARY
12479 | 4227222026200 | EXPIRATORY VALVE O-RING, COMPATIBLE WITH VENTILATOR BABYLOG 8000 OR EQUIVALENT, REUSABLE | ANESTHESIA AND RESPIRATORY SUPPLEMENTARY
12480 | 4227222026300 | EXPIRATORY VALVE, FOR VENTILATOR MACHINE, DISPOSABLE (SHOULD BE COMPATIBLE WITH ELISA 600/800 OR EQUIVALENT | ANESTHESIA AND RESPIRATORY SUPPLEMENTARY
12481 | 4227222026400 | HEATED EXPIRATORY FLOW SENSOR VALVE, FOR VENTILATOR MACHINE, DISPOSABLE (SHOULD BE COMPATIBLEWITH ELISA 600/800 OR EQUIVALENT | ANESTHESIA AND RESPIRATORY SUPPLEMENTARY
12482 | 4227222026500 | INSPIRATION VALVE, FOR VENTILATOR MACHINE, DISPOSABLE (SHOULD BE COMPATIBLE WITH ELISA 600/800 OR EQUIVALENT | ANESTHESIA AND RESPIRATORY SUPPLEMENTARY
12483 | 4227222026600 | MICRO-STREAM ADVANCE ADAPTER FILTERLINE FOR INTUBATED PATIENT FOR CONTINUOUS ETCO2 MEASUREMENT IN HIGH HUMIDITY SITUATION WITH INTEGRATED PULMONARY INDEX FOR RESPIRATORY, FOR ADULT AND PEDIATRIC, COMPATIBLE WITH CAPNOSTREAM 35 OR EQUIVALENT | ANESTHESIA AND RESPIRATORY SUPPLEMENTARY
12484 | 4227222026700 | MICRO-STREAM ADVANCE NASAL CANNULA FILTERLINE FOR CONTINUOUS ETCO2 MEASUREMENT IN HIGH HUMIDITY SITUATION WITH O2 TUBING 3M AND INTEGRATED PULMONARY INDEX FOR RESPIRATORY, FOR NEONATAL-INFNAT, COMPATIBLE WITH CAPNOSTREAM 35 OR EQUIVALENT | ANESTHESIA AND RESPIRATORY SUPPLEMENTARY
12485 | 4227222026800 | MICRO-STREAM ADVANCE ORAL /NASAL CANNULA FILTERLINE FOR CONTINUOUS ETCO2 MEASUREMENT IN HIGH HUMIDITY SITUATION WITH O2 TUBING 2M AND INTEGRATED PULMONARY INDEX FOR RESPIRATORY, FOR PEDIATRIC, COMPATIBLE WITH CAPNOSTREAM 35 OR EQUIVALENT | ANESTHESIA AND RESPIRATORY SUPPLEMENTARY
12486 | 4227222026900 | MICRO-STREAM ADVANCE ORAL /NASAL CANNULA FILTERLINE FOR CONTINUOUS ETCO2 MEASUREMENT IN LOW HUMIDITY SITUATION WITH O2 TUBING 2M AND INTEGRATED PULMONARY INDEX FOR RESPIRATORY, FOR ADULT, COMPATIBLE WITH CAPNOSTREAM 35 OR EQUIVALENT | ANESTHESIA AND RESPIRATORY SUPPLEMENTARY
12487 | 4227222027000 | MICRO-STREAM ADVANCE ORAL /NASAL CANNULA FILTERLINE FOR CONTINUOUS ETCO2 MEASUREMENT IN LOW HUMIDITY SITUATION WITH O2 TUBING 2M AND INTEGRATED PULMONARY INDEX FOR RESPIRATORY, FOR PEDIATRIC, COMPATIBLE WITH CAPNOSTREAM 35 OR EQUIVALENT | ANESTHESIA AND RESPIRATORY SUPPLEMENTARY
12488 | 4227222027100 | MICRO-STREAM HIGH FLOW OXYGEN MASK FILTERLINE FOR CONTINUOUS ETCO2 MEASUREMENT IN LOW HUMIDITY SITUATION WITH O2 TUBING 2M AND INTEGRATED PULMONARY INDEX FOR RESPIRATORY, FOR ADULT LARGE, COMPATIBLE WITH CAPNOSTREAM 35 OR EQUIVALENT | ANESTHESIA AND RESPIRATORY SUPPLEMENTARY
12489 | 4227222027200 | MICRO-STREAM HIGH FLOW OXYGEN MASK FILTERLINE FOR CONTINUOUS ETCO2 MEASUREMENT IN LOW HUMIDITY SITUATION WITH O2 TUBING 2M AND INTEGRATED PULMONARY INDEX FOR RESPIRATORY, FOR ADULT SIZE, COMPATIBLE WITH CAPNOSTREAM 35 OR EQUIVALENT | ANESTHESIA AND RESPIRATORY SUPPLEMENTARY
12490 | 4227222027300 | MICRO-STREAM HIGH FLOW OXYGEN MASK FILTERLINE FOR CONTINUOUS ETCO2 MEASUREMENT IN LOW HUMIDITY SITUATION WITH O2 TUBING 2M AND INTEGRATED PULMONARY INDEX FOR RESPIRATORY, FOR PEDIATRIC, COMPATIBLE WITH CAPNOSTREAM 35 OR EQUIVALENT | ANESTHESIA AND RESPIRATORY SUPPLEMENTARY
12491 | 4227222027400 | O-RING FOR EXPIRATORY VALVE, COMPATIBLE WITH VENTILATOR BABYLOG 8000 OR EQUIVALENT, REUSABLE | ANESTHESIA AND RESPIRATORY SUPPLEMENTARY
12492 | 4227222027500 | PRESSURE MONITORING KIT, SINGLE, FOR TRANSDUCER WITH MICRO DRIP CHAMBER, FLUSH DEVICE, EXTENSION FOR PRESSURE TUBING NOT LESS THAN (110 CM) AND 3 WAY STOPCOCK, NON COMPLIANT, CLEAR COLOR FIT WITH HOLDER SHOULD BE COMPATIBLE WITH BD SYSTEM OR EQUIVALENT | ANESTHESIA AND RESPIRATORY SUPPLEMENTARY
12493 | 4227222027600 | PRESSURE MONITORING TRIPLE, RED/ BLUE/ YELLOW COLORS, MICRO DRIP CHAMBER, LENGTH NOT LESS THAN 150CM, PASSING A GABARITH ACCURACY TEST, CUSTOM EQUIPMENT RELATED | ANESTHESIA AND RESPIRATORY SUPPLEMENTARY
12494 | 4227222301700 | HELMET HOOD VENTED SMALL WITH UNDER ARM CUSHIONED STRAP EAR PLUG FOR CPAP/BIPAP MACHINE DISPOSABLE. ONE (1) EACHONE (1) SET | RESPIRATORY AND ANESTHESIA TENDER
12495 | 4227222301800 | CATHETER MULTI-ACCESS CATH NEONATAL PEDIATRIC 5FR WITH 2.5 3.0 3.5MM CONNECTOR LENGTH 30.5 CM STERILE DISPOSABLE FOR MEDICATIO N DELIVERY. ONE (1) EACHONE (1) SET | ANESTHESIA AND RESPIRATORY SUPPLEMENTARY
12496 | 4227222301900 | EXPIRATORY VALVE KIT COMPLETE PARTS DISPOSABLE COMPATIBLE WITH DRAGER SAVINA 300 VENTILATOR OR EQUIVALENT ONE (1) ITEM/PCONE (1) KIT | RESPIRATORY AND ANESTHESIA TENDER
12497 | 4227222302000 | EXPIRATORY VALVE, FOR SINGLE LUMEN CIRCUIT USE, COMPATIBLE WITH RESMED ASTRAL 150 OR EQUIVALENT, REUSABLE. | ANESTHESIA AND RESPIRATORY SUPPLEMENTARY
12498 | 4227222302200 | NASAL PAP MASK TO CREATE TIGHT SEAL OVER NASAL CAVITY WITH BREATHING CIRCUIT MAPLESON AND 2L BAG, 2 OXYGEN PORTS AND APL (ADJUSTABLE PRESSURE-LIMITING) VALVE TO BE ADJUSTED THE AMOUNT OF PRESSURE DELIVERED TO THE PATIENT AND BLEED HOLE ADULT WITH VELCRO STRAP | ANESTHESIA AND RESPIRATORY SUPPLEMENTARY
12499 | 4227222401000 | VENTILATOR CIRCUIT FOR HIGH FREQUENCY VENTILATOR SIZE NEONATE COMPATIBLE WITH SLE 5000 OR EQUIVALENT ONE (1) EACHONE (1) SET | RESPIRATORY AND ANESTHESIA TENDER
12500 | 4227222401200 | VENTILATOR CIRCUIT, SINGLE LIMB, NON-HEATED, FOR PORTABLE VENTILATOR WITH EXHALATION VALVE AND PRESSURE LINE, SIZE ADULT DISPOSABLE, COMPATIBLE WITH NEWPORT HT70 VENTILATOR OR EQUIVALENT | RESPIRATORY AND ANESTHESIA TENDER
12501 | 4227222401400 | TRANSPORT VENTILATOR CIRCUIT DISPOSABLE COMPLETE SET INCLUDES THE FLOW MEASUREMENT WITH CO2 MEASUREMENT COMPATIBLE WITH WEINMAN VENTILATOR OR EQUIVALENT ONE (1) EACHONE (1) SET | ANESTHESIA AND RESPIRATORY SUPPLEMENTARY
12502 | 4227222401600 | VENTILATOR CIRCUIT, SINGLE LIMB, NON-HEATED, FOR PORTABLE VENTILATOR WITH EXHALATION VALVE AND PRESSURE LINE, SIZE PEDIATRIC, DISPOSABLE, COMPATIBLE WITH NEWPORT HT70 VENTILATOR OR EQUIVALENT | RESPIRATORY AND ANESTHESIA TENDER
12503 | 4227222401800 | BREATHING CIRCUIT NEONATAL SINGLE LIMB HEATED BREATHING CIRCUIT KIT WITH PROXIMAL LINE TUBE INFANT FLOW CONNECTING TUBE TUBING TRANSPARENT EXTERNAL SPIRAL HEATING ELEMENT INSERTED IN THE SPIRAL OF TUBING INSULATED TRANSPARENT PORT ALL REQUIRED CONNECTORS HUMIDIFICATION CHAMBER AND WATER TRAP LATEX FREE PHTHALATES FREE NON-CONDUCTIVE COMPATIBLE WITH ALL VENTILATOR BRANDS AND MODES (EXCEPT SENSOR MEDIX) IN MOH HOSPITAL’S NEONATAL UNITS (NICU) | ANESTHESIA AND RESPIRATORY SUPPLEMENTARY
12504 | 4227222402000 | HIGH-PERFORMANCE DUAL-LIMB, HEATED CIRCUIT, WITH HUMIDIFICATION CHAMBER FOR ADULTS, 5' | ANESTHESIA AND RESPIRATORY SUPPLEMENTARY
12505 | 4227222500200 | BIPAP MASK. FULL FACE VENTED WITH CAP STRAP AND HEADGEAR DISPOSABLE SIZE XLARGE. ONE (1) EACHONE (1) SET | RESPIRATORY AND ANESTHESIA TENDER
12506 | 4227222601100 | TUBING CORRUGATED 50 M, ROLL FOR AEROSOL USE, WITH 6 INCH SEGMENTS. | RESPIRATORY AND ANESTHESIA TENDER
12507 | 4227222601200 | HIGH FLOW TRANSITION KIT FROM VENTILATOR CIRCUIT TO HIGH FLOW NASAL CANNULA WITH ADHESIVE PADS COMPATIBLE WITH STANDARD VENTILAT OR CIRCUIT SIZE PEDIATRIC MEDIUM. ONE (1) EACHONE (1) KIT | RESPIRATORY AND ANESTHESIA TENDER
12508 | 4227222601700 | ADAPTER HEATER WIRE FOR HEATED VENTILATOR CIRCUIT, DUAL LIMB HEATER WIRE, COMPATIBLE AND CERTIFIED TO BE USED WITH MR 850 FISHER AND PAYKEL HUMIDIFIER OR EQUIVALENT | RESPIRATORY AND ANESTHESIA TENDER
12509 | 4227222902000 | VENTILATOR CIRCUIT FOR MRI SIZE ADULT CORRUGATED 3M LONG DISPOSABLE WITHOUT PRESSURE LINE WITH SAMPLE LINE WITH CIRCUIT CAP. ONE (1) EACHONE (1) SET | ANESTHESIA AND RESPIRATORY SUPPLEMENTARY
12510 | 4227222902600 | ANESTHESIA BREATHING CIRCUIT EXTENDABLE, UNHEATED, SIZE ADULT, DUAL LIMB, WITH CO2 SAMPLING LINE LENGTH 3M, WITH 2 LITER REBREATHING BAG, CIRCUIT LENGTH 2.9M TO 3M, LIGHT WEIGHT WITH ANGLE PIECE, WITH HME (BACTERIAL AND VIRAL) FILTER AND HOSE FOR BAG, WITH CONNECTOR 22MM BOTH SIDE, WITH LUER ELBOW, DISPOSABLE | ANESTHESIA AND RESPIRATORY SUPPLEMENTARY
12511 | 4227222902700 | ANESTHESIA BREATHING CIRCUIT EXTENDABLE, UNHEATED, SIZE PEDIATRIC, DUAL LIMB, WITH CO2 SAMPLING LINE LENGTH 3M, WITH 1 LITER REBREATHING BAG, CIRCUIT LENGTH 2.9M TO 3M, LIGHT WEIGHT WITH ANGLE PIECE, WITH HME (BACTERIAL AND VIRAL) FILTER AND HOSE FOR BAG, WITH CONNECTOR 15MM BOTH SIDE, WITH LUER ELBOW, DISPOSABLE | ANESTHESIA AND RESPIRATORY SUPPLEMENTARY
12512 | 4227223000100 | VALVE ONE-WAY 22 MM WITH DIRECTIONAL SIGN FOR USE WITH HIGH FREQUENCY COMPATIBLE WITH VENTILATOR FOR NOXBOX OR EQUIVALENT | RESPIRATORY AND ANESTHESIA TENDER
12513 | 4227223000200 | VENTILATOR, OXYGEN NIPPLE WITH O-RING, L SHAPE, REUSABLE, FOR OXYGEN BLEED-IN, COMPATIBLE WITH RESMED-ASTRAL, HAMILTON-T1 AND MR1, TRILOGY OR EQUIVALENT | RESPIRATORY AND ANESTHESIA TENDER
12514 | 4227223000300 | UNIVERSAL CIRCUIT HOLDER AIDS IN SECURING CIRCUIT HOLDER AIDS IN SECURING UNIVERSAL CIRCUIT HOLDER AIDS IN SECURING ENDOTRACHEAL TUBE, EASY CLEAN, FIT WITH ADULT AND PEDIATRIC CIRCUIT | RESPIRATORY AND ANESTHESIA TENDER
12515 | 4227223100500 | NEONATAL NASAL CPAP FLOW GENERATOR, ADJUSTABLE ANGLE, WITH SECURING STRAPS, DUAL LIMB, DISPOSABLE. | RESPIRATORY AND ANESTHESIA TENDER
12516 | 4227223100800 | SIPAP NASAL PRONGS, SIZE (SMALL), SINGLE USE, COMPATIBLE WITH SIPAP FLOW GENERATOR. | RESPIRATORY AND ANESTHESIA TENDER
12517 | 4227223100900 | SIPAP NASAL PRONGS, SIZE (MEDIUM), SINGLE USE, COMPATIBLE WITH SIPAP FLOW GENERATOR. | RESPIRATORY AND ANESTHESIA TENDER
12518 | 4227223101000 | SIPAP NASAL PRONGS, SIZE (LARGE), SINGLE USE, COMPATIBLE WITH SIPAP FLOW GENERATOR. | RESPIRATORY AND ANESTHESIA TENDER
12519 | 4227223101100 | SIPAP NASAL MASK, SIZE (SMALL), SINGLE USE, COMPATIBLE WITH SIPAP FLOW GENERATOR. | RESPIRATORY AND ANESTHESIA TENDER
12520 | 4227223101200 | SIPAP BONNET MICROFIBER CAP SINGLE USE, WITH SUPPORT CRADLE PAD, SIZE (000) 18-20 CM, HIGH-QUALITY FABRIC, SOFT, SHOULD BE SLIGHTLY STRETCHY, COLOR CODED, INDIVIDUAL PACKED. | RESPIRATORY AND ANESTHESIA TENDER
12521 | 4227223101300 | SIPAP BONNET MICROFIBER CAP SINGLE USE, WITH SUPPORT CRADLE PAD, SIZE (00) 20-22 CM, HIGH-QUALITY FABRIC, SOFT, SHOULD BE SLIGHTLY STRETCHY, COLOR CODED, INDIVIDUAL PACKED. | RESPIRATORY AND ANESTHESIA TENDER
12522 | 4227223101500 | SIPAP BONNET MICROFIBER CAP SINGLE USE, WITH SUPPORT CRADLE PAD, SIZE (0) 22-24 CM, HIGH-QUALITY FABRIC, SOFT, SHOULD BE SLIGHTLY STRETCHY, COLOR CODED, INDIVIDUAL PACKED. | RESPIRATORY AND ANESTHESIA TENDER
12523 | 4227230100800 | PRESSURE MANOMETER FOR INFANT MANUAL RESUSCITATOR, 0-60 CM H2O, WITH ADAPTER AND COMPATIBLE WITH NEONATAL RESUSCITATOR BAG, DISPOSABLE | ANESTHESIA AND RESPIRATORY SUPPLEMENTARY
12524 | 4227230500100 | INFANT T-PIECE RESUSCITATION CIRCUIT WITH ADJUSTABLE PEEP VALVE AND CONTROL PORT, SINGLE LIMB, DISPOSABLE, COMPATIBLE WITH NEO PUFF RESUSCITATION DEVICE AND PANDA WARMER OR EQUIVALENT | RESPIRATORY AND ANESTHESIA TENDER
12525 | 4227230600300 | QUICK ROLL INTUBATION KIT FOR ORGANIZING AIRWAY EQUIPMENT EMPTY ONE (1) EACHONE (1) KIT | ANESTHESIA AND RESPIRATORY SUPPLEMENTARY
12526 | 4227250000500 | SENSOR ADULT SPIROMETRY COMPATIBLE WITH DATEX OHMEDA GE MACHINE OR EQUIVALENT, DISPOSABLE | RESPIRATORY AND ANESTHESIA TENDER
12527 | 4227250000900 | SENSOR FLOW GAS, SHOULD BE COMPATIBLE WITH MAQUET ANESTHESIA MACHINE OR EQUIVALENT | RESPIRATORY AND ANESTHESIA TENDER
12528 | 4227250001400 | OXYGEN (O2) SENSOR, COMPATIBLE WITH GE DATEX OHMEDA OR EQUIVALENT | ANESTHESIA AND RESPIRATORY SUPPLEMENTARY
12529 | 4227250001600 | SENSOR SATURATION PROBE (FOR PULSE OXIMETER) FINGER TIP ADHESIVE PREMATURE LESS THAN 3KG DISPOSABLE COMPATIBLE WITH OXIMAX NELLCOR SYSTEM OR EQUIVALENT | RESPIRATORY AND ANESTHESIA TENDER
12530 | 4227250001700 | SENSOR, PEDIATRIC, SPIROMETRY, FOR DATEXOHMEDA MACHINE OR ANY EQUIVALENT MACHINE, DISPOSABLE | RESPIRATORY AND ANESTHESIA TENDER
12531 | 4227250002300 | SET EXTENSION, TUBING, MALE / MALE LUER, WITH ONE-WAY CHECK VALVE WITH FEMALE LUER, 173 CM (+/- 5CM), COMPATIBLE WITH HOSPITAL MACHINE PUMP, DISPOSABLE, STERILE | SUPPLEMENTARY GEN.SUPPLIES NURS,BURN
12532 | 4227250002700 | TORCH PENCIL - DISPOSABLE | RESPIRATORY AND ANESTHESIA TENDER
12533 | 4227250002800 | CLIP, NOSE TO PREVENT AIR LEAK DURING TRAINING | EAR, NOSE & THROAT SUPPLIES (ENT)
12534 | 4227250003000 | SPINAL NEEDLE QUINCKE TYPE POINT WITH INTRODUCER DISPOSABLE STERILE 16G X 1.5 | RESPIRATORY AND ANESTHESIA TENDER
12535 | 4227250003200 | SPINAL NEEDLE WHITACRE PENCIL POINT WITH INTRODUCER 22G X 3.5 | RESPIRATORY AND ANESTHESIA TENDER
12536 | 4227250003300 | MINI PACK EPIDURAL 18G, TUOHY NEEDLE, CATHETER, LOSS RESISTANCE SYRINGE, FILTER, STERILE | RESPIRATORY AND ANESTHESIA TENDER
12537 | 4227250003400 | EPIDURAL FILTER, STERILE | RESPIRATORY AND ANESTHESIA TENDER
12538 | 4227250003500 | EPIDURAL COMBINED SPINAL DISPOSABLE, STERILE SET CONSIST OF:16G X 80-90MM CSE TUOHY NEEDLE.LOSS-OF RESISTANCE SYRINGE, WELL SEALED, 18-20G CLEAR AND SCALED EPIDURAL CATHETER, EASILY INSERTED, NON KINKABLE, ATRAUMATIC. CATHETER INTRODUCER PIECE. CATHETER CONNECTOR EPIDURAL CATHETER LABEL, 0.2MICRONS LUER LOCK FLAT FILTER, FILTER STRAW, WITH FIXATOR TO HOLD CATHETER, ADHESIVE, CSE SPINAL NEEDLE 25-27G X NOT LESS THAN 90MM SPINAL NEEDLE, PENCIL POINT | ANESTHESIA AND RESPIRATORY SUPPLEMENTARY
12539 | 4227250003800 | EPIDURAL SET G16 FOR ADULT : 16G X 12-15 CM TUOHY NEEDLE LOSS-OF RESISTANCE SYRINGE WELL SEALED NON LUER LOCK 20G CLEAR SCALED EPIDURAL CATHETER EASILY INSERTED NON KINKABLE ATRAUMATIC CATHETER INTRODUCER PIECE CATHETER CONNECTOR EPIDURAL CATHETER LABEL0.2M LUER LOCK FLAT FILTER (5 M X 4 STRAW FILTER) ADHESIVE APPLICATION SPONGE TO HOLD CATHETER PAPER DRAPE EYE SHIELD TRANSPARENT ADHESIVE FENESTRATED DRAPE DISPOSABLE STERILE | RESPIRATORY AND ANESTHESIA TENDER
12540 | 4227250003900 | EPIDURAL SET G18 FOR ADULT :18G X 8-10 CM TUOHY NEEDL, PLASTIC LOSS-OF RESISTANCE SYRINGE10 ML, WELL SEALED, NON LUER LOCK.20G CLEAR <(>&<)> SCALED EPIDURAL CATHETER, EASILY INSERTED, NON KINKABLE, ATRAUMATIC CATHETER INTRODUCER PIECE, CATHETER CONNECTOR EPIDURAL CATHETER LABEL 0.2M LUER LOCK FLAT FILTER (5 M X 4 STRAW FILTER) ADHESIVE APPLICATION SPONGE TO HOLD CATHETER, PAPER DRAPE EYE SHIELD, TRANSPARENT ADHESIVE, FENESTRATED DRAPE, DISPOSABLE, STERILE | RESPIRATORY AND ANESTHESIA TENDER
12541 | 4227250004200 | PEDIATRIC EPIDURAL CATHETERIZATION SET 19G-20G TUOHY NEEDLE LENGTH 45- 50MM PLASTIC LOSS OF RESISTANCE 10ML LUER-SLIP WELL SEALED NON LUER LOCK.20G UP TO 24GCLEAR SCALED EPIDURAL CATHETER EASILY INSERTED NON KINKABLE ATRAUMATIC CATHETER INTRODUCER PIECE CATHETER CONNECTOR EPIDURAL CATHETER LABEL 0.2M LUER LOCK FLAT FILTER (5 M X 4 STRAW FILTER) DISPOSABLE STERILE ONE (1) SETONE (1) SET | ANESTHESIA AND RESPIRATORY SUPPLEMENTARY
12542 | 4227250004400 | CANNULA ARTERIAL WITH FLOW SWITCH 20GA X 45MM STERILE, WITH WINGS | RESPIRATORY AND ANESTHESIA TENDER
12543 | 4227250004800 | DOUBLE LUMEN 2M LENGTH PERIPHERAL EXTENSION SET FOR TIVA WITH FULLY BONDED LINES, ONE WAY ANTI REFLUX VALVES, NEGLIGIBLE COMMON FLUIDS PACE, LATEX FREE, ANTI KINK GRAVITY LINE | RESPIRATORY AND ANESTHESIA TENDER
12544 | 4227250005000 | JACKET VEST, SIZE CHILD MEDIUM FOR CHEST SECRETION MOBILIZATION DEVICE DISPOSABLE, COMPATIBLE WITH HILL-ROM-VEST OR EQUIVALENT | RESPIRATORY AND ANESTHESIA TENDER
12545 | 4227250005300 | AIR PRESSURE BAG FOR INVASIVE MONITOR, WITH MANOMETER, REUSABLE, 500ML | RESPIRATORY AND ANESTHESIA TENDER
12546 | 4227250005400 | DEVICE FIXATION FOR EPIDURAL CATHETER TRANSPARENT | RESPIRATORY AND ANESTHESIA TENDER
12547 | 4227250005500 | AEROSOL DRAINAGE BAG WITH, DRAIN PORT, Y-SHAPE CONNECTION, 22 MM BOTH ENDS, WITH SIDE RAIL STRAP-LOCK. | RESPIRATORY AND ANESTHESIA TENDER
12548 | 4227250005700 | MOUTH PIECE WITH BUILT IN BACTERIAL/ VIRAL FILTER KIT WITH NOSE CLIP FOAM PADS KIT ADAPTER DIAMETER 30MM (ID) WITH OVAL SHAPE TER MINAL CERTIFIED TO BE USED WITH VYAIRE-JAEGER PULMONARY FUNCTION TEST DISPOSABLE. ONE (1) ITEM/PCONE (1) KIT | RESPIRATORY AND ANESTHESIA TENDER
12549 | 4227250005800 | CYTOLOGY BRUSH, BRUSH SIZE 5 BRUSH LENGTH 10 MM, FIT WORKING CHANNEL 2.0 MM, WORKING LENGTH 1150 MM,DISPOSABLE. | RESPIRATORY AND ANESTHESIA TENDER
12550 | 4227250006000 | ELECTRICAL ACTIVITY OF THE DIAPHRAGM/ ABDOMINAL CATHETER SIZE 8 FR, LENGTH125 CM COMPATIBLE WITH SERVO VENTILATOR OR EQUIVALENT | RESPIRATORY AND ANESTHESIA TENDER
12551 | 4227250006300 | BIOPSY FORCEPS, ALLIGATOR JAW, 5.5MM CUP OPENING AND A 1050 MM WORKING LENGTH. IT IS SUITABLE FOR 2.0MM SCOPE WORKING CHANNELS. | RESPIRATORY AND ANESTHESIA TENDER
12552 | 4227250006400 | BREATHING BAG 20 L CLEAR PLASTIC WITH TWO FITTINGS, COMPATIBLE WITH PULMONARY FUNCTION TEST MACHINE VAYAIRE-JAEGER OR EQUIVALENT | RESPIRATORY AND ANESTHESIA TENDER
12553 | 4227250006500 | NOSE CLIP, PLASTICS, WITH FOAM PADS, DISPOSABLE. | RESPIRATORY AND ANESTHESIA TENDER
12554 | 4227250006600 | ELBOW 45 (30MM ID) INSIDE CONE, REUSABLE, COMPATIBLE WITH PULMONARY FUNCTION TEST VYAIRE-JAEGER OR EQUIVALENT | RESPIRATORY AND ANESTHESIA TENDER
12555 | 4227250006700 | O SHAPE RING FOR PLASTIC PNEUMOTACH TUBE PNEUMOTACH 36 FOR PULMONARY FUNCTION TEST | RESPIRATORY AND ANESTHESIA TENDER
12556 | 4227250006800 | SILICONE ADAPTER OVAL SHAPE FOR VOLUME CALIBRATION, COMPATIBLE WITH VYAIRE-JAEGER OR EQUIVALENT | ANESTHESIA AND RESPIRATORY SUPPLEMENTARY
12557 | 4227250006900 | CYTOLOGY BRUSH, BRUSH SIZE 2 BRUSH LENGTH 10 MM, FIT WORKING CHANNEL 2.0 MM, WORKING LENGTH 1150 MM,DISPOSABLE. | RESPIRATORY AND ANESTHESIA TENDER
12558 | 4227250007000 | SUCTION VALVE FOR BRONCHOSCOPES, DISPOSABLE, COMPATIBLE WITH OLYMPUS SCOPE OR EQUIVALENT | RESPIRATORY AND ANESTHESIA TENDER
12559 | 4227250007100 | BIOPSY VALVE, STERILE, COMPATIBLE WITH OLYMPUS BRONCHOSCOPES OR EQUIVALENT, DISPOSABLE. | RESPIRATORY AND ANESTHESIA TENDER
12560 | 4227250007200 | NEGATIVE INSPIRATORY FORCE METER, WITH NOSE CLIP AND MOUTH PIECE, DISPOSABLE, COMPATIBLE WITH ETT, TRACHEOSTOMY TUBE. | RESPIRATORY AND ANESTHESIA TENDER
12561 | 4227250007500 | GUIDE WIRE SPRING 0.018 (0.45MM) X 26-13/16 INCH (68CM) WITH STRAIGHT SOFT TIP ON ONE END J-TIP | RESPIRATORY AND ANESTHESIA TENDER
12562 | 4227250007600 | GUIDE WIRE SPRING 0.035 (0.89MM)X 17-13/16 INCH (45CM) WITH STRAIGHT SOFT TIP ON ONE END J-TIP | RESPIRATORY AND ANESTHESIA TENDER
12563 | 4227250007900 | TRANSCUTANEOUS CO2 MONITORING MEMBRANING KIT COMPATIBLE WITH RADIOMETER TCM OR EQUIVALENT ONE (1) ITEM/PCONE (1) KIT | ANESTHESIA AND RESPIRATORY SUPPLEMENTARY
12564 | 4227250008000 | TRANSCUTANEOUS CO2 CALIBRATION GAS COMPATIBLE WITH RADIOMETER OR EQUIVALENT | ANESTHESIA AND RESPIRATORY SUPPLEMENTARY
12565 | 4227250008100 | FIXATION RING FOR TRANSCUTANEOUS CO2 MONITORING SENSOR SIZE 20MM COMPATIBLE WITH SENTEC OR EQUIVALENT | RESPIRATORY AND ANESTHESIA TENDER
12566 | 4227250008300 | LABEL FOR ANESTHESIA MEDICATION TO PREVENT MEDICATION ERRORS AND PROVIDE PATIENT SAFETY, THAT CAN DISPLAY: CONCENTRATION, DOSAGE, DATE, TIME OF PREPARATION AND EXPIRY, PATIENT INFORMATION AND 2D BARCODE FOR FAST AND ACCURATE READING, SIZE ROUGHLY 50 X 14MM. COMPATIBLE WITH LABELKIT EXPRESS PRINT SYSTEM OR EQUIVALENT | RESPIRATORY AND ANESTHESIA TENDER
12567 | 4227250008500 | FINGER CUFF FOR BEAT BY BEAT CONTINUOUS BLOOD PRESSURE MONITORING (CNIBP), HEART RATE, RESPIRATORY RATE AND ECG, COMPATIBLE WITH CARE TAKER MONITOR OR EQUIVALENT, SINGLE USE | RESPIRATORY AND ANESTHESIA TENDER
12568 | 4227250008600 | EXTENSION, LINE, 200 CM LENGTH, PRIME VOLUME 1.3 MALE/FEMALE, LUER LOCK, LIGHT RESISTANT, SUITABLE FOR SYRINGE DRIVERS ,DISPOSABLE, STERILE | RESPIRATORY AND ANESTHESIA TENDER
12569 | 4227250008700 | TUBE GASTRIC FLEXIBLE CALIBRATION MULTI HOLES APPROXIMATELY 750-900MM LONG SILICONE SHAFT WITHOUT BALLOON ASSORTED TUBE SIZE DISPOSABLE. | SUPPLEMENTARY GEN.CONS SURG SUT,LAP,ROB
12570 | 4227250009100 | FEMALE TO FEMALE LUER LOCK SET WITH SPECIAL ADAPTER TO CONVERT A MALE FITTING TO MALE LUER LOCK DISPOSABLE STERILE | RESPIRATORY AND ANESTHESIA TENDER
12571 | 4227250009600 | BRUSH, CYTOLOGY, GASTROINTESTINAL, DIAMETER 2.2MM TO 2.5MM, ASSORTED WORKING LENGTH | ENDOSCOPY CONSUMABLES SUPPLIES
12572 | 4227250009700 | BRUSH, CYTOLOGY, FOR BRONCHOSCOPE, DIAMETER 1.6MM TO 1.8MM, LENGTH 100CM TO 120CM, DISPOSABLE | ENDOSCOPY CONSUMABLES SUPPLIES
12573 | 4227250010000 | BRUSH, CYTOLOGY, BILIARY, WIRE GUIDED, FOR ERCP | ENDOSCOPY CONSUMABLES SUPPLIES
12574 | 4227250010700 | EXTENSION TUBING Y SHAPE MICROBORE 15 CM (+/- 1CM) APPROXIMATELY WITH NEEDLE FREE CAP RIGID DEHP FREE DISPOSABLE STERILE. | SUPPLEMENTARY GEN.SUPPLIES NURS,BURN
12575 | 4227250010800 | PENLIGHT DIAGNOSTIC LIGHTWEIGHT RE - USABLE WITHOUT BATTERIES OR WITH SEPARATE BATTERIES. | SUPPLEMENTARY GEN.SUPPLIES NURS,BURN
12576 | 4227250011100 | SET ADMINISTRATION INTRAVENOUS 68 INCH TUBING 15 / 20 DROPS / ML NON VENTED WITH NEEDLE ADAPTOR LUER LOCK DISPOSABLE STERILE. | SUPPLEMENTARY GEN.SUPPLIES NURS,BURN
12577 | 4227250011200 | SET ADMINISTRATION ISL LIGHT-SENSITIVE INFUSION SOLUTION OPAQUE 250 CM IT SHOULD BE COMPATIBLE WITH HOSPITAL MACHINE DISPOSABLE STERILE. | SUPPLEMENTARY GEN.SUPPLIES NURS,BURN
12578 | 4227250011300 | SET ADMINISTRATION NON-VENTED / VENTED ADD-IMED PRIMARY WITH CHECK VALVE 20 DROPS / ML IT SHOULD BE COMPATIBLE WITH HOSPITAL MACHINE STERILE.. | SUPPLEMENTARY GEN.SUPPLIES NURS,BURN
12579 | 4227250011800 | BAG ANESTHESIA REBREATHING GAS DUAL PURPOSE ANTISTATIC RUBBER 2.0 LITER USE WITH MANUAL VENTILATION OF ANESTHESIA MACHINE REUSABLE | RESPIRATORY AND ANESTHESIA TENDER
12580 | 4227250013900 | SINGLE-LUMEN ENDOTRACHEAL TUBE COLORED CUFF HIGH VOLUME LOW PRESSURE WITH AN ADDITIONAL SMALL CHANNEL WITHIN THE CONCAVE ANTERIOR WALL PORTION THAT HOUSES A MOVABLE BRONCHIAL BLOCKER WITH HOLLOW SOFT AND FLEXIBLE TIP THAT CAN EXTEND BEYOND THE TUBE TIP STERILE DISPOSABLE SIZE 4.5MM (ID) | RESPIRATORY AND ANESTHESIA TENDER
12581 | 4227250014200 | BRONCHIAL TUBE DOUBLE LUMEN SZ 24 – LEFT SIDED SET MADE OF THERMOSENSITIVE PVC SILICONISED ATRAUMATIC ROUNDED TIP AND SMOOTH CUFF COLORED CODED CUFF X-RAY MARKS FOR OPTIMUM POSITION X-RAY LINE ALONG THE TUBE STYLET SUCTION CATHETERS CONNECTORS SET WITH CLAMPS LATEX FREE DOP FREE STERILE SINGLE USE | ANESTHESIA AND RESPIRATORY SUPPLEMENTARY
12582 | 4227250014300 | BRONCHIAL TUBE DOUBLE LUMEN SZ 26 – LEFT SIDED SET MADE OF THERMOSENSITIVE PVC SILICONISED ATRAUMATIC ROUNDED TIP AND SMOOTH CUFF COLORED CODED CUFF X-RAY MARKS FOR OPTIMUM POSITION X-RAY LINE ALONG THE TUBE STYLET SUCTION CATHETERS CONNECTORS SET WITH CLAMPS LATEX FREE DOP FREE STERILE SINGLE USE | ANESTHESIA AND RESPIRATORY SUPPLEMENTARY
12583 | 4227250014400 | LARYNGEAL MASK AIRWAY (LMA) TUBE, STRAIGHT, WITH FIXATION TAB, INFLATABLE, SILICON MATERIAL CUFF, SIZE 1.0 | RESPIRATORY AND ANESTHESIA TENDER
12584 | 4227250014500 | LARYNGEAL MASK AIRWAY (LMA) TUBE, STRAIGHT, WITH FIXATION TAB, INFLATABLE, SILICON MATERIAL CUFF, SIZE 1.5 | RESPIRATORY AND ANESTHESIA TENDER
12585 | 4227250014600 | LARYNGEAL MASK AIRWAY (LMA) TUBE, STRAIGHT, WITH FIXATION TAB, INFLATABLE, SILICON MATERIAL CUFF, SIZE 2.0 | RESPIRATORY AND ANESTHESIA TENDER
12586 | 4227250014700 | LARYNGEAL MASK AIRWAY (LMA) TUBE, STRAIGHT, WITH FIXATION TAB, INFLATABLE, SILICON MATERIAL CUFF, SIZE 2.5 | RESPIRATORY AND ANESTHESIA TENDER
12587 | 4227250014800 | LARYNGEAL MASK AIRWAY (LMA) TUBE, STRAIGHT, WITH FIXATION TAB, INFLATABLE, SILICON MATERIAL CUFF, SIZE 3.0 | RESPIRATORY AND ANESTHESIA TENDER
12588 | 4227250014900 | LARYNGEAL MASK AIRWAY (LMA) TUBE, STRAIGHT, WITH FIXATION TAB, INFLATABLE, SILICON MATERIAL CUFF, SIZE 4.0 | RESPIRATORY AND ANESTHESIA TENDER
12589 | 4227250015000 | LARYNGEAL MASK AIRWAY (LMA) TUBE, STRAIGHT, WITH FIXATION TAB, INFLATABLE, SILICON MATERIAL CUFF, SIZE 5.0 | RESPIRATORY AND ANESTHESIA TENDER
12590 | 4227250015100 | AIRWAY ORAL PHARYNGEAL GUEDEL PLASTIC, DISPOSABLE, LENGTH PRINTED PERMANENTLY 110-120MM, DISTAL END CURVE WITH ATRAUMATIC EDGE COLOR CODED | RESPIRATORY AND ANESTHESIA TENDER
12591 | 4227250015200 | AIRWAY PHARYNGEAL BERMAN FIBER OPTIC, DISPOSABLE 3.0CM | RESPIRATORY AND ANESTHESIA TENDER
12592 | 4227250015300 | AIRWAY PHARYNGEAL BERMAN FIBER OPTIC, DISPOSABLE 4.0CM | RESPIRATORY AND ANESTHESIA TENDER
12593 | 4227250015400 | AIRWAY PHARYNGEAL BERMAN FIBER OPTIC, DISPOSABLE 5.0CM | RESPIRATORY AND ANESTHESIA TENDER
12594 | 4227250015500 | AIRWAY PHARYNGEAL BERMAN FIBER OPTIC, DISPOSABLE 6.0CM | RESPIRATORY AND ANESTHESIA TENDER
12595 | 4227250015600 | AIRWAY PHARYNGEAL BERMAN FIBER OPTIC, DISPOSABLE 7.0CM | RESPIRATORY AND ANESTHESIA TENDER
12596 | 4227250015700 | AIRWAY PHARYNGEAL BERMAN FIBER OPTIC DISPOSABLE 10.0M | RESPIRATORY AND ANESTHESIA TENDER
12597 | 4227250015800 | AIRWAY PHARYNGEAL BERMAN FIBER OPTIC DISPOSABLE 11.0CM | RESPIRATORY AND ANESTHESIA TENDER
12598 | 4227250015900 | ANESTHESIA CIRCUIT BREATHING SYSTEM, ADULT/PEAD, WITH BREATHING BAG 2L, LENGTH 150-170CM, SINGLE TUBE DIVIDED, DISPOSABLE | RESPIRATORY AND ANESTHESIA TENDER
12599 | 4227250016000 | ANESTHESIA CIRCUIT BREATHING SYSTEM, ADULT/PEAD, WITH BREATHING BAG 2L, LENGTH 220-300CM, SINGLE TUBE DIVIDED, DISPOSABLE | RESPIRATORY AND ANESTHESIA TENDER
12600 | 4227250016100 | ANESTHESIA BREATHING CIRCUIT EXTENDABLE UNHEATED SIZE NEONATAL DOUBLE LUMEN (ID 10MM) WITH CO2 SAMPLING LINE DIMETER 1MM - 1.6MM ,WITH 0.5L REBREATHING BAG CIRCUIT LENGTH 1.5 M TO 1.8 M WITH ( ID ) 4MM LIGHT WEIGHT WITH ANGLE PIECE WITH ONE HME( BACTERIAL VIRAL ) FILTER AND HOSE FOR BAG WITH CONNECTOR 22MM BOTH SIDE WITH LUER ELBOW DISPOSABLE (EACH HOSPITAL SHOULD BE COMPATIBLE WITH ANESTHESIA MACHINE VENT MACHINE)DIAMETER | RESPIRATORY AND ANESTHESIA TENDER
12601 | 4227250016200 | CUFF BLOOD PRESSURE NEONATAL LATEX FREE SIZE 1, DISPOSABLE (SHOULD BE COMPATIBLE WITH GE MACHINE OR EQUIVALENT) | RESPIRATORY AND ANESTHESIA TENDER
12602 | 4227250016300 | CUFF BLOOD PRESSURE NEONATAL LATEX FREE SIZE 2, DISPOSABLE (SHOULD BE COMPATIBLE WITH GE MACHINE OR EQUIVALENT) | RESPIRATORY AND ANESTHESIA TENDER
12603 | 4227250016400 | CUFF BLOOD PRESSURE NEONATAL LATEX FREE SIZE 3, DISPOSABLE (SHOULD BE COMPATIBLE WITH GE MACHINE OR EQUIVALENT) | RESPIRATORY AND ANESTHESIA TENDER
12604 | 4227250016500 | CUFF BLOOD PRESSURE NEONATAL LATEX FREE SIZE 4, DISPOSABLE (SHOULD BE COMPATIBLE WITH GE MACHINE OR EQUIVALENT) | RESPIRATORY AND ANESTHESIA TENDER
12605 | 4227250016700 | SENSOR PULSE OXIMETER ADULT, REUSABLE, CLIP, COMPATIBLE WITH OXIMAX NILLCOR SYSTEM OR EQUIVALENT | ANESTHESIA AND RESPIRATORY SUPPLEMENTARY
12606 | 4227250016800 | SENSOR PULSE OXIMETER PEDIATRIC, REUSABLE, CLIP, SHOULD BE COMPATIBLE WITH NILLCOR OXIMAX SYSTEM OR EQUIVALENT | RESPIRATORY AND ANESTHESIA TENDER
12607 | 4227250016900 | SENSOR CEREBRAL OXIMETRY NON INVASIVE, FOR PEDIATRIC, SHOULD BE COMPATIBLE WITH INVOS 7100 DEVICE OR EQUIVALENT | RESPIRATORY AND ANESTHESIA TENDER
12608 | 4227250017000 | SENSOR CEREBRAL OXIMETRY NON INVASIVE, FOR ADULT, SHOULD BE COMPATIBLE WITH INVOS 7100 DEVICE OR EQUIVALENT | RESPIRATORY AND ANESTHESIA TENDER
12609 | 4227250017200 | PRESSURE MONITORING KIT SINGLE FOR TRANSDUCER WITH MICRO DRIP CHAMBER FLUSH DEVICE EXTENSION FOR PRESSURE TUBING NOT LESS THAN (110 CM) AND 3 WAY STOPCOCK NON COMPLIANT RED COLOR (SHOULD BE COMPATIBLE WITH ABBOTT OR EQUIVALENT) | RESPIRATORY AND ANESTHESIA TENDER
12610 | 4227250017300 | PRESSURE MONITORING KIT, SINGLE, FOR TRANSDUCER WITH MICRO DRIP CHAMBER, FLUSH DEVICE, EXTENSION FOR PRESSURE TUBING NOT LESS THAN (110 CM) AND 3 WAY STOPCOCK, NON COMPLIANT, RED COLOR (SHOULD BE COMPATIBLE WITH BD OR EQUIVALENT) | ANESTHESIA AND RESPIRATORY SUPPLEMENTARY
12611 | 4227250017400 | PRESSURE MONITORING KIT, DOUBLE, FOR TRANSDUCER WITH MICRO DRIP CHAMBER, FLUSH DEVICE, EXTENSION FOR PRESSURE TUBING NOT LESS THAN (110 CM) AND 3 WAY STOPCOCK, NON COMPLIANT, RED AND BLUE COLOR (SHOULD BE COMPATIBLE WITH ABBOTT OR EQUIVALENT) | ANESTHESIA AND RESPIRATORY SUPPLEMENTARY
12612 | 4227250017500 | PRESSURE MONITORING KIT, DOUBLE, FOR TRANSDUCER WITH MICRO DRIP CHAMBER, FLUSH DEVICE, EXTENSION FOR PRESSURE TUBING NOT LESS THAN (110 CM) AND 3 WAY STOPCOCK, NON COMPLIANT, RED AND BLUE COLOR (SHOULD BE COMPATIBLE WITH BD OR EQUIVALENT) | ANESTHESIA AND RESPIRATORY SUPPLEMENTARY
12613 | 4227250017700 | PRESSURE MONITORING KIT, TRIPLE, FOR TRANSDUCER WITH MICRO DRIP CHAMBER, FLUSH DEVICE, EXTENSION FOR PRESSURE TUBING NOT LESS THAN (110 CM) AND 3 WAY STOPCOCK, NON COMPLIANT, COLOR CODED (SHOULD BE COMPATIBLE WITH ABBOTT OR EQUIVALENT) | ANESTHESIA AND RESPIRATORY SUPPLEMENTARY
12614 | 4227250017900 | NERVE BLOCK NEEDLE, ULTRASOUND COMPATIBLE RADIOPAQUE, SHORT BEVEL, FACET TIP, TWO PORT ONE FOR INJECTION AND ONE FOR NERVE STIMULATOR, CALIBRATED SHAFT 1 CM, SIZE: (20-21G) X 100MM | ANESTHESIA AND RESPIRATORY SUPPLEMENTARY
12615 | 4227250018000 | STYLET FOR INTUBATION SIZE 14-15FR FOR ADULT, LENGTH RANGE 33-40 CM, MADE OF ALUMINUM, DISPOSABLE, STERILE. | RESPIRATORY AND ANESTHESIA TENDER
12616 | 4227250018100 | AIRWAY EXCHANGE CATHETER WITH OXYGEN PORT AND ADAPTER 8.0 FR / 43-45CM | RESPIRATORY AND ANESTHESIA TENDER
12617 | 4227250018200 | BLADE LARYNGOSCOPE FIBER OPTIC MACINTOSH SIZE 00, DISPOSABLE, MADE OF STAINLESS STEEL, MUST BE COMPATIBLE WITH LARYNGOSCOPE HANDLE AND EASY TO INSTALL AND REMOVE | RESPIRATORY AND ANESTHESIA TENDER
12618 | 4227250018300 | BLADE LARYNGOSCOPE FIBER OPTIC MACINTOSH SIZE 0, DISPOSABLE, MADE OF STAINLESS STEEL, MUST BE COMPATIBLE WITH LARYNGOSCOPE HANDLE AND EASY TO INSTALL AND REMOVE | RESPIRATORY AND ANESTHESIA TENDER
12619 | 4227250018400 | BLADE LARYNGOSCOPE FIBER OPTIC MACINTOSH SIZE 1, DISPOSABLE, MADE OF STAINLESS STEEL, MUST BE COMPATIBLE WITH LARYNGOSCOPE HANDLE AND EASY TO INSTALL AND REMOVE | RESPIRATORY AND ANESTHESIA TENDER
12620 | 4227250018500 | BLADE LARYNGOSCOPE FIBER OPTIC MACINTOSH SIZE 2, DISPOSABLE, MADE OF STAINLESS STEEL, MUST BE COMPATIBLE WITH LARYNGOSCOPE HANDLE AND EASY TO INSTALL AND REMOVE | RESPIRATORY AND ANESTHESIA TENDER
12621 | 4227250018600 | BLADE LARYNGOSCOPE FIBER OPTIC MACINTOSH SIZE 4, DISPOSABLE, MADE OF STAINLESS STEEL, MUST BE COMPATIBLE WITH LARYNGOSCOPE HANDLE AND EASY TO INSTALL AND REMOVE | RESPIRATORY AND ANESTHESIA TENDER
12622 | 4227250018700 | BLADE LARYNGOSCOPE MILLER SIZE 00, DISPOSABLE, MADE OF STAINLESS STEEL, MUST BE COMPATIBLE WITH LARYNGOSCOPE HANDLE AND EASY TO INSTALL AND REMOVE | RESPIRATORY AND ANESTHESIA TENDER
12623 | 4227250018800 | BLADE LARYNGOSCOPE MILLER SIZE 0, DISPOSABLE, MADE OF STAINLESS STEEL, MUST BE COMPATIBLE WITH LARYNGOSCOPE HANDLE AND EASY TO INSTALL AND REMOVE | RESPIRATORY AND ANESTHESIA TENDER
12624 | 4227250018900 | BLADE LARYNGOSCOPE FIBER OPTIC MACINTOSH SZ 0, REUSABLE MUST BE COMPATIBLE WITH LARYNGOSCOPE HANDLE | RESPIRATORY AND ANESTHESIA TENDER
12625 | 4227250019000 | BRONCHOSCOPE DISPOSABLE FLEXIBLE SZ 3.8 WORKING CHANEL 1.2 LENGTH 600-620MM STERILE COMPATIBLE WITH GLIDESCOPE VERATHON MONITOR OR E QUIVALENT | RESPIRATORY AND ANESTHESIA TENDER
12626 | 4227250019100 | BRONCHOSCOPE DISPOSABLE FLEXIBLE SZ 5.0, WORKING CHANEL 2.2, LENGTH 600-620MM, STERILE, COMPATIBLE WITH GLIDESCOPE VERATHON MONITOR OR EQUIVALENT | RESPIRATORY AND ANESTHESIA TENDER
12627 | 4227250019200 | BRONCHOSCOPE DISPOSABLE FLEXIBLE SZ 5.8, WORKING CHANEL 3.0, LENGTH 600-620MM, STERILE, COMPATIBLE WITH GLIDESCOPE VERATHON MONITOR OR EQUIVALENT | RESPIRATORY AND ANESTHESIA TENDER
12628 | 4227250019300 | SENSOR REGIONAL SATURATION /CEREBRAL OXIMETRY SENSOR FOREHEAD PEDIATRIC MOTION AND LOW PERFFUSION PATIENT COMPATIBLE WITH MASIMO SYSTEM OR EQUIVALENT | RESPIRATORY AND ANESTHESIA TENDER
12629 | 4227250019400 | SENSOR REGIONAL SATURATION /CEREBRAL OXIMETRY SENSOR FOREHEAD NEONATAL IN MOTION AND LOW PERFFUSION PATIENT COMPATIBLE WITH MASIMO SYSTEM OR EQUIVALENT | RESPIRATORY AND ANESTHESIA TENDER
12630 | 4227250019500 | SENSOR MEASURING THE CONSCIOUSNESS LEVEL FOR PEDIATRIC, DISPOSABLE, COMPATIBLE WITH MASIMO SYSTEM OR EQUIVALENT | RESPIRATORY AND ANESTHESIA TENDER
12631 | 4227250019600 | SENSOR MEASURING THE CONSCIOUSNESS LEVEL FOR ADULT, DISPOSABLE, COMPATIBLE WITH ENTROPY SYSTEM OR EQUIVALENT | RESPIRATORY AND ANESTHESIA TENDER
12632 | 4227250019800 | NASAL CO2 CANNULA WITH O2 CONNECTION, SET, USED IN LOW HUMIDITY SETTING, SIZE ADULT, FOR USE WITH NON-INTUBATED PATIENT FOR CONTINUOUS MEASUREMENT, SINGLE PATIENT USE, COMPATIBLE WITH MASIMO OR EQUIVALENT | RESPIRATORY AND ANESTHESIA TENDER
12633 | 4227250019900 | NASAL CO2 CANNULA WITH O2 CONNECTION, SET, USED IN LOW HUMIDITY SETTING, SIZE PEDIATRIC, FOR USE WITH NON-INTUBATED PATIENT FOR CONTINUOUS MEASUREMENT, SINGLE PATIENT USE, COMPATIBLE WITH MASIMO OR EQUIVALENT | RESPIRATORY AND ANESTHESIA TENDER
12634 | 4227250020600 | TUBE ENDOTRACHEAL, PVC, ORAL / NASAL TYPE, PROFILE CONICAL SHAPE CUFF HIGH VOLUME/LOW PRESSURE, ONE WAY VALVE, RADIOPAQUE WITH 15MM TERMINATION CONNECTOR, NUMERI CAL SCALING EVERY 1 CM STARTING FROM INSERTION SIDE, WITH TWO MARKING VOCAL CORD CORRECT POSITION, PROPER CORRELATION BETWEEN ID/OD, SMOOTH FORMED MURPHY EYE AND TIP, SMOOTH TAPE RED MEMBRANE CUFF, DISPOSABLE, STERILE, SIZE, 5.0MM (ID) | RESPIRATORY AND ANESTHESIA TENDER
12635 | 4227250020700 | TUBE ENDOTRACHEAL, PVC, ORAL / NASAL TYPE, PROFILE CONICAL SHAPE CUFF HIGH VOLUME/LOW PRESSURE, ONE WAY VALVE, RADIOPAQUE WITH 15MM TERMINATION CONNECTOR, NUMERI CAL SCALING EVERY 1 CM STARTING FROM INSERTION SIDE, WITH TWO MARKING VOCAL CORD CORRECT POSITION, PROPER CORRELATION BETWEEN ID/OD, SMOOTH FORMED MURPHY EYE AND TIP, SMOOTH TAPE RED MEMBRANE CUFF, DISPOSABLE, STERILE, SIZE, 5.5MM (ID) | RESPIRATORY AND ANESTHESIA TENDER
12636 | 4227250020800 | TUBE ENDOTRACHEAL, PVC, ORAL / NASAL TYPE, PROFILE CONICAL SHAPE CUFF HIGH VOLUME/LOW PRESSURE, ONE WAY VALVE, RADIOPAQUE WITH 15MM TERMINATION CONNECTOR, NUMERI CAL SCALING EVERY 1 CM STARTING FROM INSERTION SIDE, WITH TWO MARKING VOCAL CORD CORRECT POSITION, PROPER CORRELATION BETWEEN ID/OD, SMOOTH FORMED MURPHY EYE AND TIP, SMOOTH TAPE RED MEMBRANE CUFF, DISPOSABLE, STERILE, SIZE, 6.0MM (ID) | RESPIRATORY AND ANESTHESIA TENDER
12637 | 4227250020900 | TUBE ENDOTRACHEAL, PVC, ORAL / NASAL TYPE, PROFILE CONICAL SHAPE CUFF HIGH VOLUME/LOW PRESSURE, ONE WAY VALVE, RADIOPAQUE WITH 15MM TERMINATION CONNECTOR, NUMERI CAL SCALING EVERY 1 CM STARTING FROM INSERTION SIDE, WITH TWO MARKING VOCAL CORD CORRECT POSITION, PROPER CORRELATION BETWEEN ID/OD, SMOOTH FORMED MURPHY EYE AND TIP, SMOOTH TAPE RED MEMBRANE CUFF, DISPOSABLE, STERILE, SIZE, 6.5MM (ID) | RESPIRATORY AND ANESTHESIA TENDER
12638 | 4227250021000 | TUBE ENDOTRACHEAL, PVC, ORAL / NASAL TYPE, PROFILE CONICAL SHAPE CUFF HIGH VOLUME/LOW PRESSURE, ONE WAY VALVE, RADIOPAQUE WITH 15MM TERMINATION CONNECTOR, NUMERI CAL SCALING EVERY 1 CM STARTING FROM INSERTION SIDE, WITH TWO MARKING VOCAL CORD CORRECT POSITION, PROPER CORRELATION BETWEEN ID/OD, SMOOTH FORMED MURPHY EYE AND TIP, SMOOTH TAPE RED MEMBRANE CUFF, DISPOSABLE, STERILE, SIZE, 7.0MM (ID) | RESPIRATORY AND ANESTHESIA TENDER
12639 | 4227250021100 | TUBE ENDOTRACHEAL, PVC, ORAL / NASAL TYPE, PROFILE CONICAL SHAPE CUFF HIGH VOLUME/LOW PRESSURE, ONE WAY VALVE, RADIOPAQUE WITH 15MM TERMINATION CONNECTOR, NUMERI CAL SCALING EVERY 1 CM STARTING FROM INSERTION SIDE, WITH TWO MARKING VOCAL CORD CORRECT POSITION, PROPER CORRELATION BETWEEN ID/OD, SMOOTH FORMED MURPHY EYE AND TIP, SMOOTH TAPE RED MEMBRANE CUFF, DISPOSABLE, STERILE, SIZE, 7..5MM (ID) | RESPIRATORY AND ANESTHESIA TENDER
12640 | 4227250021200 | TUBE ENDOTRACHEAL, PVC, ORAL / NASAL TYPE, PROFILE CONICAL SHAPE CUFF HIGH VOLUME/LOW PRESSURE, ONE WAY VALVE, RADIOPAQUE WITH 15MM TERMINATION CONNECTOR, NUMERI CAL SCALING EVERY 1 CM STARTING FROM INSERTION SIDE, WITH TWO MARKING VOCAL CORD CORRECT POSITION, PROPER CORRELATION BETWEEN ID/OD, SMOOTH FORMED MURPHY EYE AND TIP, SMOOTH TAPE RED MEMBRANE CUFF, DISPOSABLE, STERILE, SIZE, 8.0MM (ID) | RESPIRATORY AND ANESTHESIA TENDER
12641 | 4227250021300 | TUBE ENDOTRACHEAL, PVC, ORAL / NASAL TYPE, PROFILE CONICAL SHAPE CUFF HIGH VOLUME/LOW PRESSURE, ONE WAY VALVE, RADIOPAQUE WITH 15MM TERMINATION CONNECTOR, NUMERI CAL SCALING EVERY 1 CM STARTING FROM INSERTION SIDE, WITH TWO MARKING VOCAL CORD CORRECT POSITION, PROPER CORRELATION BETWEEN ID/OD, SMOOTH FORMED MURPHY EYE AND TIP, SMOOTH TAPE RED MEMBRANE CUFF, DISPOSABLE, STERILE, SIZE, 8.5MM (ID) | RESPIRATORY AND ANESTHESIA TENDER
12642 | 4227250021800 | TUBE ENDOTRACHEAL, RAE- PREFORMED, PVC, ORAL TYPE, PROFILE CONICAL SHAPE CUFF HIGH VOLUME/LOW PRESSURE, RADIOPAQUE WITH 15MM TERMINATION CONNECTOR, SMOOTH FORMED MURPHY EYE AND TIP, NUMERICAL SCALING EVERY 1 CM STARTING FROM INSERTION SIDE, WITH TWO MARKING VOCAL CORD CORRECT POSITION, PROPER CORRELATION BETWEEN ID/OD, DISPOSABLE, STERILE, SIZE, 5.0MM (ID ) | RESPIRATORY AND ANESTHESIA TENDER
12643 | 4227250021900 | TUBE ENDOTRACHEAL, RAE- PREFORMED, PVC, ORAL TYPE, PROFILE CONICAL SHAPE CUFF HIGH VOLUME/LOW PRESSURE, RADIOPAQUE WITH 15MM TERMINATION CONNECTOR, SMOOTH FORMED MURPHY EYE AND TIP, NUMERICAL SCALING EVERY 1 CM STARTING FROM INSERTION SIDE, WITH TWO MARKING VOCAL CORD CORRECT POSITION, PROPER CORRELATION BETWEEN ID/OD, DISPOSABLE, STERILE, SIZE, 5.5MM (ID ) | RESPIRATORY AND ANESTHESIA TENDER
12644 | 4227250022000 | TUBE ENDOTRACHEAL, RAE- PREFORMED, PVC, ORAL TYPE, PROFILE CONICAL SHAPE CUFF HIGH VOLUME/LOW PRESSURE, RADIOPAQUE WITH 15MM TERMINATION CONNECTOR, SMOOTH FORMED MURPHY EYE AND TIP, NUMERICAL SCALING EVERY 1 CM STARTING FROM INSERTION SIDE, WITH TWO MARKING VOCAL CORD CORRECT POSITION, PROPER CORRELATION BETWEEN ID/OD, DISPOSABLE, STERILE, SIZE, 6.0MM (ID ) | RESPIRATORY AND ANESTHESIA TENDER
12645 | 4227250022100 | TUBE ENDOTRACHEAL, RAE- PREFORMED, PVC, ORAL TYPE, PROFILE CONICAL SHAPE CUFF HIGH VOLUME/LOW PRESSURE, RADIOPAQUE WITH 15MM TERMINATION CONNECTOR, SMOOTH FORMED MURPHY EYE AND TIP, NUMERICAL SCALING EVERY 1 CM STARTING FROM INSERTION SIDE, WITH TWO MARKING VOCAL CORD CORRECT POSITION, PROPER CORRELATION BETWEEN ID/OD, DISPOSABLE, STERILE, SIZE, 6.5MM (ID ) | RESPIRATORY AND ANESTHESIA TENDER
12646 | 4227250022200 | TUBE ENDOTRACHEAL, RAE- PREFORMED, PVC, ORAL TYPE, PROFILE CONICAL SHAPE CUFF HIGH VOLUME/LOW PRESSURE, RADIOPAQUE WITH 15MM TERMINATION CONNECTOR, SMOOTH FORMED MURPHY EYE AND TIP, NUMERICAL SCALING EVERY 1 CM STARTING FROM INSERTION SIDE, WITH TWO MARKING VOCAL CORD CORRECT POSITION, PROPER CORRELATION BETWEEN ID/OD, DISPOSABLE, STERILE, SIZE, 7.0MM (ID ) | RESPIRATORY AND ANESTHESIA TENDER
12647 | 4227250022300 | TUBE ENDOTRACHEAL, RAE- PREFORMED, PVC, ORAL TYPE, PROFILE CONICAL SHAPE CUFF HIGH VOLUME/LOW PRESSURE, RADIOPAQUE WITH 15MM TERMINATION CONNECTOR, SMOOTH FORMED MURPHY EYE AND TIP, NUMERICAL SCALING EVERY 1 CM STARTING FROM INSERTION SIDE, WITH TWO MARKING VOCAL CORD CORRECT POSITION, PROPER CORRELATION BETWEEN ID/OD, DISPOSABLE, STERILE, SIZE, 7.5MM (ID ) | RESPIRATORY AND ANESTHESIA TENDER
12648 | 4227250022400 | TUBE ENDOTRACHEAL, RAE- PREFORMED, PVC, ORAL TYPE, PROFILE CONICAL SHAPE CUFF HIGH VOLUME/LOW PRESSURE, RADIOPAQUE WITH 15MM TERMINATION CONNECTOR, SMOOTH FORMED MURPHY EYE AND TIP, NUMERICAL SCALING EVERY 1 CM STARTING FROM INSERTION SIDE, WITH TWO MARKING VOCAL CORD CORRECT POSITION, PROPER CORRELATION BETWEEN ID/OD, DISPOSABLE, STERILE, SIZE, 8.0MM (ID ) | RESPIRATORY AND ANESTHESIA TENDER
12649 | 4227250022500 | TUBE ENDOTRACHEAL, RAE- PREFORMED, PVC, ORAL TYPE, PROFILE CONICAL SHAPE CUFF HIGH VOLUME/LOW PRESSURE, RADIOPAQUE WITH 15MM TERMINATION CONNECTOR, SMOOTH FORMED MURPHY EYE AND TIP, NUMERICAL SCALING EVERY 1 CM STARTING FROM INSERTION SIDE, WITH TWO MARKING VOCAL CORD CORRECT POSITION, PROPER CORRELATION BETWEEN ID/OD, DISPOSABLE, STERILE, SIZE, 8.5MM (ID ) | RESPIRATORY AND ANESTHESIA TENDER
12650 | 4227250023300 | TUBE ENDOTRACHEAL, POLYVINYL, REINFORCED BY CIRCUMFERENTIAL RIBS, ORAL/NASAL TYPE, PROFILE CONICAL SHAPE CUFF HIGH VOLUME/LOW PRESSURE, RADIOPAQUE WITH 15MM TERMINATION CONNECTOR, WITH STYLET, NUMERICAL SCALING EVERY 1 CM STARTING FROM INSERTION SIDE, WITH TWO MARKING VOCAL CORD CORRECT POSITION, PROPER CORRELATION BETWEEN ID/OD, SMOOTH FORMED MURPHY EYE AND TIP, SMOOTH TAPERED MEMBRANE CUFF, DISPOSABLE, STERILE, SIZE, 6.0MM (ID) | RESPIRATORY AND ANESTHESIA TENDER
12651 | 4227250023400 | TUBE ENDOTRACHEAL, POLYVINYL, REINFORCED BY CIRCUMFERENTIAL RIBS, ORAL/NASAL TYPE, PROFILE CONICAL SHAPE CUFF HIGH VOLUME/LOW PRESSURE, RADIOPAQUE WITH 15MM TERMINATION CONNECTOR, WITH STYLET, NUMERICAL SCALING EVERY 1 CM STARTING FROM INSERTION SIDE, WITH TWO MARKING VOCAL CORD CORRECT POSITION, PROPER CORRELATION BETWEEN ID/OD, SMOOTH FORMED MURPHY EYE AND TIP, SMOOTH TAPERED MEMBRANE CUFF, DISPOSABLE, STERILE, SIZE, 6.5MM (ID) | RESPIRATORY AND ANESTHESIA TENDER
12652 | 4227250023500 | TUBE ENDOTRACHEAL, POLYVINYL, REINFORCED BY CIRCUMFERENTIAL RIBS, ORAL/NASAL TYPE, PROFILE CONICAL SHAPE CUFF HIGH VOLUME/LOW PRESSURE, RADIOPAQUE WITH 15MM TERMINATION CONNECTOR, WITH STYLET, NUMERICAL SCALING EVERY 1 CM STARTING FROM INSERTION SIDE, WITH TWO MARKING VOCAL CORD CORRECT POSITION, PROPER CORRELATION BETWEEN ID/OD, SMOOTH FORMED MURPHY EYE AND TIP, SMOOTH TAPERED MEMBRANE CUFF, DISPOSABLE, STERILE, SIZE, 7.0MM (ID) | RESPIRATORY AND ANESTHESIA TENDER
12653 | 4227250023600 | TUBE ENDOTRACHEAL, POLYVINYL, REINFORCED BY CIRCUMFERENTIAL RIBS, ORAL/NASAL TYPE, PROFILE CONICAL SHAPE CUFF HIGH VOLUME/LOW PRESSURE, RADIOPAQUE WITH 15MM TERMINATION CONNECTOR, WITH STYLET, NUMERICAL SCALING EVERY 1 CM STARTING FROM INSERTION SIDE, WITH TWO MARKING VOCAL CORD CORRECT POSITION, PROPER CORRELATION BETWEEN ID/OD, SMOOTH FORMED MURPHY EYE AND TIP, SMOOTH TAPERED MEMBRANE CUFF, DISPOSABLE, STERILE, SIZE, 7.5MM (ID) | RESPIRATORY AND ANESTHESIA TENDER
12654 | 4227250023700 | TUBE ENDOTRACHEAL, POLYVINYL, REINFORCED BY CIRCUMFERENTIAL RIBS, ORAL/NASAL TYPE, PROFILE CONICAL SHAPE CUFF HIGH VOLUME/LOW PRESSURE, RADIOPAQUE WITH 15MM TERMINATION CONNECTOR, WITH STYLET, NUMERICAL SCALING EVERY 1 CM STARTING FROM INSERTION SIDE, WITH TWO MARKING VOCAL CORD CORRECT POSITION, PROPER CORRELATION BETWEEN ID/OD, SMOOTH FORMED MURPHY EYE AND TIP, SMOOTH TAPERED MEMBRANE CUFF, DISPOSABLE, STERILE, SIZE, 8.0MM (ID) | RESPIRATORY AND ANESTHESIA TENDER
12655 | 4227250023800 | TUBE ENDOTRACHEAL, POLYVINYL, REINFORCED BY CIRCUMFERENTIAL RIBS, ORAL/NASAL TYPE, PROFILE CONICAL SHAPE CUFF HIGH VOLUME/LOW PRESSURE, RADIOPAQUE WITH 15MM TERMINATION CONNECTOR, WITH STYLET, NUMERICAL SCALING EVERY 1 CM STARTING FROM INSERTION SIDE, WITH TWO MARKING VOCAL CORD CORRECT POSITION, PROPER CORRELATION BETWEEN ID/OD, SMOOTH FORMED MURPHY EYE AND TIP, SMOOTH TAPERED MEMBRANE CUFF, DISPOSABLE, STERILE, SIZE, 8.5MM (ID) | RESPIRATORY AND ANESTHESIA TENDER
12656 | 4227250023900 | TUBE ENDOTRACHEAL, POLYVINYL, REINFORCED BY CIRCUMFERENTIAL RIBS, ORAL/NASAL TYPE, PROFILE CONICAL SHAPE CUFF HIGH VOLUME/LOW PRESSURE, RADIOPAQUE WITH 15MM TERMINATION CONNECTOR, WITH STYLET, NUMERICAL SCALING EVERY 1 CM STARTING FROM INSERTION SIDE, WITH TWO MARKING VOCAL CORD CORRECT POSITION, PROPER CORRELATION BETWEEN ID/OD, SMOOTH FORMED MURPHY EYE AND TIP, SMOOTH TAPERED MEMBRANE CUFF, DISPOSABLE, STERILE, SIZE, 9.0MM (ID) | RESPIRATORY AND ANESTHESIA TENDER
12657 | 4227250024900 | TUBE ENDOTRACHEAL, SILICON, SOFT NASAL NORTH, ATRAUMATIC ROUNDED TIP, CURVED TOWARDS THE FOREHEAD, ATRAUMATIC MURPHY EYE, DISPOSABLE, STERILE, LATEX FREE, SIZE, 6.0MM (ID) | ANESTHESIA AND RESPIRATORY SUPPLEMENTARY
12658 | 4227250025000 | TUBE ENDOTRACHEAL, SILICON, SOFT NASAL NORTH, ATRAUMATIC ROUNDED TIP, CURVED TOWARDS THE FOREHEAD, ATRAUMATIC MURPHY EYE, DISPOSABLE, STERILE, LATEX FREE, SIZE, 6.5MM (ID) | ANESTHESIA AND RESPIRATORY SUPPLEMENTARY
12659 | 4227250025300 | TUBE ENDOTRACHEAL, PVC, SOFT NASAL NORTH, PROFILE CUFF HIGH VOLUME LOW PRESSURE, ATRAUMATIC ROUNDED TIP, CURVED TOWARDS THE FOREHEAD, ATRAUMATIC MURPHY EYE, DISPOSABLE, STERILE, LATEX FREE, SIZE, 3.0MM (ID) | RESPIRATORY AND ANESTHESIA TENDER
12660 | 4227250025500 | TUBE ENDOTRACHEAL, PVC, SOFT NASAL NORTH, PROFILE CUFF HIGH VOLUME LOW PRESSURE, ATRAUMATIC ROUNDED TIP, CURVED TOWARDS THE FOREHEAD, ATRAUMATIC MURPHY EYE, DISPOSABLE, STERILE, LATEX FREE, SIZE, 3.5MM (ID) | RESPIRATORY AND ANESTHESIA TENDER
12661 | 4227250025700 | TUBE ENDOTRACHEAL, PVC, SOFT NASAL NORTH, PROFILE CUFF HIGH VOLUME LOW PRESSURE, ATRAUMATIC ROUNDED TIP, CURVED TOWARDS THE FOREHEAD, ATRAUMATIC MURPHY EYE, DISPOSABLE, STERILE, LATEX FREE, SIZE, 4.0MM (ID) | RESPIRATORY AND ANESTHESIA TENDER
12662 | 4227250025900 | TUBE ENDOTRACHEAL, PVC, SOFT NASAL NORTH, PROFILE CUFF HIGH VOLUME LOW PRESSURE, ATRAUMATIC ROUNDED TIP, CURVED TOWARDS THE FOREHEAD, ATRAUMATIC MURPHY EYE, DISPOSABLE, STERILE, LATEX FREE, SIZE, 4.5MM (ID) | RESPIRATORY AND ANESTHESIA TENDER
12663 | 4227250026000 | TUBE ENDOTRACHEAL, SILICON, SPECIALIST SOFT NASAL NORTH, PROFILE CUFF HIGH VOLUME LOW PRESSURE, ATRAUMATIC ROUNDED TIP, CURVED TOWARDS THE FOREHEAD, ATRAUMATIC MURPHY EYE, DISPOSABLE, STERILE, LATEX FREE, SIZE, 5.0MM (ID) | ANESTHESIA AND RESPIRATORY SUPPLEMENTARY
12664 | 4227250026100 | TUBE ENDOTRACHEAL, PVC, SOFT NASAL NORTH, PROFILE CUFF HIGH VOLUME LOW PRESSURE, ATRAUMATIC ROUNDED TIP, CURVED TOWARDS THE FOREHEAD, ATRAUMATIC MURPHY EYE, DISPOSABLE, STERILE, LATEX FREE, SIZE, 5.0MM (ID) | RESPIRATORY AND ANESTHESIA TENDER
12665 | 4227250026200 | TUBE ENDOTRACHEAL, SILICON, SPECIALIST SOFT NASAL NORTH, PROFILE CUFF HIGH VOLUME LOW PRESSURE, ATRAUMATIC ROUNDED TIP, CURVED TOWARDS THE FOREHEAD, ATRAUMATIC MURPHY EYE, DISPOSABLE, STERILE, LATEX FREE, SIZE, 5.5MM (ID) | ANESTHESIA AND RESPIRATORY SUPPLEMENTARY
12666 | 4227250026300 | TUBE ENDOTRACHEAL, PVC, SOFT NASAL NORTH, PROFILE CUFF HIGH VOLUME LOW PRESSURE, ATRAUMATIC ROUNDED TIP, CURVED TOWARDS THE FOREHEAD, ATRAUMATIC MURPHY EYE, DISPOSABLE, STERILE, LATEX FREE, SIZE, 5.5MM (ID) | RESPIRATORY AND ANESTHESIA TENDER
12667 | 4227250026400 | TUBE ENDOTRACHEAL, SILICON, SOFT NASAL NORTH, PROFILE CUFF HIGH VOLUME LOW PRESSURE, ATRAUMATIC ROUNDED TIP, CURVED TOWARDS THE FOREHEAD, ATRAUMATIC MURPHY EYE, DISPOSABLE, STERILE, LATEX FREE, SIZE, 6.0MM (ID) | RESPIRATORY AND ANESTHESIA TENDER
12668 | 4227250026500 | TUBE ENDOTRACHEAL, PVC, SOFT NASAL NORTH, PROFILE CUFF HIGH VOLUME LOW PRESSURE, ATRAUMATIC ROUNDED TIP, CURVED TOWARDS THE FOREHEAD, ATRAUMATIC MURPHY EYE, DISPOSABLE, STERILE, LATEX FREE, SIZE, 6.0MM (ID) | RESPIRATORY AND ANESTHESIA TENDER
12669 | 4227250026600 | TUBE ENDOTRACHEAL, SILICON, SOFT NASAL NORTH, PROFILE CUFF HIGH VOLUME LOW PRESSURE, ATRAUMATIC ROUNDED TIP, CURVED TOWARDS THE FOREHEAD, ATRAUMATIC MURPHY EYE, DISPOSABLE, STERILE, LATEX FREE, SIZE, 6.5MM (ID) | RESPIRATORY AND ANESTHESIA TENDER
12670 | 4227250026700 | TUBE ENDOTRACHEAL, PVC, SOFT NASAL NORTH, PROFILE CUFF HIGH VOLUME LOW PRESSURE, ATRAUMATIC ROUNDED TIP, CURVED TOWARDS THE FOREHEAD, ATRAUMATIC MURPHY EYE, DISPOSABLE, STERILE, LATEX FREE, SIZE, 6.5MM (ID) | RESPIRATORY AND ANESTHESIA TENDER
12671 | 4227250026800 | TUBE ENDOTRACHEAL, SILICON, SOFT NASAL NORTH, PROFILE CUFF HIGH VOLUME LOW PRESSURE, ATRAUMATIC ROUNDED TIP, CURVED TOWARDS THE FOREHEAD, ATRAUMATIC MURPHY EYE, DISPOSABLE, STERILE, LATEX FREE, SIZE, 7.0MM (ID) | RESPIRATORY AND ANESTHESIA TENDER
12672 | 4227250026900 | TUBE ENDOTRACHEAL, PVC, SOFT NASAL NORTH, PROFILE CUFF HIGH VOLUME LOW PRESSURE, ATRAUMATIC ROUNDED TIP, CURVED TOWARDS THE FOREHEAD, ATRAUMATIC MURPHY EYE, DISPOSABLE, STERILE, LATEX FREE, SIZE, 7.0MM (ID) | RESPIRATORY AND ANESTHESIA TENDER
12673 | 4227250027000 | TUBE ENDOTRACHEAL, SILICON, SOFT NASAL NORTH, PROFILE CUFF HIGH VOLUME LOW PRESSURE, ATRAUMATIC ROUNDED TIP, CURVED TOWARDS THE FOREHEAD, ATRAUMATIC MURPHY EYE, DISPOSABLE, STERILE, LATEX FREE, SIZE, 7.5MM (ID) | RESPIRATORY AND ANESTHESIA TENDER
12674 | 4227250027100 | TUBE ENDOTRACHEAL, PVC, SOFT NASAL NORTH, PROFILE CUFF HIGH VOLUME LOW PRESSURE, ATRAUMATIC ROUNDED TIP, CURVED TOWARDS THE FOREHEAD, ATRAUMATIC MURPHY EYE, DISPOSABLE, STERILE, LATEX FREE, SIZE, 7.5MM (ID) | RESPIRATORY AND ANESTHESIA TENDER
12675 | 4227250027200 | TUBE ENDOTRACHEAL, SILICON, SOFT NASAL NORTH, PROFILE CUFF HIGH VOLUME LOW PRESSURE, ATRAUMATIC ROUNDED TIP, CURVED TOWARDS THE FOREHEAD, ATRAUMATIC MURPHY EYE, DISPOSABLE, STERILE, LATEX FREE, SIZE, 8.0MM (ID) | RESPIRATORY AND ANESTHESIA TENDER
12676 | 4227250027300 | TUBE ENDOTRACHEAL, PVC, SOFT NASAL NORTH, PROFILE CUFF HIGH VOLUME LOW PRESSURE, ATRAUMATIC ROUNDED TIP, CURVED TOWARDS THE FOREHEAD, ATRAUMATIC MURPHY EYE, DISPOSABLE, STERILE, LATEX FREE, SIZE, 8.0MM (ID) | RESPIRATORY AND ANESTHESIA TENDER
12677 | 4227250027400 | TUBE ENDOTRACHEAL, SILICON, SOFT NASAL NORTH, PROFILE CUFF HIGH VOLUME LOW PRESSURE, ATRAUMATIC ROUNDED TIP, CURVED TOWARDS THE FOREHEAD, ATRAUMATIC MURPHY EYE, DISPOSABLE, STERILE, LATEX FREE, SIZE, 8.5MM (ID) | ANESTHESIA AND RESPIRATORY SUPPLEMENTARY
12678 | 4227250027900 | SET BLOOD/FLUID WARMING SET, SHOULD BE COMPATIBLE WITH LEVEL-1 SYSTEM OR EQUIVALENT | RESPIRATORY AND ANESTHESIA TENDER
12679 | 4227250028100 | CATHETER CENTRAL VENOUS COMPLETE KIT, ANTI MICROBIAL, CONTAINS: TRIPLE LUMEN CATHETER 5.5 FR X 13CM, GUIDE WIRE (UNKINKABLE) NOT LESS THAN 40CM WITH SOFT TIP AND END J- TIP, EXTENSION LINE CLAMPS, FENESTRATED DRAPE ADHESIVE NOT LESS THAN 40*60 CM WITH 7-10CM FENESTRATION, CATHETER CONTAIN CLAMP, HANDLING SCALPEL NUMBER 11, NOT LESS THAN FOUR GAUZE 4X4, NOT LESS THAN TWO GAUZE 2X2, SUTURE BRAIDED SILK WITH STRAIGHT NEEDLE, TISSUE DILATOR, INJECTION NEEDLE 25G, SYRINGE 3ML LUER LOCK, SYRINGE 5ML LUER SLIP, INTRODUCER NEEDLE 21 GA, CATHETER 22G X NOT LESS THAN 4.0CM RADIOPAQUE WITH INTRODUCER NEEDLE WITH 5ML LUER SLIP SYRINGE, DISPOSABLE, STERILE | RESPIRATORY AND ANESTHESIA TENDER
12680 | 4227250028200 | CATHETER CENTRAL VENOUS COMPLETE KIT, ANTI MICROBIAL, CONTAINS: TRIPLE LUMEN CATHETER 5.5 FR X 8CM, GUIDE WIRE (UNKINKABLE) NOT LESS THAN 40CM WITH SOFT TIP AND END J- TIP, EXTENSION LINE CLAMPS, FENESTRATED DRAPE ADHESIVE NOT LESS THAN 40*60 CM WITH 7-10CM FENESTRATION, CATHETER CONTAIN CLAMP, HANDLING SCALPEL NUMBER 11, NOT LESS THAN FOUR GAUZE 4X4, NOT LESS THAN TWO GAUZE 2X2, SUTURE BRAIDED SILK WITH STRAIGHT NEEDLE, TISSUE DILATOR, INJECTION NEEDLE 25G, SYRINGE 3ML LUER LOCK, SYRINGE 5ML LUER SLIP, INTRODUCER NEEDLE 21 GA, CATHETER 22G X NOT LESS THAN 4.0CM RADIOPAQUE WITH INTRODUCER NEEDLE WITH 5ML LUER SLIP SYRINGE, DISPOSABLE, STERILE | RESPIRATORY AND ANESTHESIA TENDER
12681 | 4227250028300 | CATHETER CENTRAL VENOUS COMPLETE KIT, CONTAINS: TRIPLE LUMEN CATHETER 5.5 FR X 13CM, GUIDE WIRE (UNKINKABLE) NOT LESS THAN 40CM WITH SOFT TIP AND END J- TIP, EXTENSION LINE CLAMPS, FENESTRATED DRAPE ADHESIVE NOT LESS THAN 40*60 CM WITH 7-10CM FENESTRATION, CATHETER CONTAIN CLAMP, SCALPEL NUMBER 11, NOT LESS THAN FOUR GAUZE 4X4, NOT LESS THAN TWO GAUZE 2X2, SUTURE BRAIDED SILK WITH STRAIGHT NEEDLE, TISSUE DILATOR, INJECTION NEEDLE 25G, SYRINGE 3ML LUER LOCK, SYRINGE 5ML LUER SLIP, INTRODUCER NEEDLE 21G, CATHETER 22G X NOT LESS THAN 4.0CM RADIOPAQUE WITH INTRODUCER NEEDLE WITH 5ML LUERSLIP SYRINGE, DISPOSABLE, STERILE | RESPIRATORY AND ANESTHESIA TENDER
12682 | 4227250028400 | CATHETER CENTRAL VENOUS COMPLETE KIT, CONTAINS: TRIPLE LUMEN CATHETER 5.5 FR X 8CM, GUIDE WIRE (UNKINKABLE) NOT LESS THAN 40CM WITH SOFT TIP AND END J- TIP, EXTENSION LINE CLAMPS, FENESTRATED DRAPE ADHESIVE NOT LESS THAN 40*60 CM WITH 7-10CM FENESTRATION, CATHETER CONTAIN CLAMP, SCALPEL NUMBER 11, NOT LESS THAN FOUR GAUZE 4X4, NOT LESS THAN TWO GAUZE 2X2, SUTURE BRAIDED SILK WITH STRAIGHT NEEDLE, TISSUE DILATOR, INJECTION NEEDLE 25G, SYRINGE 3ML LUER LOCK, SYRINGE 5ML LUER SLIP, INTRODUCER NEEDLE 21G, CATHETER 22G X NOT LESS THAN 4.0CM RADIOPAQUE WITH INTRODUCER NEEDLE WITH 5ML LUERSLIP SYRINGE, DISPOSABLE, STERILE | RESPIRATORY AND ANESTHESIA TENDER
12683 | 4227250028500 | CATHETER CENTRAL VENOUS COMPLETE KIT, ANTI MICROBIAL, CONTAINS: TRIPLE LUMEN CATHETER 7 FR X 16CM - GUIDE WIRE (UNKINKABLE) NOT LESS THAN 40CM WITH SOFT TIP AND END J- TIP, EXTENSION LINE CLAMPS, FENESTRATED DRAPE ADHESIVE NOT LESS THAN 60*90 CM WITH 7-10CM FENESTRATION- CATHETER CONTAIN CLAMP- SCALPEL NUMBER 11, NOT LESS THAN FOUR GAUZE 4X4, NOT LESS THAN TWO 2X2, SUTURE SILK WITH STRAIGHT NEEDLE, TISSUE DILATOR, INJECTION NEEDLE 25G, SYRINGE 3ML LUER LOCK, SYRINGE 5ML LUER SLIP, INTRODUCER NEEDLE 18 GA X NOT LESS THAN 6.0CM, CATHETER 18G OVER 20G INTRODUCER NEEDLE RADIOPAQUE WITH INTRODUCER NEEDLE WITH 5 ML LUER-SLIP SYRINGE, DISPOSABLE, STERILE | RESPIRATORY AND ANESTHESIA TENDER
12684 | 4227250028600 | CATHETER CENTRAL VENOUS COMPLETE KIT, ANTI MICROBIAL, CONTAINS: TRIPLE LUMEN CATHETER 7 FR X 20CM - GUIDE WIRE (UNKINKABLE) NOT LESS THAN 60CM WITH SOFT TIP AND END J- TIP, EXTENSION LINE CLAMPS, FENESTRATED DRAPE ADHESIVE NOT LESS THAN 60*90 CM WITH 7-10CM FENESTRATION- CATHETER CONTAIN CLAMP- SCALPEL NUMBER 11, NOT LESS THAN FOUR GAUZE 4X4, NOT LESS THAN TWO 2X2, SUTURE SILK WITH STRAIGHT NEEDLE, TISSUE DILATOR, INJECTION NEEDLE 25G, SYRINGE 3ML LUER LOCK, SYRINGE 5ML LUER SLIP, INTRODUCER NEEDLE 18 GA X NOT LESS THAN 6.0CM, CATHETER 18G OVER 20G INTRODUCER NEEDLE RADIOPAQUE WITH INTRODUCER NEEDLE WITH 5 ML LUER-SLIP SYRINGE, DISPOSABLE, STERILE | RESPIRATORY AND ANESTHESIA TENDER
12685 | 4227250028700 | EPIDURAL COMBINED SPINAL DISPOSABLE, STERILE SET CONSIST OF:18G X 8-10 CM CSE TUOHY NEEDLE, LOSS-OF RESISTANCE SYRINGE, WELL SEALED, NON LUER LOCK 20G CLEAR AND SCALED EPIDURAL CATHETER, EASILY INSERTED, NON KINKABLE, ATRAUMATIC CATHETER INTRODUCER PIECE, CATHETER CONNECTOR, EPIDURAL CATHETER LABEL 0.2M LUER LOCK FLAT FILTER (5 M X 4 STRAW FILTER) DRAPE EYE SHIELD ADHESIVE, FENESTRATED DRAPE, CSE SPINAL NEEDLE 27G X 90MM-140MM, PENCIL POINT WITH INTERLOCK CONNECTION TO TUOHY NEEDLE | ANESTHESIA AND RESPIRATORY SUPPLEMENTARY
12686 | 4227250028800 | EPIDURAL COMBINED SPINAL DISPOSABLE, STERILE SET CONSIST OF:18G X 9 CM CSE TUOHY NEEDLE, 20G CLEAR AND SCALED EPIDURAL CATHETER, EASILY Y INSERTED, ATRAUMATIC CATHETER INTRODUCER PIECE, CATHETER CONNECTOR EPIDURAL CATHETER LABEL 0.2 MICRO LUER LOCK FLAT FILTER, PLASTIC LOSS OF RESISTANCE SYRINGE 10ML LUER SLIP, 27G X NOT LESS THAN 125MM CSE SPINAL NEEDLE, PENCIL POINT WITH INTERLOCK CONNECTION TO TUOHY NEEDLE | RESPIRATORY AND ANESTHESIA TENDER
12687 | 4227250028900 | COMPLETE EPIDURAL KIT 17G TOUHY NEEDLE 8.5-9CM 19G POLYURETHANE MATERIAL WIRE REINFORCED CATHETER PLASTIC LOSS OF RESISTANCE SYRINGE 10ML LUER SLIP INJECTION NEEDLE 22G INJECTION NEEDLE 25G LABEL EPIDURAL CATHETER FILTER 0.2MICRON CATHETER CONNECTOR PREPARATION TRAY SYRINGE 10ML LUER-SLIP SYRINGE 20ML LUER-LOCK SYRINGE 3ML LUER-LOCK NEEDLE 16G X NOT LESS THAN 3.5CM INJECTION NEEDLE 18G X NOT LESS THAN 3.5CM TRANSPARENT DRAPE NOT LESS THAN 60X90CM WITH 10CM FENESTRATION IN LOWER HALF FILTER 5 MICRON STRAW GAUZE 4INCH X4INCH NOT LESS THAN FOUR | RESPIRATORY AND ANESTHESIA TENDER
12688 | 4227250029000 | FORCEPS MAGILL ADULT SZ 25CM (10 INCH), DISPOSABLE | RESPIRATORY AND ANESTHESIA TENDER
12689 | 4227250029100 | FORCEPS MAGILL INFANT SZ 15CM (6 INCH), DISPOSABLE | RESPIRATORY AND ANESTHESIA TENDER
12690 | 4227250029200 | FORCEPS MAGILL CHILD SZ 20CM (8 INCH), DISPOSABLE | RESPIRATORY AND ANESTHESIA TENDER
12691 | 4227250029400 | WARMING COOLING UNDER BODY MATT FOR ADULT, DISPOSABLE, COMPATIBLE WITH ROLL SYSTEM OR EQUIVALENT | ANESTHESIA AND RESPIRATORY SUPPLEMENTARY
12692 | 4227250029600 | WARMING COOLING UNDER BODY MATT FOR INFANT, DISPOSABLE, COMPATIBLE WITH ROLL SYSTEM OR EQUIVALENT | ANESTHESIA AND RESPIRATORY SUPPLEMENTARY
12693 | 4227250029700 | NASOPHARYNGEAL AIRWAY, WITH FIXATION CLIP, SIZE 9.0CM | RESPIRATORY AND ANESTHESIA TENDER
12694 | 4227250029800 | NASOPHARYNGEAL AIRWAY, WITH FIXATION CLIP, SIZE 8.5CM | RESPIRATORY AND ANESTHESIA TENDER
12695 | 4227250029900 | NASOPHARYNGEAL AIRWAY, WITH FIXATION CLIP, SIZE 8.0CM | RESPIRATORY AND ANESTHESIA TENDER
12696 | 4227250030000 | NASOPHARYNGEAL AIRWAY, WITH FIXATION CLIP, SIZE 7.5CM | RESPIRATORY AND ANESTHESIA TENDER
12697 | 4227250030100 | NASOPHARYNGEAL AIRWAY, WITH FIXATION CLIP, SIZE 7.0CM | RESPIRATORY AND ANESTHESIA TENDER
12698 | 4227250030200 | NASOPHARYNGEAL AIRWAY, WITH FIXATION CLIP, SIZE 6.0CM | RESPIRATORY AND ANESTHESIA TENDER
12699 | 4227250030300 | NASOPHARYNGEAL AIRWAY, WITH FIXATION CLIP, SIZE 5.5CM | RESPIRATORY AND ANESTHESIA TENDER
12700 | 4227250030400 | NASOPHARYNGEAL AIRWAY, WITH FIXATION CLIP, SIZE 5.0CM | RESPIRATORY AND ANESTHESIA TENDER
12701 | 4227250030500 | NASOPHARYNGEAL AIRWAY, WITH FIXATION CLIP, SIZE 4.5CM | RESPIRATORY AND ANESTHESIA TENDER
12702 | 4227250030600 | NASOPHARYNGEAL AIRWAY, WITH FIXATION CLIP, SIZE 4.0CM | RESPIRATORY AND ANESTHESIA TENDER
12703 | 4227250030700 | NASOPHARYNGEAL AIRWAY, WITH FIXATION CLIP, SIZE 3.5CM | RESPIRATORY AND ANESTHESIA TENDER
12704 | 4227250030800 | NASOPHARYNGEAL AIRWAY, WITH FIXATION CLIP, SIZE 3.0M | RESPIRATORY AND ANESTHESIA TENDER
12705 | 4227250030900 | CO2 SAMPLING LINE SINGLE USE LENGTH 3.0 M , ID 1 MM - 1.6 MM | RESPIRATORY AND ANESTHESIA TENDER
12706 | 4227250031100 | WATER TRAPS FOR USE WITH ANESTHESIA MACHINE FOR SAMPLING LINE, SHOULD BE COMPATIBLE WITH MINDRAY MACHINE OR EQUIVALENT | RESPIRATORY AND ANESTHESIA TENDER
12707 | 4227250031200 | WATER TRAPS FOR USE WITH ANESTHESIA MACHINE FOR SAMPLING LINE, SHOULD BE COMPATIBLE WITH MAQUET MACHINE OR EQUIVALENT | ANESTHESIA AND RESPIRATORY SUPPLEMENTARY
12708 | 4227250031300 | SODA LIME CANISTER COLOR WHITE TO VIOLET, DISPOSABLE (SHOULD BE COMPATIBLE WITH GE MACHINE OR EQUIVALENT ) | RESPIRATORY AND ANESTHESIA TENDER
12709 | 4227250031400 | PRE FILLED SODA LIME CANISTER COLOR WHITE TO VIOLET DISPOSABLE (SHOULD BE COMPATIBLE WITH MINDRAY MACHINE OR EQUIVALENT ) | ANESTHESIA AND RESPIRATORY SUPPLEMENTARY
12710 | 4227250031500 | SODA LIME CANISTER COLOR WHITE TO VIOLET DISPOSABLE (SHOULD BE COMPATIBLE WITH MAQUET MACHINE OR EQUIVALENT ) | RESPIRATORY AND ANESTHESIA TENDER
12711 | 4227250031800 | SET IV SOLUTION ADMINISTRATION VENTED WITH Y-INJECTION SITE BURRED / TYPE 150 X 60 DROPS FOR ABBOTT LIFE CARE 5000 XL INFUSION PUMP / DISPOSABLE STERILE /.. | SUPPLEMENTARY GEN.SUPPLIES NURS,BURN
12712 | 4227250031900 | ADMIN SET BURETTE 60 DROPS/ML WITH INJECTION PORT 150 ML, AUTOMATIC SHUT OFF SWIM VALVE, LENGTH SET NOT LESS THAN 150CM, LUER LOCK, TWO INJECTION PORT ONE BEFORE AND AFTER BURETTE, ROLL FLOW CONTROL, NEEDLE FREE, COMPATIBLE WITH BD SYSTEM OR EQUIVALENT | RESPIRATORY AND ANESTHESIA TENDER
12713 | 4227250032000 | ADMIN SET BURETTE 60 DROPS/ML WITH INJECTION PORT 150 ML AUTOMATIC SHUT OFF SWIM VALVE LENGTH SET NOT LESS THAN 150CM LUER LOCK TWO INJECTION PORT ONE BEFORE AND AFTER BURETTE ROLL FLOW CONTROL NEEDLE FREE | RESPIRATORY AND ANESTHESIA TENDER
12714 | 4227250032300 | SET FOR PCA PUMP (SHOULD BE COMPATIBLE WITH B.BRAUN SYSTEM OR EQUIVALENT ) | ANESTHESIA AND RESPIRATORY SUPPLEMENTARY
12715 | 4227250032400 | SET FOR PCA PUMP (SHOULD BE COMPATIBLE WITH CADD SYSTEM OR EQUIVALENT ) | RESPIRATORY AND ANESTHESIA TENDER
12716 | 4227250032500 | SET FOR EPIDURAL PUMP, COLOR CODED, WITHOUT INJECTION PORT (SHOULD BE COMPATIBLE WITH CADD SYSTEM OR EQUIVALENT ) | RESPIRATORY AND ANESTHESIA TENDER
12717 | 4227250032600 | STOPCOCK/PLUG PURPOSE, WITH CHLORHEXIDINE, STERILE | RESPIRATORY AND ANESTHESIA TENDER
12718 | 4227250032700 | SYRINGE PUMP MICRO EXTENSION, HIGH RESISTANCE, LUER-LOCK CONNECTOR ONE SIDE, LENGTH 150-200CM (SHOULD BE COMPATIBLE WITH EACH HOSPITAL STANDARD MACHINE) | RESPIRATORY AND ANESTHESIA TENDER
12719 | 4227250033000 | PROBE TEMPERATURE RECTAL, PEDIATRIC, LENGTH NOT LESS THAN 3M DISPOSABLE, (SHOULD BE COMPATIBLE WITH DRAEGER MACHINE OR EQUIVALENT ) | RESPIRATORY AND ANESTHESIA TENDER
12720 | 4227250033200 | PROBE TEMPERATURE ORAL/NASAL, 18 FR (EACH CENTER SHOULD BE COMPATIBLE WITH THEIR MACHINE) | ANESTHESIA AND RESPIRATORY SUPPLEMENTARY
12721 | 4227250033500 | PAPER CHART ECG (FOR USE CRASH CART COMPATIBLE WITH PHILIPS DEFIBRILLATOR, RED GRID | RESPIRATORY AND ANESTHESIA TENDER
12722 | 4227250033800 | CATHETER, PULMONARY ARTERY (SWAN GANZ), BALLOON TIPPED FLOATING, FOUR OR FIVE LUMEN, WITH THERMO DILUTION CARDIAC OUTPUT THERMISTOR, LENGTH 110 CM, DISPOSABLE, STERILE, SIZE 7.5FR | RESPIRATORY AND ANESTHESIA TENDER
12723 | 4227250033900 | PERCUTANEOUS SHEATH INTRODUCER SET, WITH NEEDLE, GUIDEWIRE, GAUZE AND DRAPE WITH DISINFECTED (FOR SWAN GANZ), LENGTH 10-11CM, DISPOSABLE, STERILE, SIZE 9.0FR | RESPIRATORY AND ANESTHESIA TENDER
12724 | 4227250034000 | PERCUTANEOUS SHEATH INTRODUCER SET, WITH NEEDLE, GUIDEWIRE, GAUZE AND DRAPE WITH DISINFECTED (FOR SWAN GANZ), LENGTH 10-11CM, DISPOSABLE, STERILE, SIZE 8.0FR | RESPIRATORY AND ANESTHESIA TENDER
12725 | 4227250034100 | PERCUTANEOUS SHEATH INTRODUCER SET, WITH NEEDLE, GUIDEWIRE, GAUZE AND DRAPE WITH DISINFECTED (FOR SWAN GANZ), LENGTH 10-11CM, DISPOSABLE, STERILE, SIZE 7.0FR | RESPIRATORY AND ANESTHESIA TENDER
12726 | 4227250034200 | PERCUTANEOUS SHEATH INTRODUCER KIT 6 FR X 10 CM INTRODUCER NEEDLE 18G WITH TWO INJECTION NEEDLE 22G AND 25G CATHETER 18G X 6 CM SPRING GUIDEWIRE SYRINGE 3CC LUER LOCK SYRINGE 5CC LUER SLIP DRAPE 60X90 CM WITH 10CM FENESTRATION TWO GAUZE SIZE 2INCH X2INCH FIVE GAUZE SIZE 4INCH X4INCH WITH CATHETER PROTECTION SHIELD SUTURE SILK WITH STRAIGHT NEEDLE HANDLE SCALPEL NUMBER 11 DISPOSABLE STERILE | RESPIRATORY AND ANESTHESIA TENDER
12727 | 4227250034300 | PERCUTANEOUS SHEATH INTRODUCER KIT 8.5FR X 10 CM INTRODUCER NEEDLE 18G WITH TWO INJECTION NEEDLE 22G AND 25G CATHETER 18G X 6 CM SPRING GUIDEWIRE SYRINGE 3CC LUER LOCK SYRINGE 5CC LUER SLIP DRAPE 60X90 CM WITH 10CM FENESTRATION TWO GAUZE SIZE 2INCH X2INCH FIVE GAUZE SIZE 4INCH X4INCH WITH CATHETER PROTECTION SHIELD SUTURE SILK WITH STRAIGHT NEEDLE HANDLE SCALPEL NUMBER 11 DISPOSABLE STERILE | RESPIRATORY AND ANESTHESIA TENDER
12728 | 4227250034400 | CATHETER ARTERIAL SIZE, 16 G X 18 CM, SELDINGER TECHNIQUE, GUIDEWIRE, INTRODUCER NEEDLE, STERILE | RESPIRATORY AND ANESTHESIA TENDER
12729 | 4227250034500 | CATHETER ARTERIAL SIZE, 17 G X 18 CM, SELDINGER TECHNIQUE, GUIDEWIRE, INTRODUCER NEEDLE, STERILE | RESPIRATORY AND ANESTHESIA TENDER
12730 | 4227250034600 | CATHETER ARTERIAL SIZE, 18G X 16 CM, SELDINGER TECHNIQUE, GUIDEWIRE, INTRODUCER NEEDLE, STERILE | ANESTHESIA AND RESPIRATORY SUPPLEMENTARY
12731 | 4227250034900 | CATHETER ARTERIAL SIZE, 20 G X 4 CM, SELDINGER TECHNIQUE, GUIDEWIRE, INTRODUCER NEEDLE, STERILE | RESPIRATORY AND ANESTHESIA TENDER
12732 | 4227250035000 | CATHETER ARTERIAL SIZE, 20 G X 6 CM, SELDINGER TECHNIQUE, GUIDEWIRE, INTRODUCER NEEDLE, STERILE | RESPIRATORY AND ANESTHESIA TENDER
12733 | 4227250035200 | CATHETER ARTERIAL SIZE, 22 G X 3 CM, SELDINGER TECHNIQUE, GUIDEWIRE, INTRODUCER NEEDLE, STERILE | RESPIRATORY AND ANESTHESIA TENDER
12734 | 4227250035300 | CATHETER ARTERIAL SIZE, 22 GX 4 CM, SELDINGER TECHNIQUE, GUIDEWIRE, INTRODUCER NEEDLE, STERILE | RESPIRATORY AND ANESTHESIA TENDER
12735 | 4227250035400 | CATHETER ARTERIAL SIZE, 22 GX 6 CM, SELDINGER TECHNIQUE, GUIDEWIRE, INTRODUCER NEEDLE, STERILE | RESPIRATORY AND ANESTHESIA TENDER
12736 | 4227250035500 | CATHETER ARTERIAL SIZE, 22 GX 8 CM, SELDINGER TECHNIQUE, GUIDEWIRE, INTRODUCER NEEDLE, STERILE | RESPIRATORY AND ANESTHESIA TENDER
12737 | 4227250035600 | IV CANNULA WITH WINGS, WITH PORT, LENGTH OF CATHETER 32MM, COLOR CODED, SIZE 14 G | RESPIRATORY AND ANESTHESIA TENDER
12738 | 4227250035700 | IV CANNULA WITH WINGS, WITH PORT, LENGTH OF CATHETER 32MM, COLOR CODED, SIZE 16 G | RESPIRATORY AND ANESTHESIA TENDER
12739 | 4227250035800 | IV CANNULA WITH WINGS, WITH PORT, LENGTH OF CATHETER 32MM, COLOR CODED, SIZE 18 G | RESPIRATORY AND ANESTHESIA TENDER
12740 | 4227250035900 | IV CANNULA WITH WINGS, WITH PORT, LENGTH OF CATHETER 32MM, COLOR CODED, SIZE 20 G | RESPIRATORY AND ANESTHESIA TENDER
12741 | 4227250036000 | IV CANNULA WITH WINGS, WITH PORT, LENGTH OF CATHETER 19MM, COLOR CODED, SIZE 24 G | RESPIRATORY AND ANESTHESIA TENDER
12742 | 4227250036100 | IV CANNULA WITH WINGS, WITH PORT, LENGTH OF CATHETER 19MM, COLOR CODED, SIZE 26 G | RESPIRATORY AND ANESTHESIA TENDER
12743 | 4227250036200 | IV CATHETER WITH/OUT WINGS, WITH/OUT INJECTION PORT, WITHOUT BLOOD CONTROL VALVE, SIZE 14 G X 45-48MM | RESPIRATORY AND ANESTHESIA TENDER
12744 | 4227250036300 | IV CATHETER WITH/OUT WINGS, WITH/OUT INJECTION PORT, WITHOUT BLOOD CONTROL VALVE, SIZE 14 G X 30-32MM | RESPIRATORY AND ANESTHESIA TENDER
12745 | 4227250036400 | IV CATHETER WITH/OUT WINGS, WITH/OUT INJECTION PORT, WITHOUT BLOOD CONTROL VALVE, SIZE 16 G X 45-48MM | RESPIRATORY AND ANESTHESIA TENDER
12746 | 4227250036500 | IV CATHETER WITH/OUT WINGS, WITH/OUT INJECTION PORT, WITHOUT BLOOD CONTROL VALVE, SIZE 16 G X 30-32MM | RESPIRATORY AND ANESTHESIA TENDER
12747 | 4227250036600 | IV CATHETER WITH/OUT WINGS, WITH/OUT INJECTION PORT, WITHOUT BLOOD CONTROL VALVE, SIZE 18 G X 45-48MM | RESPIRATORY AND ANESTHESIA TENDER
12748 | 4227250036700 | IV CATHETER WITH/OUT WINGS, WITH/OUT INJECTION PORT, WITHOUT BLOOD CONTROL VALVE, SIZE 18G X 30-32MM | RESPIRATORY AND ANESTHESIA TENDER
12749 | 4227250036800 | IV CATHETER WITH/OUT WINGS, WITH/OUT INJECTION PORT, WITHOUT BLOOD CONTROL VALVE, SIZE 20G X 30-32MM | RESPIRATORY AND ANESTHESIA TENDER
12750 | 4227250036900 | IV CATHETER WITH/OUT WINGS, WITH/OUT INJECTION PORT, WITHOUT BLOOD CONTROL VALVE, SIZE 20G X 45-48MM | RESPIRATORY AND ANESTHESIA TENDER
12751 | 4227250037100 | IV CATHETER WITH/OUT WINGS, WITH/OUT INJECTION PORT, WITHOUT BLOOD CONTROL VALVE, SIZE 24GX 19MM | RESPIRATORY AND ANESTHESIA TENDER
12752 | 4227250037200 | IV CATHETER WITH/OUT WINGS, WITH/OUT INJECTION PORT, WITHOUT BLOOD CONTROL VALVE, SIZE 26G X 19MM | RESPIRATORY AND ANESTHESIA TENDER
12753 | 4227250037900 | PEDIATRIC ORAL SUCTION TIP (YANKAUER) VENTED, ATRAUMATIC ROUND EDGE, 14-18 CM, STERILE. DISPOSABLE | ANESTHESIA AND RESPIRATORY SUPPLEMENTARY
12754 | 4227250038000 | RAPID INFUSION CATHETER EXCHANGE SET SIZE 7 FR, LENGTH 5CM, SPRING GUIDEWIRE APPROX. 30-35CM SOFT TIP BOTH SIDE, TISSUE DILATOR, SCALPEL NUMBER 11 | RESPIRATORY AND ANESTHESIA TENDER
12755 | 4227250038100 | RAPID INFUSION CATHETER EXCHANGE SET SIZE 8.5 FR, LENGTH 6 -7CM, SPRING GUIDEWIRE APPROX. 30-35CM SOFT TIP BOTH SIDE, TISSUE DILATOR, SCALPEL NUMBER 11 | RESPIRATORY AND ANESTHESIA TENDER
12756 | 4227250038200 | SPINAL NEEDLE SPROTTE TIP, 27G X 35MM, STAINLESS STEEL NEEDLE, WITH MAGNIFYING EFFECT, ATRAUMATIC TIP, COLOR CODED WITH SIZE INDICATION ON NEEDLE HUB, OVAL SHAPE FOR THE HOLE BURR-FREE ROUNDED ATRAUMATIC EDGES | RESPIRATORY AND ANESTHESIA TENDER
12757 | 4227250038300 | SPINAL NEEDLE SPROTTE TIP, 27G X 70MM, STAINLESS STEEL NEEDLE, WITH MAGNIFYING EFFECT, ATRAUMATIC TIP, COLOR CODED WITH SIZE INDICATION ON NEEDLE HUB, OVAL SHAPE FOR THE HOLE BURR-FREE ROUNDED ATRAUMATIC EDGES, WITH INTRODUCER 30MM WITH FUNNEL SHAPED HUB | RESPIRATORY AND ANESTHESIA TENDER
12758 | 4227250038400 | SPINAL NEEDLE SPROTTE TIP, 25G X 70MM, STAINLESS STEEL NEEDLE, WITH MAGNIFYING EFFECT, ATRAUMATIC TIP, COLOR CODED WITH SIZE INDICATION ON NEEDLE HUB, OVAL SHAPE FOR THE HOLE BURR-FREE ROUNDED ATRAUMATIC EDGES, WITH INTRODUCER 30MM WITH FUNNEL SHAPED HUB | RESPIRATORY AND ANESTHESIA TENDER
12759 | 4227250038500 | SPINAL NEEDLE SPROTTE TIP, 25G X 90MM, STAINLESS STEEL NEEDLE, WITH MAGNIFYING EFFECT, ATRAUMATIC TIP, COLOR CODED WITH SIZE INDICATION ON NEEDLE HUB, OVAL SHAPE FOR THE HOLE BURR-FREE ROUNDED ATRAUMATIC EDGES, WITH INTRODUCER 30MM WITH FUNNEL SHAPED HUB | RESPIRATORY AND ANESTHESIA TENDER
12760 | 4227250038600 | SPINAL NEEDLE SPROTTE TIP, 25G X 103MM, STAINLESS STEEL NEEDLE, WITH MAGNIFYING EFFECT, ATRAUMATIC TIP, COLOR CODED WITH SIZE INDICATION ON NEEDLE HUB, OVAL SHAPE FOR THE HOLE BURR-FREE ROUNDED ATRAUMATIC EDGES, WITH INTRODUCER 40MM WITH FUNNEL SHAPED HUB | RESPIRATORY AND ANESTHESIA TENDER
12761 | 4227250038700 | SPINAL NEEDLE SPROTTE TIP, 25G X 120MM, STAINLESS STEEL NEEDLE, WITH MAGNIFYING EFFECT, ATRAUMATIC TIP, COLOR CODED WITH SIZE INDICATION ON NEEDLE HUB, OVAL SHAPE FOR THE HOLE BURR-FREE ROUNDED ATRAUMATIC EDGES, WITH INTRODUCER 40MM WITH FUNNEL SHAPED HUB | RESPIRATORY AND ANESTHESIA TENDER
12762 | 4227250038800 | SPINAL NEEDLE SPROTTE TIP, 25G X 150MM, STAINLESS STEEL NEEDLE, WITH MAGNIFYING EFFECT, ATRAUMATIC TIP, COLOR CODED WITH SIZE INDICATION ON NEEDLE HUB, OVAL SHAPE FOR THE HOLE BURR-FREE ROUNDED ATRAUMATIC EDGES, WITH INTRODUCER 40MM WITH FUNNEL SHAPED HUB | ANESTHESIA AND RESPIRATORY SUPPLEMENTARY
12763 | 4227250039200 | SPINAL NEEDLE QUINCKE TYPE POINT WITH INTRODUCER DISPOSABLE STERILE 18G X 2.5 INCH | RESPIRATORY AND ANESTHESIA TENDER
12764 | 4227250039600 | SPINAL NEEDLE QUINCKE TYPE POINT, DISPOSABLE, STERILE, 27G X 6 INCH | ANESTHESIA AND RESPIRATORY SUPPLEMENTARY
12765 | 4227250039700 | SPINAL NEEDLE QUINCKE TYPE POINT, DISPOSABLE, STERILE, 20G X 1.5 INCH | ANESTHESIA AND RESPIRATORY SUPPLEMENTARY
12766 | 4227250039800 | SPINAL NEEDLE QUINCKE TYPE POINT WITH INTRODUCER DISPOSABLE STERILE 20G X 2.5 INCH | RESPIRATORY AND ANESTHESIA TENDER
12767 | 4227250039900 | SPINAL NEEDLE QUINCKE TYPE POINT, DISPOSABLE, STERILE, 21G X 1.5 INCH | ANESTHESIA AND RESPIRATORY SUPPLEMENTARY
12768 | 4227250040100 | SPINAL NEEDLE QUINCKE TYPE POINT, DISPOSABLE, STERILE, 21GX 3.5 INCH | ANESTHESIA AND RESPIRATORY SUPPLEMENTARY
12769 | 4227250040200 | SPINAL NEEDLE QUINCKE TYPE POINT, DISPOSABLE, STERILE, 22G X 1.5 INCH | ANESTHESIA AND RESPIRATORY SUPPLEMENTARY
12770 | 4227250040300 | SPINAL NEEDLE QUINCKE TYPE POINT, DISPOSABLE, STERILE, 22G X 7 INCH | ANESTHESIA AND RESPIRATORY SUPPLEMENTARY
12771 | 4227250040500 | SPINAL NEEDLE QUINCKE TYPE POINT DISPOSABLE STERILE 27G X 2.5 INCH | RESPIRATORY AND ANESTHESIA TENDER
12772 | 4227250040600 | SPINAL NEEDLE QUINCKE TYPE POINT, DISPOSABLE, STERILE, 22G X 6 INCH | ANESTHESIA AND RESPIRATORY SUPPLEMENTARY
12773 | 4227250040700 | SPINAL NEEDLE QUINCKE TYPE POINT, DISPOSABLE, STERILE, 23G X 6 INCH | ANESTHESIA AND RESPIRATORY SUPPLEMENTARY
12774 | 4227250040800 | SPINAL NEEDLE QUINCKE TYPE POINT, DISPOSABLE, STERILE, 23G X 1.5 INCH | ANESTHESIA AND RESPIRATORY SUPPLEMENTARY
12775 | 4227250040900 | SPINAL NEEDLE QUINCKE TYPE POINT, DISPOSABLE, STERILE, 23G X 2.5 INCH | ANESTHESIA AND RESPIRATORY SUPPLEMENTARY
12776 | 4227250041000 | SPINAL NEEDLE QUINCKE TYPE POINT, DISPOSABLE, STERILE, 24G X 1.5 INCH | ANESTHESIA AND RESPIRATORY SUPPLEMENTARY
12777 | 4227250041100 | SPINAL NEEDLE QUINCKE TYPE POINT, DISPOSABLE, STERILE, 24G X 2.5 INCH | ANESTHESIA AND RESPIRATORY SUPPLEMENTARY
12778 | 4227250041200 | SPINAL NEEDLE QUINCKE TYPE POINT, DISPOSABLE, STERILE, 24G X 3.5 INCH | ANESTHESIA AND RESPIRATORY SUPPLEMENTARY
12779 | 4227250041300 | SPINAL NEEDLE QUINCKE TYPE POINT, DISPOSABLE, STERILE, 24G X 6 INCH | ANESTHESIA AND RESPIRATORY SUPPLEMENTARY
12780 | 4227250041400 | SPINAL NEEDLE QUINCKE TYPE POINT, DISPOSABLE, STERILE, 29G X 3.5 INCH | ANESTHESIA AND RESPIRATORY SUPPLEMENTARY
12781 | 4227250041500 | SPINAL NEEDLE QUINCKE TYPE POINT, DISPOSABLE, STERILE, 25G X 1.5 INCH | ANESTHESIA AND RESPIRATORY SUPPLEMENTARY
12782 | 4227250041600 | SPINAL NEEDLE QUINCKE TYPE POINT DISPOSABLE STERILE 25G X 2.5 INCH | RESPIRATORY AND ANESTHESIA TENDER
12783 | 4227250041700 | SPINAL NEEDLE QUINCKE TYPE POINT, DISPOSABLE, STERILE, 25G X 3.5 INCH | ANESTHESIA AND RESPIRATORY SUPPLEMENTARY
12784 | 4227250041800 | SPINAL NEEDLE QUINCKE TYPE POINT DISPOSABLE STERILE 25G X 6 INCH | RESPIRATORY AND ANESTHESIA TENDER
12785 | 4227250041900 | SPINAL NEEDLE QUINCKE TYPE POINT, DISPOSABLE, STERILE, 26G X 1.5 INCH | ANESTHESIA AND RESPIRATORY SUPPLEMENTARY
12786 | 4227250042000 | SPINAL NEEDLE QUINCKE TYPE POINT, DISPOSABLE, STERILE, 26G X 2.5 INCH | ANESTHESIA AND RESPIRATORY SUPPLEMENTARY
12787 | 4227250042100 | SPINAL NEEDLE QUINCKE TYPE POINT, DISPOSABLE, STERILE, 26G X 3.5 INCH | ANESTHESIA AND RESPIRATORY SUPPLEMENTARY
12788 | 4227250042200 | SPINAL NEEDLE QUINCKE TYPE POINT, DISPOSABLE, STERILE, 27G X 1.5 INCH | ANESTHESIA AND RESPIRATORY SUPPLEMENTARY
12789 | 4227250043800 | SPINAL NEEDLE WHITACRE PENCIL POINT WITH INTRODUCER 22G X 1.5 INCH | RESPIRATORY AND ANESTHESIA TENDER
12790 | 4227250043900 | SPINAL NEEDLE WHITACRE PENCIL POINT WITH INTRODUCER 22G X 2.5 INCH | ANESTHESIA AND RESPIRATORY SUPPLEMENTARY
12791 | 4227250044000 | SPINAL NEEDLE WHITACRE PENCIL POINT WITH INTRODUCER 22G X 6 INCH | ANESTHESIA AND RESPIRATORY SUPPLEMENTARY
12792 | 4227250044300 | SPINAL NEEDLE WHITACRE PENCIL POINT WITH INTRODUCER 23G X 2.5 INCH | ANESTHESIA AND RESPIRATORY SUPPLEMENTARY
12793 | 4227250044400 | SPINAL NEEDLE WHITACRE PENCIL POINT WITH INTRODUCER 23G X 3.5 INCH | ANESTHESIA AND RESPIRATORY SUPPLEMENTARY
12794 | 4227250044500 | SPINAL NEEDLE WHITACRE PENCIL POINT WITH INTRODUCER 24G X 1.5 INCH | ANESTHESIA AND RESPIRATORY SUPPLEMENTARY
12795 | 4227250044600 | SPINAL NEEDLE WHITACRE PENCIL POINT WITH INTRODUCER 24G X 2.5 INCH | ANESTHESIA AND RESPIRATORY SUPPLEMENTARY
12796 | 4227250044700 | SPINAL NEEDLE WHITACRE PENCIL POINT WITH INTRODUCER 24G X 3.5 INCH | ANESTHESIA AND RESPIRATORY SUPPLEMENTARY
12797 | 4227250044900 | SPINAL NEEDLE WHITACRE PENCIL POINT WITH INTRODUCER 25G X 1.5 INCH | ANESTHESIA AND RESPIRATORY SUPPLEMENTARY
12798 | 4227250045000 | SPINAL NEEDLE WHITACRE PENCIL POINT WITH INTRODUCER 25G X 2.5 INCH | ANESTHESIA AND RESPIRATORY SUPPLEMENTARY
12799 | 4227250045100 | SPINAL NEEDLE WHITACRE PENCIL POINT WITH INTRODUCER 25G X 3.5 INCH | RESPIRATORY AND ANESTHESIA TENDER
12800 | 4227250045300 | SPINAL NEEDLE WHITACRE PENCIL POINT WITH INTRODUCER 26G X 1.5 INCH | ANESTHESIA AND RESPIRATORY SUPPLEMENTARY
12801 | 4227250045400 | SPINAL NEEDLE WHITACRE PENCIL POINT WITH INTRODUCER 26G X 2.5 INCH | ANESTHESIA AND RESPIRATORY SUPPLEMENTARY
12802 | 4227250045500 | SPINAL NEEDLE WHITACRE PENCIL POINT WITH INTRODUCER 26G X 3.5 INCH | ANESTHESIA AND RESPIRATORY SUPPLEMENTARY
12803 | 4227250045600 | SPINAL NEEDLE WHITACRE PENCIL POINT WITH INTRODUCER 27G X 1.5 INCH | ANESTHESIA AND RESPIRATORY SUPPLEMENTARY
12804 | 4227250045700 | SPINAL NEEDLE WHITACRE PENCIL POINT WITH INTRODUCER 27G X 2.5 INCH | ANESTHESIA AND RESPIRATORY SUPPLEMENTARY
12805 | 4227250045800 | SPINAL NEEDLE WHITACRE PENCIL POINT WITH INTRODUCER 27G X 3.5 INCH | RESPIRATORY AND ANESTHESIA TENDER
12806 | 4227250045900 | SPINAL NEEDLE WHITACRE PENCIL POINT WITH INTRODUCER 27G X 6 INCH | RESPIRATORY AND ANESTHESIA TENDER
12807 | 4227250046100 | SPINAL NEEDLE WHITACRE PENCIL POINT WITH INTRODUCER 29G X 3.5 INCH | ANESTHESIA AND RESPIRATORY SUPPLEMENTARY
12808 | 4227250046200 | INTRODUCER TRACHEAL TUBE ADULT BOUGIE ANGLED DISTAL END, 15FR X 70-80CM, FIT E.T.T INNER DIAMETER FROM 6-10MM, OXYGENATION PORT AND ADAPTER, DEPTH MARKING, COLOR CODED | RESPIRATORY AND ANESTHESIA TENDER
12809 | 4227250046400 | INTRODUCER TRACHEAL TUBE PEDIATRIC BOUGIE ANGLED DISTAL END, 10FR X 55-60CM, FIT E.E.T INNER DIAMETER FROM 4-5.5MM, OXYGENATION PORT AND ADAPTER, DEPTH MARKING, COLOR CODED | RESPIRATORY AND ANESTHESIA TENDER
12810 | 4227250046500 | INTRODUCER TRACHEAL TUBE NEONATAL (BOUGIE) STRAIGHT, 5CH X 450-470MM | RESPIRATORY AND ANESTHESIA TENDER
12811 | 4227250046600 | INTRODUCER TRACHEAL TUBE PEDIATRIC BOUGIE ANGLED DISTAL END, 5-6FR X 45-50CM, FIT E.E.T INNER DIAMETER FROM 2.5-3.5MM, OXYGENATION PORT AND ADAPTER, DEPTH MARKING, COLOR CODED | RESPIRATORY AND ANESTHESIA TENDER
12812 | 4227250046700 | BLADE LARYNGOSCOPE COVER COMPATIBLE WITH VERATHON OR EQUIVALENT, SINGLE USE, SIZE 1.0 | RESPIRATORY AND ANESTHESIA TENDER
12813 | 4227250046800 | BLADE LARYNGOSCOPE COVER COMPATIBLE WITH VERATHON OR EQUIVALENT, SINGLE USE, SIZE 2.0 | RESPIRATORY AND ANESTHESIA TENDER
12814 | 4227250046900 | BLADE LARYNGOSCOPE COVER COMPATIBLE WITH VERATHON OR EQUIVALENT, SINGLE USE, SIZE 2.5 | RESPIRATORY AND ANESTHESIA TENDER
12815 | 4227250047000 | BLADE LARYNGOSCOPE COVER COMPATIBLE WITH VERATHON OR EQUIVALENT, SINGLE USE, SIZE 4.0 | RESPIRATORY AND ANESTHESIA TENDER
12816 | 4227250047100 | BLADE LARYNGOSCOPE COVER COMPATIBLE WITH VERATHON OR EQUIVALENT, SINGLE USE, SIZE 0 | RESPIRATORY AND ANESTHESIA TENDER
12817 | 4227250047600 | AIR PRESSURE BAG FOR INVASIVE MONITOR, WITH MANOMETER, REUSABLE, 1000ML | RESPIRATORY AND ANESTHESIA TENDER
12818 | 4227250047700 | DEVICE FIXATION FOR EPIDURAL CATHETER, WITH PLASTIC SECURING CHANNEL, FIT WITH EPIDURAL CATHETER 16/17G, FOAM ADHESIVE PAD, LATEX FREE, STERILE | ANESTHESIA AND RESPIRATORY SUPPLEMENTARY
12819 | 4227250047800 | ARTERIAL BLOOD SAMPLING WITH DRY LITHIUM HEPARIN, AND 3 ML, WITH COVER LUER LOCK, WITHOUT NEEDLE | RESPIRATORY AND ANESTHESIA TENDER
12820 | 4227250047900 | ARTERIAL BLOOD SAMPLING WITH DRY LITHIUM HEPARIN, AND 3 ML 23 G. NEEDLE, WITH SAFETY NEEDLE CAP, LENGTH 2.5 CM | RESPIRATORY AND ANESTHESIA TENDER
12821 | 4227250048000 | SUCTION VALVE FOR BRONCHOSCOPES, DISPOSABLE, COMPATIBLE WITH KARL-STORZ SCOPE OR EQUIVALENT | RESPIRATORY AND ANESTHESIA TENDER
12822 | 4227250048100 | NEEDLE EPIDURAL TUOHY SZ 19-20G X 80-100MM | ANESTHESIA AND RESPIRATORY SUPPLEMENTARY
12823 | 4227250048300 | LOSS OF RESISTANCE SYRINGE, PLASTIC, SENSITIVE, SPECIAL FOR EPIDURAL 10 ML | RESPIRATORY AND ANESTHESIA TENDER
12824 | 4227250048500 | BENDABLE ARM BOARD STABILIZES AND SECURES LINES AND I.V WITH TWO STRAPS FOR ADULT | RESPIRATORY AND ANESTHESIA TENDER
12825 | 4227250048600 | BENDABLE ARM BORD STABILIZES AND SECURES LINES AND I.V WITH TWO STRAPS FOR PEDIATRIC | RESPIRATORY AND ANESTHESIA TENDER
12826 | 4227250048700 | BENDABLE ARM BOARD STABILIZES AND SECURES LINES AND I.V WITH TWO STRAPS FOR NEONATE | RESPIRATORY AND ANESTHESIA TENDER
12827 | 4227250048800 | INTUBATING PILLOW AND MAINTAINING HEAD POSITION DURING SUPINE AND LATERAL POSITION, FOAM MATERIAL, FOR ADULT, SIZE 18-20 X 21-23 X 9-11CM, DISPOSABLE | RESPIRATORY AND ANESTHESIA TENDER
12828 | 4227250048900 | INTUBATING PILLOW AND MAINTAINING HEAD POSITION DURING SUPINE AND LATERAL POSITION, FOAM MATERIAL, FOR PEDIATRIC, DISPOSABLE | RESPIRATORY AND ANESTHESIA TENDER
12829 | 4227250049000 | HEAD REST, FOAM MATERIAL, SIZE 9 INCH, DISPOSABLE | RESPIRATORY AND ANESTHESIA TENDER
12830 | 4227250049100 | HEAD REST, FOAM MATERIAL, SIZE 7 INCH, DISPOSABLE | RESPIRATORY AND ANESTHESIA TENDER
12831 | 4227250049200 | FLOW SENSOR, SHOULD BE COMPATIBLE WITH GE ANESTHESIA MACHINE OR EQUIVALENT | RESPIRATORY AND ANESTHESIA TENDER
12832 | 4227250049300 | FLOW SENSOR, SHOULD BE COMPATIBLE WITH DRAEGER ANESTHESIA MACHINE OR EQUIVALENT | RESPIRATORY AND ANESTHESIA TENDER
12833 | 4227250049400 | FLOW SENSOR, SHOULD BE COMPATIBLE WITH MINDRAY ANESTHESIA MACHINE OR EQUIVALENT | RESPIRATORY AND ANESTHESIA TENDER
12834 | 4227250049500 | LABEL FOR ANESTHESIA MEDICATION SYRINGES TO PREVENT MEDICATION ERRORS ASA STANDARDS COLOR CODED DIAMETER 15 MM X 40MM INCLUDING MEDICATION GENERIC NAME DOSAGE WATER PROOF PLANK LABELS ALLOWS HAND WRITING ROLL STICKY SHOULD BE PROVIDE DISPENSER FREE OF CHARGE EACH 300 ROLL | RESPIRATORY AND ANESTHESIA TENDER
12835 | 4227250049600 | BLOOD PRESSURE ADULT CUFF SIZE XXL, DOUBLE TUBE, DISPOSABLE | RESPIRATORY AND ANESTHESIA TENDER
12836 | 4227250049700 | BLOOD PRESSURE ADULT CUFF SIZE THIGH, 40 - 52 CM (+/- 5 CM), SINGLE TUBE, DISPOSABLE | ANESTHESIA AND RESPIRATORY SUPPLEMENTARY
12837 | 4227250049800 | BLOOD PRESSURE ADULT CUFF SIZE XL SINGLE TUBE DISPOSABLE | RESPIRATORY AND ANESTHESIA TENDER
12838 | 4227250049900 | BLOOD PRESSURE ADULT CUFF SIZE XL, DOUBLE TUBE, DISPOSABLE | RESPIRATORY AND ANESTHESIA TENDER
12839 | 4227250050000 | BLOOD PRESSURE ADULT CUFF SIZE LARGE, LONG, 33 - 43 CM (+/- 3 CM) DOUBLE TUBE, DISPOSABLE | ANESTHESIA AND RESPIRATORY SUPPLEMENTARY
12840 | 4227250050100 | BLOOD PRESSURE ADULT CUFF SIZE L, SINGLE TUBE, DISPOSABLE | RESPIRATORY AND ANESTHESIA TENDER
12841 | 4227250050200 | BLOOD PRESSURE ADULT CUFF SIZE M++, DOUBLE TUBE, DISPOSABLE | RESPIRATORY AND ANESTHESIA TENDER
12842 | 4227250050300 | BLOOD PRESSURE ADULT CUFF SIZE M++, SINGLE TUBE, DISPOSABLE | RESPIRATORY AND ANESTHESIA TENDER
12843 | 4227250050500 | BLOOD PRESSURE ADULT CUFF SIZE M+, SINGLE TUBE, DISPOSABLE | RESPIRATORY AND ANESTHESIA TENDER
12844 | 4227250050600 | BLOOD PRESSURE ADULT CUFF SIZE M, SINGLE TUBE, DISPOSABLE | RESPIRATORY AND ANESTHESIA TENDER
12845 | 4227250050700 | BLOOD PRESSURE ADULT CUFF SIZE S, DOUBLE TUBE, DISPOSABLE | RESPIRATORY AND ANESTHESIA TENDER
12846 | 4227250050800 | BLOOD PRESSURE ADULT CUFF SIZE S, SINGLE TUBE, DISPOSABLE | RESPIRATORY AND ANESTHESIA TENDER
12847 | 4227250050900 | BLOOD PRESSURE ADULT CUFF SIZE XS, SINGLE TUBE, DISPOSABLE | RESPIRATORY AND ANESTHESIA TENDER
12848 | 4227250051000 | BLOOD PRESSURE ADULT CUFF SIZE XS, DOUBLE TUBE, DISPOSABLE | RESPIRATORY AND ANESTHESIA TENDER
12849 | 4227250051100 | BLOOD PRESSURE ADULT CUFF SIZE XXS, SINGLE TUBE, DISPOSABLE | RESPIRATORY AND ANESTHESIA TENDER
12850 | 4227250051200 | BLOOD PRESSURE ADULT CUFF SIZE XXS, DOUBLE TUBE, DISPOSABLE | RESPIRATORY AND ANESTHESIA TENDER
12851 | 4227250051300 | BLOOD PRESSURE CONNECTOR, PLASTIC, MALE/FEMALE ENDS | RESPIRATORY AND ANESTHESIA TENDER
12852 | 4227250051400 | BLOOD PRESSURE CONNECTOR, METAL, MALE/FEMALE ENDS | RESPIRATORY AND ANESTHESIA TENDER
12853 | 4227250051900 | SPO2 SENSOR CABLE PEDIATRIC, MRI COMPATIBLE NOT LESS THAN 3M LONG, SHOULD BE COMPATIBLE WITH DRAGER MACHINE OR EQUIVALENT | ANESTHESIA AND RESPIRATORY SUPPLEMENTARY
12854 | 4227250052000 | NEEDLE, BIOPSY, CHIBA, 20G X 15 - 20CM, OUTER DIAMETER 0.73MM, GUIDEWIRE 0.018IN, DISPOSABLE, STERILE | RESPIRATORY AND ANESTHESIA TENDER
12855 | 4227250052100 | DEVICE, NASAL INTRANASAL MUCOSAL ATOMIZATION TO DELIVER PARTICLES SIZE 30-100 MICRON, WITHOUT SYRINGE, LATEX FREE, DISPOSABLE | RESPIRATORY AND ANESTHESIA TENDER
12856 | 4227250052200 | INTUBATION VIDEO LARYNGEAL BLADE, WITH INTEGRATED CAMERA AND LIGHT, MILLER, SIZE 0, DISPOSABLE, COMPATIBLE WITH UE SYSTEM OR EQUIVALENT | ANESTHESIA AND RESPIRATORY SUPPLEMENTARY
12857 | 4227250052300 | INFUSION PUMP, YELLOW CASSETTE, DISPOSABLE 100ML, MEDICATION CASSETTE RESERVOIR (MCR) WITH FLOW STOP FREE FLOW PROTECTION, COMPATIBLE WITH CADD SYSTEM OR EQUIVALENT | RESPIRATORY AND ANESTHESIA TENDER
12858 | 4227250052500 | FACE PILLOW FOR PRONE POSITIONING, RIGHT OR BOTH SIDE HOLE FOR TUBE, DIAMETER APPROXIMATELY 16 X 20CM FACE CUSHION USES SOFT POLYURETHANE FOAM TO PROTECT THE PATIENT’S FACE DURING PRONE SURGERY, SHOULD BE PRESSURIZED FOR EASY STORGE, DISPOSABLE | RESPIRATORY AND ANESTHESIA TENDER
12859 | 4227250052600 | STYLET ADULT FOR VIDEO INTUBATION BLADE PRE-SHAPED COMPATIBLE WHIT C-MAC SYSTEM OR EQUIVALENT | RESPIRATORY AND ANESTHESIA TENDER
12860 | 4227250052700 | WATER TRAP, COMPATIBLE WITH ANESTHESIA MACHINE GE MINI D-FEND MODULES OR EQUIVALENT | RESPIRATORY AND ANESTHESIA TENDER
12861 | 4227250052800 | SPO2 MRI SENSOR, ADHESIVE, PEDIATRIC DISPOSABLE, COMPATIBLE WITH PHILIPS MONITOR OR EQUIVALENT | RESPIRATORY AND ANESTHESIA TENDER
12862 | 4227250052900 | SPO2 MRI SENSOR, ADHESIVE, INFANT DISPOSABLE, COMPATIBLE WITH PHILIPS MONITOR OR EQUIVALENT | RESPIRATORY AND ANESTHESIA TENDER
12863 | 4227250053000 | SPO2 MRI SENSOR, ADHESIVE, ADULT DISPOSABLE, COMPATIBLE WITH PHILIPS MONITOR OR EQUIVALENT | RESPIRATORY AND ANESTHESIA TENDER
12864 | 4227250053100 | CANNULA SAFETY IV, WITH PUSH BUTTON NEEDLE SHIELDING, WITH FLEXIBLE WINGS, MADE OF POLYURETHANE MATERIAL, WITH BLOOD CONTROL AND NOTCH NEEDLE, 22G X 25MM | RESPIRATORY AND ANESTHESIA TENDER
12865 | 4227250053200 | CANNULA SAFETY IV, WITH PUSH BUTTON NEEDLE SHIELDING, WITH FLEXIBLE WINGS, MADE OF POLYURETHANE MATERIAL, WITH BLOOD CONTROL AND NOTCH NEEDLE, 18G X 30MM | RESPIRATORY AND ANESTHESIA TENDER
12866 | 4227250053300 | CANNULA SAFETY IV, WITH PUSH BUTTON NEEDLE SHIELDING, WITH FLEXIBLE WINGS, MADE OF POLYURETHANE MATERIAL, WITH BLOOD CONTROL AND NOTCH NEEDLE, 16G X 30MM | RESPIRATORY AND ANESTHESIA TENDER
12867 | 4227250053600 | CANNULA SAFETY IV, WITH PUSH BUTTON NEEDLE SHIELDING, WITHOUT WINGS, MADE OF POLYURETHANE MATERIAL, WITH BLOOD CONTROL AND NOTCH NEEDLE, 18G X 30MM | RESPIRATORY AND ANESTHESIA TENDER
12868 | 4227250053700 | CANNULA SAFETY IV, WITH PUSH BUTTON NEEDLE SHIELDING, WITHOUT WINGS, MADE OF POLYURETHANE MATERIAL, WITH BLOOD CONTROL AND NOTCH NEEDLE, 18G X 45MM | RESPIRATORY AND ANESTHESIA TENDER
12869 | 4227250053800 | CANNULA SAFETY IV, WITH PUSH BUTTON NEEDLE SHIELDING, WITHOUT WINGS, MADE OF POLYURETHANE MATERIAL, WITH BLOOD CONTROL AND NOTCH NEEDLE, 16G X 45MM | RESPIRATORY AND ANESTHESIA TENDER
12870 | 4227250054000 | CANNULA SAFETY IV, PASSIVE SAFETY MECHANISM, WITH FLEXIBLE WINGS, WITH INJECTION PORT, NOTCHED NEEDLE, 22G X 25MM | RESPIRATORY AND ANESTHESIA TENDER
12871 | 4227250054200 | CANNULA SAFETY IV, PASSIVE SAFETY MECHANISM, WITH FLEXIBLE WINGS, WITH INJECTION PORT, NOTCHED NEEDLE, 20G X 32MM | RESPIRATORY AND ANESTHESIA TENDER
12872 | 4227250054300 | CANNULA SAFETY IV, PASSIVE SAFETY MECHANISM, WITH FLEXIBLE WINGS, WITH INJECTION PORT, NOTCHED NEEDLE, 18G X 32MM | RESPIRATORY AND ANESTHESIA TENDER
12873 | 4227250054400 | CANNULA SAFETY IV, PASSIVE SAFETY MECHANISM, WITH FLEXIBLE WINGS, WITH INJECTION PORT, NOTCHED NEEDLE, 18G X 45MM | RESPIRATORY AND ANESTHESIA TENDER
12874 | 4227250054500 | CANNULA SAFETY IV, PASSIVE SAFETY MECHANISM, WITH FLEXIBLE WINGS, WITH INJECTION PORT, NOTCHED NEEDLE, 16G X 45MM | RESPIRATORY AND ANESTHESIA TENDER
12875 | 4227250054600 | CANNULA SAFETY IV, PASSIVE SAFETY MECHANISM, WITH FLEXIBLE WINGS, WITH INJECTION PORT, NOTCHED NEEDLE, 14G X 45MM | RESPIRATORY AND ANESTHESIA TENDER
12876 | 4227250054700 | SPINAL ANESTHESIA KIT 25G SPROTTE PENCIL INCLUDED: 1 ML SYRINGE LUER SLIP 5 ML SYRINGE LUER LOCK 3 ML SYRINGE LUER LOCK INJECTION CANNULA 25G X 25 MM INJECTION CANNULA 23 G X 30 MM FILTER CANNULA 18 G X 50 MM 5 GAUZE 4INCH X4INCH 2 GAUZE 2INCH X2INCH FENESTRATED TRANSPARENT DRAPE NOT LESS THAN 90 X 75 CM WITH ADHESIVE STRIP HOLE CIRCLE 10 CM OUTER 90 X 90 CM WITH TRAY 208X145X35MM | RESPIRATORY AND ANESTHESIA TENDER
12877 | 4227250054900 | APPLICATOR 10.5 ML TINT CONTAIN 2% CHLORHEXIDINE GLUCONATE + 70% V/V ISOPROPYL ALCOHOL STERILE SOLUTION ANGULATED 45 DEGREE INDIVIDUALLY PACKED STERILE.... | DISINFECTANTS SUPPLIES
12878 | 4227250055000 | BRONCHO CPAP VALVE SET WITH TUBING BREATHING BAG 2.0 L WITH ADJUSTMENT PRESSURE VALVE FROM 1-10CM H20 RIGHT ANGLED SWIVEL CONNECTOR OXGEN LINE DISPOSABLE LATEX FREE STERILE | ANESTHESIA AND RESPIRATORY SUPPLEMENTARY
12879 | 4227250055100 | SET, IV EXTENSION, WITH TWO INJECTION PORT, LENGTH 80-90CM | RESPIRATORY AND ANESTHESIA TENDER
12880 | 4227250055200 | CANNULA INTRAVENOUS WITH WINGS, SPECIAL PEDIATRIC/NEONATE FOR PUNCTURE SMALL AND FRAGILE VESSELS, MATERIAL PTFE, WITHOUT INJECTION PORT, WITH REMOVABLE WINGS HOLDER TO FACILITATE, INTERNATIONAL COLOR CODED, DISPOSABLE, STERILE SIZE: 24 G X LENGTH 18-23MM | RESPIRATORY AND ANESTHESIA TENDER
12881 | 4227250055300 | CANNULA INTRAVENOUS WITH WINGS, SPECIAL PEDIATRIC/NEONATE FOR PUNCTURE SMALL AND FRAGILE VESSELS, MATERIAL PTFE, WITHOUT INJECTION PORT, WITH REMOVABLE WINGS HOLDER TO FACILITATE, INTERNATIONAL COLOR CODED, DISPOSABLE, STERILE SIZE: 26 G X LENGTH 18-23MM | RESPIRATORY AND ANESTHESIA TENDER
12882 | 4227250055400 | TRACHEOSTOMY DOUBLE LUMEN TUBE, SIZE 35 LENGTH 60 MM, LEFT SIDE, TO HIGH VOLUME LOW PRESSURE CUFF, X-RAY LINE, STYLET ADJUSTABLE FLANGE, MARKED, PILOT BALLOON, CONNECTORS SET WITH AND WITHOUT CLAMP, CONTROL VALVES SUCTION CATH, LATEX FREE, STERILE | ANESTHESIA AND RESPIRATORY SUPPLEMENTARY
12883 | 4227250055500 | TRACHEOSTOMY DOUBLE LUMEN TUBE, SIZE 35 LENGTH 70 MM, LEFT SIDE, TO HIGH VOLUME LOW PRESSURE CUFF, X-RAY LINE, STYLET ADJUSTABLE FLANGE, MARKED, PILOT BALLOON, CONNECTORS SET WITH AND WITHOUT CLAMP, CONTROL VALVES SUCTION CATH, LATEX FREE, STERILE | ANESTHESIA AND RESPIRATORY SUPPLEMENTARY
12884 | 4227250055600 | TRACHEOSTOMY DOUBLE LUMEN TUBE, SIZE 35 LENGTH 80 MM, LEFT SIDE, TO HIGH VOLUME LOW PRESSURE CUFF, X-RAY LINE, STYLET ADJUSTABLE FLANGE, MARKED, PILOT BALLOON, CONNECTORS SET WITH AND WITHOUT CLAMP, CONTROL VALVES SUCTION CATH, LATEX FREE, STERILE | ANESTHESIA AND RESPIRATORY SUPPLEMENTARY
12885 | 4227250055700 | TRACHEOSTOMY DOUBLE LUMEN TUBE, SIZE 37 LENGTH 70 MM, LEFT SIDE, TO HIGH VOLUME LOW PRESSURE CUFF, X-RAY LINE, STYLET ADJUSTABLE FLANGE, MARKED, PILOT BALLOON, CONNECTORS SET WITH AND WITHOUT CLAMP, CONTROL VALVES SUCTION CATH, LATEX FREE, STERILE | ANESTHESIA AND RESPIRATORY SUPPLEMENTARY
12886 | 4227250055800 | TRACHEOSTOMY DOUBLE LUMEN TUBE, SIZE 37 LENGTH 80 MM, LEFT SIDE, TO HIGH VOLUME LOW PRESSURE CUFF, X-RAY LINE, STYLET ADJUSTABLE FLANGE, MARKED, PILOT BALLOON, CONNECTORS SET WITH AND WITHOUT CLAMP, CONTROL VALVES SUCTION CATH, LATEX FREE, STERILE | ANESTHESIA AND RESPIRATORY SUPPLEMENTARY
12887 | 4227250055900 | TRACHEOSTOMY DOUBLE LUMEN TUBE, SIZE 37 LENGTH 90 MM, LEFT SIDE, TO HIGH VOLUME LOW PRESSURE CUFF, X-RAY LINE, STYLET ADJUSTABLE FLANGE, MARKED, PILOT BALLOON, CONNECTORS SET WITH AND WITHOUT CLAMP, CONTROL VALVES SUCTION CATH, LATEX FREE, STERILE | ANESTHESIA AND RESPIRATORY SUPPLEMENTARY
12888 | 4227250056000 | TRACHEOSTOMY DOUBLE LUMEN TUBE, SIZE 39 LENGTH 70 MM, LEFT SIDE, TO HIGH VOLUME LOW PRESSURE CUFF, X-RAY LINE, STYLET ADJUSTABLE FLANGE, MARKED, PILOT BALLOON, CONNECTORS SET WITH AND WITHOUT CLAMP, CONTROL VALVES SUCTION CATH, LATEX FREE, STERILE | ANESTHESIA AND RESPIRATORY SUPPLEMENTARY
12889 | 4227250056100 | TRACHEOSTOMY DOUBLE LUMEN TUBE, SIZE 39 LENGTH 80 MM, LEFT SIDE, TO HIGH VOLUME LOW PRESSURE CUFF, X-RAY LINE, STYLET ADJUSTABLE FLANGE, MARKED, PILOT BALLOON, CONNECTORS SET WITH AND WITHOUT CLAMP, CONTROL VALVES SUCTION CATH, LATEX FREE, STERILE | ANESTHESIA AND RESPIRATORY SUPPLEMENTARY
12890 | 4227250056200 | TRACHEOSTOMY DOUBLE LUMEN TUBE, SIZE 39 LENGTH 90 MM, LEFT SIDE, TO HIGH VOLUME LOW PRESSURE CUFF, X-RAY LINE, STYLET ADJUSTABLE FLANGE, MARKED, PILOT BALLOON, CONNECTORS SET WITH AND WITHOUT CLAMP, CONTROL VALVES SUCTION CATH, LATEX FREE, STERILE | ANESTHESIA AND RESPIRATORY SUPPLEMENTARY
12891 | 4227250056300 | TRACHEOSTOMY DOUBLE LUMEN TUBE, SIZE 35 LENGTH 80 MM, RIGHT SIDE, TO HIGH VOLUME LOW PRESSURE CUFF, X-RAY LINE, STYLET ADJUSTABLE FLANGE, MARKED, PILOT BALLOON, CONNECTORS SET WITH AND WITHOUT CLAMP, CONTROL VALVES SUCTION CATH, LATEX FREE, STERILE | ANESTHESIA AND RESPIRATORY SUPPLEMENTARY
12892 | 4227250056400 | TRACHEOSTOMY DOUBLE LUMEN TUBE, SIZE 37 LENGTH 90 MM, RIGHT SIDE, TO HIGH VOLUME LOW PRESSURE CUFF, X-RAY LINE, STYLET ADJUSTABLE FLANGE, MARKED, PILOT BALLOON, CONNECTORS SET WITH AND WITHOUT CLAMP, CONTROL VALVES SUCTION CATH, LATEX FREE, STERILE | ANESTHESIA AND RESPIRATORY SUPPLEMENTARY
12893 | 4227250056500 | TRACHEOSTOMY DOUBLE LUMEN TUBE, SIZE 39 LENGTH 90 MM, RIGHT SIDE, TO HIGH VOLUME LOW PRESSURE CUFF, X-RAY LINE, STYLET ADJUSTABLE FLANGE, MARKED, PILOT BALLOON, CONNECTORS SET WITH AND WITHOUT CLAMP, CONTROL VALVES SUCTION CATH, LATEX FREE, STERILE | ANESTHESIA AND RESPIRATORY SUPPLEMENTARY
12894 | 4227250056600 | CARBON DIOXIDE AIRWAY ADAPTER, CO2 SAMPLE LINE PORT, ADHESIVE, DISPOSABLE | ANESTHESIA AND RESPIRATORY SUPPLEMENTARY
12895 | 4227250056700 | BITE BLOCK SOFT AND ROUND TO SECURE AIRWAY TUBE, VELCRO, SIZE ADULT | ANESTHESIA AND RESPIRATORY SUPPLEMENTARY
12896 | 4227250056800 | BITE BLOCK SOFT AND ROUND TO SECURE AIRWAY TUBE, VELCRO, SIZE PEDIATRIC | ANESTHESIA AND RESPIRATORY SUPPLEMENTARY
12897 | 4227250057400 | TUBE PUSHER/ STYLET TO BE USED WITH INTUBATING LMA FIT ENDOTRACHEAL TUBE (ETT) SIZE 6.5MM | ANESTHESIA AND RESPIRATORY SUPPLEMENTARY
12898 | 4227250057500 | TUBE PUSHER/ STYLET TO BE USED WITH INTUBATING LMA FIT ETT SIZE 7.0MM | ANESTHESIA AND RESPIRATORY SUPPLEMENTARY
12899 | 4227250057600 | COMPLETE KIT CONTAINS A SPECIAL FEMORAL ARTERIAL LINE WITH A SPECIAL THERMISTOR AT THE TIP, SINGLE PRESSURE TRANSDUCER AND SPECIAL SENSOR 5 FR, 84 INCH, 213 CM LENGTH, MEASURES THROUGH TRANSPULMONARY THERMODILUTION TO MEASURE EVLW, GEF, GEDI, PVPI AND ON PULSE COUNTURE ANALYSIS TO MEASURE CO, CI, SV, SVV, SVI, MAP, SVR, SVRI, ABP. COMPATIBLE WITH EDWARDS EV1000 DEVICE OR EQUIVALENT | RESPIRATORY AND ANESTHESIA TENDER
12900 | 4227250057700 | SACRO-ILIAC JOINT ABLATION GUIDEBLOCK, DISPOSABLE | RESPIRATORY AND ANESTHESIA TENDER
12901 | 4227250058200 | NERVE BLOCK NEEDLE, ULTRASOUND COMPATIBLE RADIOPAQUE, SHORT BEVEL, FACET TIP, TWO PORT ONE FOR INJECTION AND ONE FOR NERVE STIMULATOR, CALIBRATED SHAFT 1 CM, SIZE: 20G X 120MM | ANESTHESIA AND RESPIRATORY SUPPLEMENTARY
12902 | 4227250058300 | CO2 SAMPLING LINE SINGLE USE LENGTH 6.0 M , ID 1 MM - 1.6 MM | RESPIRATORY AND ANESTHESIA TENDER
12903 | 4227250058400 | LEADS ECG DUAL PIN GRABBER SET OF 3 REUSABLE 1.0M, COMPATIBLE WITH PHILLIPS MONITOR OR EQUIVALENT | RESPIRATORY AND ANESTHESIA TENDER
12904 | 4227250058500 | LEADS ECG DUAL PIN GRABBER SET OF 3 REUSABLE 1.0M, COMPATIBLE WITH MINDRAY MACHINE OR EQUIVALENT | RESPIRATORY AND ANESTHESIA TENDER
12905 | 4227250058600 | LEADS ECG DUAL PIN GRABBER SET OF 3 REUSABLE 1.0M, COMPATIBLE WITH SPACELABS MONITOR OR EQUIVALENT | RESPIRATORY AND ANESTHESIA TENDER
12906 | 4227250058700 | INTUBATION VIDEO LARYNGEAL BLADE, WITH INTEGRATED CAMERA AND LIGHT, 90 DEGREE ANGLED, SIZE 1.0, DISPOSABLE, COMPATIBLE WITH UE SCOPE SYSTEM OR EQUIVALENT | ANESTHESIA AND RESPIRATORY SUPPLEMENTARY
12907 | 4227250058800 | INTUBATION VIDEO LARYNGEAL BLADE, WITH INTEGRATED CAMERA AND LIGHT, 90 DEGREE ANGLED, SIZE 2.0, DISPOSABLE, COMPATIBLE WITH UE SCOPE SYSTEM OR EQUIVALENT | ANESTHESIA AND RESPIRATORY SUPPLEMENTARY
12908 | 4227250058900 | INTUBATION VIDEO LARYNGEAL BLADE, WITH INTEGRATED CAMERA AND LIGHT, 90 DEGREE ANGLED, SIZE 3.0, DISPOSABLE, COMPATIBLE WITH UE SCOPE SYSTEM OR EQUIVALENT | ANESTHESIA AND RESPIRATORY SUPPLEMENTARY
12909 | 4227250059000 | INTUBATION VIDEO LARYNGEAL BLADE, WITH INTEGRATED CAMERA AND LIGHT, 90 DEGREE ANGLED, SIZE 4.0, DISPOSABLE, COMPATIBLE WITH UE SCOPE SYSTEM OR EQUIVALENT | ANESTHESIA AND RESPIRATORY SUPPLEMENTARY
12910 | 4227250059200 | COOLED RADIO FREQUENCY KIT, INCLUDED: PROBE, NEEDLE 17 GAUGE, 150MM, 4MM ACTIVE TIP | RESPIRATORY AND ANESTHESIA TENDER
12911 | 4227250059300 | COOLED RADIO FREQUENCY KIT, INCLUDED: PROBE, NEEDLE 17 GAUGE, 100MM, 4MM ACTIVE TIP | RESPIRATORY AND ANESTHESIA TENDER
12912 | 4227250059400 | COOLED RADIO FREQUENCY KIT, INCLUDED: PROBE, NEEDLE 17 GAUGE, 75MM, 4MM ACTIVE TIP | RESPIRATORY AND ANESTHESIA TENDER
12913 | 4227250059500 | COOLED RADIO FREQUENCY KIT, INCLUDED: PROBE, NEEDLE 17 GAUGE, 50MM, 4MM ACTIVE TIP | RESPIRATORY AND ANESTHESIA TENDER
12914 | 4227250059600 | COOLED RADIO FREQUENCY KIT, INCLUDED: PROBE, NEEDLE 17 GAUGE, 50MM, 2MM ACTIVE TIP | RESPIRATORY AND ANESTHESIA TENDER
12915 | 4227250059700 | GROUNDING PADS FOR RADIO FREQUENCY COOLED DEVICE | RESPIRATORY AND ANESTHESIA TENDER
12916 | 4227250059800 | PULSED AND RADIO FREQUENCY ABLATION, CURVED NEEDLES 18 GAUGE, LENGTH 10 CM, 10MM TIP | RESPIRATORY AND ANESTHESIA TENDER
12917 | 4227250059900 | PULSED AND RADIO FREQUENCY ABLATION, CURVED NEEDLES 20 GAUGE, LENGTH 15 CM, 15MM TIP | RESPIRATORY AND ANESTHESIA TENDER
12918 | 4227250060000 | PULSED AND RADIO FREQUENCY ABLATION, CURVED NEEDLES 22 GAUGE, LENGTH 10 CM, 10MM TIP, SILICONIZED | RESPIRATORY AND ANESTHESIA TENDER
12919 | 4227250060100 | PULSED AND RADIO FREQUENCY ABLATION, CURVED NEEDLES 22 GAUGE, LENGTH 10 CM, 10MM TIP | RESPIRATORY AND ANESTHESIA TENDER
12920 | 4227250060200 | PULSED AND RADIO FREQUENCY ABLATION, CURVED NEEDLES 22 GAUGE, LENGTH 10 CM, 2 OR 5MM TIP | RESPIRATORY AND ANESTHESIA TENDER
12921 | 4227250060300 | PULSED AND RADIO FREQUENCY ABLATION, CURVED NEEDLES 22 GAUGE, LENGTH 5 CM, 4MM TIP | RESPIRATORY AND ANESTHESIA TENDER
12922 | 4227250060400 | PULSED AND RADIO FREQUENCY ABLATION, CURVED NEEDLES 22 GAUGE, LENGTH 5 CM, 10MM TIP | RESPIRATORY AND ANESTHESIA TENDER
12923 | 4227250060500 | PULSED AND RADIO FREQUENCY ABLATION, STRAIGHT SHARP CANNULAE 18 GAUGE, LENGTH 10 CM, 10MM TIP | RESPIRATORY AND ANESTHESIA TENDER
12924 | 4227250060600 | PULSED AND RADIO FREQUENCY ABLATION, STRAIGHT SHARP CANNULAE 18 GAUGE, LENGTH 10 CM, 5MM TIP | RESPIRATORY AND ANESTHESIA TENDER
12925 | 4227250060700 | PULSED AND RADIO FREQUENCY ABLATION, STRAIGHT SHARP CANNULAE 20 GAUGE, LENGTH 15 CM, 20MM TIP | RESPIRATORY AND ANESTHESIA TENDER
12926 | 4227250060800 | PULSED AND RADIO FREQUENCY ABLATION, STRAIGHT SHARP CANNULAE 20 GAUGE, LENGTH 15 CM, 15MM TIP | RESPIRATORY AND ANESTHESIA TENDER
12927 | 4227250060900 | PULSED AND RADIO FREQUENCY ABLATION, STRAIGHT SHARP CANNULAE 20 GAUGE, LENGTH 15 CM, 10MM TIP | RESPIRATORY AND ANESTHESIA TENDER
12928 | 4227250061000 | PULSED AND RADIO FREQUENCY ABLATION, STRAIGHT SHARP CANNULAE 20 GAUGE, LENGTH 15 CM, 5MM TIP | RESPIRATORY AND ANESTHESIA TENDER
12929 | 4227250061100 | PULSED AND RADIO FREQUENCY ABLATION, STRAIGHT SHARP CANNULAE 20 GAUGE, LENGTH 10 CM, 5MM TIP | RESPIRATORY AND ANESTHESIA TENDER
12930 | 4227250061200 | PULSED AND RADIO FREQUENCY ABLATION, STRAIGHT SHARP CANNULAE 22 GAUGE, LENGTH 5 CM, 2MM TIP | RESPIRATORY AND ANESTHESIA TENDER
12931 | 4227250061300 | PULSED AND RADIO FREQUENCY ABLATION, STRAIGHT SHARP CANNULAE 22 GAUGE, LENGTH 5 CM, 4MM TIP | RESPIRATORY AND ANESTHESIA TENDER
12932 | 4227250061400 | PULSED AND RADIO FREQUENCY ABLATION, STRAIGHT SHARP CANNULAE 21 OR 22 GAUGE, LENGTH 5 CM, 10MM TIP | RESPIRATORY AND ANESTHESIA TENDER
12933 | 4227250061600 | PULSED AND RADIO FREQUENCY ABLATION, STRAIGHT SHARP CANNULAE 22 GAUGE, LENGTH 10 CM, 2MM TIP | RESPIRATORY AND ANESTHESIA TENDER
12934 | 4227250061700 | PULSED AND RADIO FREQUENCY ABLATION, STRAIGHT SHARP CANNULAE 22 GAUGE, LENGTH 10 CM, 5MM TIP | RESPIRATORY AND ANESTHESIA TENDER
12935 | 4227250061800 | PULSED AND RADIO FREQUENCY ABLATION, STRAIGHT SHARP CANNULAE 22 GAUGE, LENGTH 10 CM, 10MM TIP | RESPIRATORY AND ANESTHESIA TENDER
12936 | 4227250061900 | PULSED AND RADIO FREQUENCY ABLATION, STRAIGHT SHARP CANNULAE 21 GAUGE, LENGTH 5 CM, 5 MM TIP SPECIALIZED NEEDLE WITH ENHANCEMENT FOR ULTRASOUND VISUALIZATION. | RESPIRATORY AND ANESTHESIA TENDER
12937 | 4227250062000 | PULSED AND RADIO FREQUENCY ABLATION, STRAIGHT SHARP CANNULAE 21 GAUGE, LENGTH 5 CM, 10 MM TIP SPECIALIZED NEEDLE WITH ENHANCEMENT FOR ULTRASOUND VISUALIZATION. | RESPIRATORY AND ANESTHESIA TENDER
12938 | 4227250062100 | PULSED AND RADIO FREQUENCY ABLATION, STRAIGHT SHARP CANNULAE 20 GAUGE, LENGTH 10 CM, 5 MM TIP SPECIALIZED NEEDLE WITH ENHANCEMENT FOR ULTRASOUND VISUALIZATION. | RESPIRATORY AND ANESTHESIA TENDER
12939 | 4227250062200 | PULSED AND RADIO FREQUENCY ABLATION, STRAIGHT SHARP CANNULAE 20 GAUGE, LENGTH 10 CM, 10 MM TIP SPECIALIZED NEEDLE WITH ENHANCEMENT FOR ULTRASOUND VISUALIZATION. | RESPIRATORY AND ANESTHESIA TENDER
12940 | 4227250062400 | PULSED AND RADIO FREQUENCY ABLATION, SHARP CANNULAE 18 GAUGE, LENGTH 10 CM, 10MM TIP, EXPANDABLE ACTIVE TIP | RESPIRATORY AND ANESTHESIA TENDER
12941 | 4227250062500 | PULSED AND RADIO FREQUENCY ABLATION ELECTRODE, LENGTH 10 CM, 22 GAUGE, DISPOSABLE | RESPIRATORY AND ANESTHESIA TENDER
12942 | 4227250062600 | PULSED AND RADIO FREQUENCY ABLATION ELECTRODE, LENGTH 5 CM, 22 GAUGE, DISPOSABLE | RESPIRATORY AND ANESTHESIA TENDER
12943 | 4227250062700 | PULSED AND RADIO FREQUENCY ABLATION ELECTRODE, LENGTH 10 CM, 20 GAUGE, DISPOSABLE | RESPIRATORY AND ANESTHESIA TENDER
12944 | 4227250062800 | PULSED AND RADIO FREQUENCY ABLATION ELECTRODE, LENGTH 15 CM, 20 GAUGE, DISPOSABLE | RESPIRATORY AND ANESTHESIA TENDER
12945 | 4227250062900 | PULSED AND RADIO FREQUENCY ABLATION ELECTRODE, LENGTH 5 CM, 20 GAUGE, DISPOSABLE | RESPIRATORY AND ANESTHESIA TENDER
12946 | 4227250063000 | PULSED AND RADIO FREQUENCY ABLATION ELECTRODE, LENGTH 5 CM, 21 GAUGE, DISPOSABLE | RESPIRATORY AND ANESTHESIA TENDER
12947 | 4227250063100 | PULSED AND RADIO FREQUENCY ABLATION ELECTRODE, LENGTH 10 CM, 18 GAUGE, DISPOSABLE | RESPIRATORY AND ANESTHESIA TENDER
12948 | 4227250063200 | PULSED AND RADIO FREQUENCY ABLATION ELECTRODE, LENGTH 15 CM, 18 GAUGE, DISPOSABLE | RESPIRATORY AND ANESTHESIA TENDER
12949 | 4227250063300 | INTRATHECAL DRUG DELIVERY REFILL KIT, COMPATIBLE WITH SYNCHROMED- 11 PUMP OR EQUIVALENT | ANESTHESIA AND RESPIRATORY SUPPLEMENTARY
12950 | 4227250063400 | INTRATHECAL DRUG DELIVERY INFUSION KIT PUMP, STERILE, COMPATIBLE WITH SYNCHROMED- 11 PROGRAMMABLE SYSTEM OR EQUIVALENT, 40 ML | ANESTHESIA AND RESPIRATORY SUPPLEMENTARY
12951 | 4227250063500 | INTRATHECAL CATHETER FOR INTRATHECAL DRUG DELIVERY SYSTEM, STERILE, COMPATIBLE WITH SYNCHROMED- 11 OR EQUIVALENT | ANESTHESIA AND RESPIRATORY SUPPLEMENTARY
12952 | 4227250063600 | INTRATHECAL CATHETER PASSER FOR INTRATHECAL DRUG DELIVERY SYSTEM, STERILE, COMPATIBLE WITH SYNCHROMED- 11 OR EQUIVALENT | ANESTHESIA AND RESPIRATORY SUPPLEMENTARY
12953 | 4227250063800 | IMPLANTABLE PULSE GENERATOR NON RECHARGEABLE FOR SPINAL CORD STIMULATION. | NEUROSCIENCE
12954 | 4227250063900 | PERCUTANEOUS LEAD KIT INCLUDING ANCHORS FOR SPINAL CORD STIMULATOR STERILE. | NEUROSCIENCE
12955 | 4227250064000 | EXTENSION KIT FOR SPINAL CORD STIMULATOR STERILE. | NEUROSCIENCE
12956 | 4227250064700 | NON IMPLANTABLE EXTERNAL PULSE GENERATOR FOR TESTING PURPOSE FOR SPINAL CORD STIMULATION. | NEUROSCIENCE
12957 | 4227250064800 | PATIENT TRIAL KIT INCLUDING ALL ACCESSORIES FOR TESTING. | NEUROSCIENCE
12958 | 4227250065900 | EXTERNAL PULSE TRANSMITTER KIT RECHARGEABLE LITHIUM BATTERY RF COMMUNICATION METHOD MONOPOLAR STIMULATION MODALITY HANDHELD RECHARGE ABLE PATIENT PROGRAMMER WITH 8 PROGRAMING MODES -FOR CHRONIC NEUROPATHIC PAIN MANAGEMENT PELVIC DISORDERS WITH PULSE FREQUENCY RANGE OF 1-200 HZ AND PULSE WIDTH OF 70-500 USEC AND AMPLITUDE CURRENT OF 0-6 MA SAFE UNDER MRI 1.5 3 TESLA FULL BODY | RESPIRATORY AND ANESTHESIA TENDER
12959 | 4227250066000 | PERIPHERAL NERVE STIMULATION IMPLANTABLE LEAD PERIPHERAL NERVE STIMULATION FOR CHRONIC NEUROPATHIC ACUTE PAIN OF PERIPHERAL NERVE OR IGIN PELVIC DISORDERS LEAD OF 15CM OF LENGTH AND 1.2 DIAMETER WITH THREE STIMULATION ELECTRODES CONSTITUTE MATERIAL OF (PLATINUM IRIDIUM SILICONE RUBBER) | RESPIRATORY AND ANESTHESIA TENDER
12960 | 4227250066200 | PRP TUBE, CONTAIN A SODIUM CITRATE ANTICOAGULANT SOLUTION AND A SEPARATING GEL TO SEPARATE PLASMA AND PLATELETS FROM THE BLOOD CELLS, 10ML BLOOD SAMPLE VOL PER TUBE, 5-6 ML PRP VOL PER TUBE, MORE THAN 80% PLATELET RECOVERY, MORE THAN 99% RED BLOOD CELL DEPLETION, PLATELET CONCENTRATION FACTOR MORE THAN 1.6 TIMES | ANESTHESIA AND RESPIRATORY SUPPLEMENTARY
12961 | 4227250067000 | BRONCHOSCOPE DISPOSABLE FLEXIBLE SIZE 2.8 WITHOUT WORKING CHANNEL , LENGTH 566M STERILE COMPATIBLE WITH GLIDESCOPE VERATHON MONITOR OR EQUIVALENT | ANESTHESIA AND RESPIRATORY SUPPLEMENTARY
12962 | 4227250067100 | CATHETER CENTRAL VENOUS COMPLETE KIT ANTI-MICROBIAL CONTAINS: DOUBLE LUMEN CATHETER 4 FR X 8CM - GUIDE WIRE (UNKINKABLE) NOT LESS THAN 40CM WITH SOFT TIP AND END J- TIP EXTENSION LINE CLAMPS FENESTRATED DRAPE ADHESIVE NOT LESS THAN 40X60 CM WITH 7-10CM FENESTRATION- CATHETER CONTAIN CLAMP- SCALPEL NUMBER 11 NOT LESS THAN FOUR GAUZE 4X4 NOT LESS THAN TWO 2X2 SUTURE BRAIDED SILK WITH STRAIGHT NEEDLE TISSUE DILATOR INJECTION NEEDLE 25G SYRINGE 3ML LUER LOCK SYRINGE 5ML LUER SLIP INTRODUCER NEEDLE 21 GA CATHETER 22 GA X NOT LESS THAN 4.0CM RADIOPAQUE WITH INTRODUCER NEEDLE WITH 5 ML LUER-SLIP SYRINGE DISPOSABLE STERILE. | ANESTHESIA AND RESPIRATORY SUPPLEMENTARY
12963 | 4227250067200 | CATHETER CENTRAL VENOUS COMPLETE KIT ANTI-MICROBIAL CONTAINS: DOUBLE LUMEN CATHETER 4 FR X 5CM - GUIDE WIRE (UNKINKABLE) NOT LESS THAN 40CM WITH SOFT TIP AND END J- TIP EXTENSION LINE CLAMPS FENESTRATED DRAPE ADHESIVE NOT LESS THAN 40X60 CM WITH 7-10CM FENESTRATION- CATHETER CONTAIN CLAMP- SCALPEL NUMBER 11 NOT LESS THAN FOUR GAUZE 4X4INCH NOT LESS THAN TWO 2X2INCH SUTURE BRAIDED SILK WITH STRAIGHT NEEDLE TISSUE DILATOR INJECTION NEEDLE 25G SYRINGE 3ML LUER LOCK SYRINGE 5ML LUER SLIP INTRODUCER NEEDLE 21 GA CATHETER 22 GA X NOT LESS THAN 4.0CM RADIOPAQUE WITH INTRODUCER NEEDLE WITH 5 ML LUER-SLIP SYRINGE DISPOSABLE STERILE. | ANESTHESIA AND RESPIRATORY SUPPLEMENTARY
12964 | 4227250067300 | CATHETER CENTRAL VENOUS COMPLETE KIT ANTI-MICROBIAL CONTAINS: DOUBLE LUMEN CATHETER 4 FR X 13CM - GUIDE WIRE (UNKINKABLE) NOT LESS THAN 40CM WITH SOFT TIP AND END J- TIP EXTENSION LINE CLAMPS FENESTRATED DRAPE ADHESIVE NOT LESS THAN 40X60 CM WITH 7-10CM FENESTRATION- CATHETER CONTAIN CLAMP- SCALPEL NUMBER 11 NOT LESS THAN FOUR GAUZE 4X4INCH NOT LESS THAN TWO 2X2INCH SUTURE BRAIDED SILK WITH STRAIGHT NEEDLE TISSUE DILATOR INJECTION NEEDLE 25G SYRINGE 3ML LUER LOCK SYRINGE 5ML LUER SLIP INTRODUCER NEEDLE 21 GA CATHETER 22 GA X NOT LESS THAN 4.0CM RADIOPAQUE WITH INTRODUCER NEEDLE WITH 5 ML LUER-SLIP SYRINGE DISPOSABLE STERILE. | ANESTHESIA AND RESPIRATORY SUPPLEMENTARY
12965 | 4227250067400 | RESERVOIR AND CASSETTE FULL SET FOR RAPID INFUSER CONTAINS CASSETTE MEDICAL GRADE STAINLESS STEEL RINGS WITHIN THE STERILE FLUID PATH, HEAT EXCHANGER, PATIENT LINE WITH INJECTION PORT AND 3.0 L RESERVOIR WITH 160-MICRON MICROAGGREGATE BLOOD TRANSFUSION FILTER, ALUMINUM-FREE, ,COMPATIBLE WITH BELMONT OR EQUIVALENT | ANESTHESIA AND RESPIRATORY SUPPLEMENTARY
12966 | 4227250067600 | BRUSH CYTOLOGY FOR BRONCHOSCOPE DIAMETER 1.2MM - 1.5 MM LENGTH 100CM TO 120CM DISPOSABLE.. | ENDOSCOPY CONSUMABLES SUPPLIES
12967 | 4227250067700 | TUBE GASTRIC FLEXIBLE CALIBRATION MULTI HOLES APPROXIMATELY 750-900MM LONG SILICONE SHAFT WITH BALLOON ASSORTED TUBE SIZE DISPOSABLE., | OBESITY/ENDOSCOPIC SURGERY/SUTURING & ROBOTIC SURGERY
12968 | 4227250200600 | CO2 ABSORBER SODA LIME,FROM WHITE TO VIOLET, 5 LITER | RESPIRATORY AND ANESTHESIA TENDER
12969 | 4227250500000 | NITROUS OXIDE/OXYGEN SCAVENGING BREATHING CIRCUIT KIT, REUSABLE, COMPATIBLE WITH STANDARD DENTAL CONSCIOUS SEDATION DELIVERY SYSTEMS . KIT SHALL INCLUDE SCAVENGING CIRCUIT WITH VACUUM CONTROL VALVE, FLEXIBLE CORRUGATED TUBING, RESERVOIR BAG, CONNECTORS, AND ALL REQ UIRED COMPONENTS FOR CONNECTION TO A DOUBLE-NASAL-HOOD SCAVENGING SYSTEM. SUPPLIED COMPLETE AS ONE KIT | DENTAL GENERAL SUPPLIES
12970 | 4227251800000 | CANISTER MULTI ABSORBER DISPOSABLE, COMPATIBLE WITH ADU MACHINE OR EQUIVALENT | ANESTHESIA AND RESPIRATORY SUPPLEMENTARY
12971 | 4227251800400 | HEAT MOISTURE EXCHANGER HEPA BACTERIAL/VIRAL HYDROPHOBIC W/CO2 PORTADULT STERILEDISPOSABLE 22F/15M - 22F/15M. | RESPIRATORY AND ANESTHESIA TENDER
12972 | 4227251800800 | FILTER BACTERIAL/VIRAL HIGH FILTRATION EFFICIENCY 99.999% MECHANICAL MACHINE SIDE 22MM (ID) 15MM (OD) PATIENT SIDE 15MM (ID) 22MM (O D)=STRAIGHT WITH CO2 PORT ADULT DISPOSABLE. | RESPIRATORY AND ANESTHESIA TENDER
12973 | 4227251800900 | FILTER BACTERIAL/VIRAL HIGH FILTRATION EFFICIENCY 99.999% MECHANICAL MACHINE SIDE 22MM (ID) 15MM (OD) PATIENT SIDE 15MM (ID) 22MM (O D)=STRAIGHT WITH CO2 PORT PEDIATRIC DISPOSABLE. | RESPIRATORY AND ANESTHESIA TENDER
12974 | 4227251802300 | SCAVENGING HUB/DISK FOR DOUBLE NASAL HOOD SCAVENGING SYSTEM, REUSABLE, TRANSPARENT OR CLEAR POLYMER, FOR CONNECTION OF THE NASAL HOO D TO THE SCAVENGING CIRCUIT. COMPATIBLE WITH THE APPLICABLE NITROUS OXIDE/OXYGEN SCAVENGING SYSTEM. | DENTAL GENERAL SUPPLIES
12975 | 4227251802400 | ADAPTER FOR DENTAL NITROUS OXIDE/OXYGEN NASAL HOOD SCAVENGING SYSTEM, REUSABLE, MEDICAL-GRADE MATERIAL, FOR SECURE CONNECTION BETWEE N THE NASAL HOOD AND THE BREATHING/SCAVENGING CIRCUIT. COMPATIBLE WITH THE APPLICABLE CONSCIOUS SEDATION DELIVERY SYSTEM | DENTAL GENERAL SUPPLIES
12976 | 4228150004800 | PRINTING PAPER ROLL THERMAL SIZE 120 MM COMPATIBLE WITH SECTORS MACHINE. | STERILIZATION SUPPLIES (CSSD) CONSUMABLE
12977 | 4228150004900 | PRINTING PAPER ROLL THERMAL SIZE 70 MM COMPATIBLE WITH SECTORS MACHINE. | STERILIZATION SUPPLIES (CSSD) CONSUMABLE
12978 | 4228150005000 | PRINTING PAPER ROLL THERMAL SIZE 80 MM COMPATIBLE WITH SECTORS MACHINE. | STERILIZATION SUPPLIES (CSSD) CONSUMABLE
12979 | 4228150005500 | OPENER, FOR TRANSPORTATION BOX, STAINLESS STEEL | STERILIZATION SUPPLIES (CSSD) CONSUMABLE
12980 | 4228150005600 | PLATE LABEL PLASTIC, FOR BARCODE AUTOCLAVABILE CAN BE ATTACHED TO TRAYS, SIZE 90X 40 MM, PROVIDE 2 RINGS WITH EACH PLATE | STERILIZATION SUPPLIES (CSSD) CONSUMABLE
12981 | 4228150005700 | FILTER, FOR STERILIZATION CONTAINER, 113MM X 235 MM, DISPOSABLE | STERILIZATION SUPPLIES (CSSD) CONSUMABLE
12982 | 4228150005800 | RIBBON ZEBRA WAX AND RESIN, SIZE 110 MM X 74 M, PROVIDE 1 PRINTER FOR EACH 200 ROLL. | STERILIZATION SUPPLIES (CSSD) CONSUMABLE
12983 | 4228150300200 | DISINFECTANT FILTER FOR AUTOMATED ENDOSCOPE REPROCESSING | ENDOSCOPY CONSUMABLES SUPPLIES
12984 | 4228150300300 | FILTER, PAPER, FOR STERILIZATION RIGID CONTAINER, DISPOSABLE, ROUND PAPER, CENTRAL HOLE, THE PAPER HAS PRINTED EXPOSURE INDICATORS TYPE 1 UNIVERSAL. | STERILIZATION SUPPLIES (CSSD) CONSUMABLE
12985 | 4228150300900 | FILTER, DRAIN, BASIN, 12 FILTERS / BOX | ENDOSCOPY CONSUMABLES SUPPLIES
12986 | 4228150301000 | FILTER, FOR AIR, 8 FILTERS / BOX | ENDOSCOPY CONSUMABLES SUPPLIES
12987 | 4228150301200 | FILTER, FOR WATER, 0.1 MICRON ABSOLUTE BACTERIA RETENTIVE, ONE EACH | ENDOSCOPY CONSUMABLES SUPPLIES
12988 | 4228150301300 | FILTER, FOR WATER, 0.4 MICRON, ONE EACH | ENDOSCOPY CONSUMABLES SUPPLIES
12989 | 4228150301400 | FILTER, FOR WATER, 1 MICRON, ONE EACH | ENDOSCOPY CONSUMABLES SUPPLIES
12990 | 4228150301500 | FILTER, REPLACEMENT, ACTIVE VAPOR MANAGEMENT, CHARCOAL, ONE EACH | ENDOSCOPY CONSUMABLES SUPPLIES
12991 | 4228150900100 | TRAY INSTRUMENT COMPRESSED CARDBOARD 18 X 12 CM (+/- 2 CM) DISPOSABLE. | SUPPLEMENTARY GEN.SUPPLIES NURS,BURN
12992 | 4228150902600 | IMPLANT TRAY WITH NECESSARY STERILIZATION CASE (TRAY, BOX AND LID) FOR PEDIATRIC THORACO LUMBO SACRAL FIXATION PEDICLE SCREW S, SPINAL | ORTHOPEDIC & SPINAL SUPPLIES
12993 | 4228150902700 | INSTRUMENTATION SET COMPLETE AND IMPLANT TRAY WITH NECESSARY STERILIZATION CASE (TRAY, BOX AND LID) FOR POSTERIOR THORACOLUMBAR SACR OILIAC FIXATION RODS AND HOOKS, SCREWS, SPINAL. | ORTHOPEDIC & SPINAL SUPPLIES
12994 | 4228150902800 | IMPLANT TRAY WITH NECESSARY STERILIZATION CASE (TRAY, BOX AND LID) FOR POSTERIOR THORACOLUMBARSACRAL FIXATION RODS AND SCREWS, SPINAL | ORTHOPEDIC & SPINAL SUPPLIES
12995 | 4228150903500 | SET, COMPLETE INSTRUMENTATION TITANIUM BASIC SMALL FRAGMENT FIXATION, WITH NECESSARY CASES | ORTHOPEDIC & SPINAL SUPPLIES
12996 | 4228150903900 | IMPLANT TRAY WITH NECESSARY STERILIZATION CASE (TRAY, BOX AND LID) FOR PEDIATRIC THORACO LUMBO SACRAL FIXATION HOOKS, SPINAL | ORTHOPEDIC & SPINAL SUPPLIES
12997 | 4228150905500 | SELF-SEALING WITH BLUE-TINTED TRANSPARENT FILM FOR EASY DETECTION OF PUNCTURES OR TEARS.EQUIPPED WITH INTERNAL AND EXTERNAL CHEMICAL INDICATORS; MULTIPLE SEALS FOR MAXIMUM PROTECTION.SIZE: 3.5 X 4 INCHES (1000 POUCH/BOX) | DENTAL GENERAL SUPPLIES
12998 | 4228150906100 | CONTAINER, PLASTIC FOR STERILIZATION AND STORAGE, PERFORATED, WITH TRANSPARENT LID, WITH SILICONE MAT, SIZE 51 CM X 24 CM X 6 CM, REUSABLE | SURGICAL INSTRUMENT TENDER
12999 | 4228150907000 | TRANSPORTATION BOX, FOR DELIVERING DIRTY INSTRUMENT, PROPYLENE PLASTIC MATERIAL, FREE LID LOCKABLE ATTACHED TO BOTH SIDES AND WELL SECURED, COLOR RED, WASHABLE UP TO 95 DEGREE, DURABLE, EXTERNAL SIZE (53 - 55) X (33 - 35) X (14 - 16) CM | STERILIZATION SUPPLIES (CSSD) CONSUMABLE
13000 | 4228150914000 | WIRE TRAY, FOR CLEANING, STERILIZATION AND STORAGE OF INSTRUMENTS, STACKABLE, INCLUDING HOLE PLATE WALLS AND FOLDAWAY HANDLES, EXTERNAL DIMENSIONS (W X D X H): 480 X 250 X( 50-70) MM, SPINAL | ORTHOPEDIC & SPINAL SUPPLIES
13001 | 4228150914200 | BASKET STAINLESS STEEL FOR CSSD WASHERS FINE MESH MAXIMUM OPENING 4 MM ROUND EDGES SIZE 17CM WIDTH 25CM LENGTH 7CM HEIGHT. | STERILIZATION SUPPLIES (CSSD) CONSUMABLE
13002 | 4228150914300 | BASKET STAINLESS STEEL FOR CSSD WASHERS FINE MESH MAXIMUM OPENING 4 MM ROUND EDGES SIZE 25CM WIDTH 34CM LENGTH 7CM HEIGHT. | STERILIZATION SUPPLIES (CSSD) CONSUMABLE
13003 | 4228150914400 | BASKET STAINLESS STEEL FOR CSSD WASHERS FINE MESH MAXIMUM OPENING 4 MM ROUND EDGES SIZE 34CM WIDTH 45CM LENGTH 7CM HEIGHT. | STERILIZATION SUPPLIES (CSSD) CONSUMABLE
13004 | 4228150914500 | SOAKING TRAY POLYPROPYLENE WITH LID DISINFECTING DURABLE AUTOCLAVABLE 59.4 X 38.1 X 14.1 CM. | STERILIZATION SUPPLIES (CSSD) CONSUMABLE
13005 | 4228150914600 | SOAKING TRAY POLYPROPYLENE WITH LID DISINFECTING DURABLE AUTOCLAVABLE 74 X 22 X 13.2 CM. | STERILIZATION SUPPLIES (CSSD) CONSUMABLE
13006 | 4228150914700 | TYVEK POUCH H2O2 STERILIZATION PRE-CUT HEAT SEAL 70 GSM PUNCTURE RESISTANT PLASTIC TRANSPARENT FILM PROCESS INDICATOR TYPE 1 PRINTED AT DISTANCE EVERY 15 CM SIZE: L 260MM X W 100 MM. | STERILIZATION SUPPLIES (CSSD) CONSUMABLE
13007 | 4228150914800 | TYVEK POUCH H2O2 STERILIZATION PRE-CUT HEAT SEAL 70 GSM PUNCTURE RESISTANT PLASTIC TRANSPARENT FILM PROCESS INDICATOR TYPE 1 PRINTED AT DISTANCE EVERY 15 CM SIZE: L 650 MM X W 200 MM. | STERILIZATION SUPPLIES (CSSD) CONSUMABLE
13008 | 4228150915200 | CONTAINER, STERILIZATION, BOTTOM WITHOUT BASE PERFORATION, FULL SIZE, OUTER LENGTH 60 CM, OUTER WIDTH 27 CM, OUTER HEIGHT 9 CM, INNER LENGTH 54 CM, INNER WIDTH 26 CM, INNER HEIGHT 7 CM, REUSABLE | SURGICAL INSTRUMENT TENDER
13009 | 4228150915300 | CONTAINER, STERILIZATION, BOTTOM WITHOUT BASE PERFORATION, HALF SIZE, OUTER LENGTH 30 CM, OUTER WIDTH 27 CM, OUTER HEIGHT 9 CM, INNER LENGTH 25 CM, INNER WIDTH 26 CM, INNER HEIGHT 7 CM, REUSABLE | SURGICAL INSTRUMENT TENDER
13010 | 4228150915500 | BASKET, MESH, STERILIZATION INSTRUMENT, WITHOUT FEET, FULL SIZE, SIZE 54 CM X 25 CM X 6 CM, REUSABLE | SURGICAL INSTRUMENT TENDER
13011 | 4228150915600 | BASKET, MESH, STERILIZATION INSTRUMENT, WITHOUT FEET, FULL SIZE, SIZE 54 CM X 25 CM X 9 CM, REUSABLE | SURGICAL INSTRUMENT TENDER
13012 | 4228150915700 | CONTAINER, HALF SIZE, FOR BAYONET CURETTE, WITH INSTRUMENT SILICONE HOLDER, WITH LID, SIZE 24 CM X 25 CM X 7 CM, STAINLESS STEEL, REUSABLE | SURGICAL INSTRUMENT TENDER
13013 | 4228150915800 | CONTAINER, FOR GARRETT VASCULAR DILATOR, WITH SILICONE FIXATION, WITH LID, REUSABLE | SURGICAL INSTRUMENT TENDER
13014 | 4228150916000 | STERILIZATION TRAY WITH LID, FOR OMNI RETRACTOR (OR EQUIVALENT), REUSABLE | SURGICAL INSTRUMENT TENDER
13015 | 4228150916300 | STERILIZATION TRAY, FOR ANEURYSM CLIPS | NEUROSCIENCES CONSUMABLES SUPPLEMENTARY
13016 | 4228150916400 | STERILIZATION TRAY, FOR TRANSNASAL BIPOLAR FORCEPS, REUSABLE | NEUROSCIENCES CONSUMABLES SUPPLEMENTARY
13017 | 4228150916600 | STERILIZATION TRAY WITH LID, FOR BOOKWALTER RETRACTOR, (OR EQUIVALENT), REUSABLE | SURGICAL INSTRUMENT TENDER
13018 | 4228150916700 | STERILIZATION TRAY WITH LID, FOR THOMPSON RETRACTOR, SIZE APPROXIMATELY (58 - 66) CM × (25 - 28) CM × (9 - 13) CM, (OR EQUIVALENT), REUSABLE | SURGICAL INSTRUMENT TENDER
13019 | 4228151200400 | ACCESSORIES, FOR FILTER, INNER PART OF LID, HALF SIZE, SILVER, OUTER LENGTH 30 CM, OUTER WIDTH 29 CM, OUTER HEIGHT 5 CM, REUSABLE | SURGICAL INSTRUMENT TENDER
13020 | 4228151300300 | TRAY, FOR CSSD WASHERS, PERFORATED BOTTOM, WITH SOLID STAINLESS STEEL SIDES, SIZE 41 CM X 25 CM X 8 CM OR EQUIVALENT, REUSABLE | SURGICAL INSTRUMENT TENDER
13021 | 4228151300600 | TRAY, FOR CSSD WASHERS, PERFORATED BOTTOM, WITH SOLID STAINLESS STEEL SIDES, SIZE 41 CM X 25 CM X 4 CM OR EQUIVALENT, REUSABLE | SURGICAL INSTRUMENT TENDER
13022 | 4228151300700 | TRAY, FOR MINOR SURGICAL INSTRUMENTS, WITH 4 COMPARTMENTS CONTAINS 3 SMALL DIVISIONS AND LARGE, AUTOCLAVABLE, SIZE 27-28 X16-18 X 4 CM BLUE COLOR | STERILIZATION SUPPLIES (CSSD) CONSUMABLE
13023 | 4228151300800 | TRAY, FINISH SHINY, PERFORATED BOTTOM, SIZE 24 CM X 16 CM X 4 CM, STAINLESS STEEL, REUSABLE | SURGICAL INSTRUMENT TENDER
13024 | 4228151301000 | TRAY, PLASTIC, SYSTEM CIDEX, WITH LID, DISINFECTING, DURABLE, AUTOCLAVABLE 13-16 X 6-7 X 5 INCH | STERILIZATION SUPPLIES (CSSD) CONSUMABLE
13025 | 4228152100100 | GLOVES EXAMINATION LATEX NON - POWDERED THICK (13 MIL THICKNESS) LONG CUFFS (MORE THAN 290 MM FROM THE INDEX FINGER) SIZE: X-LARGE DISPOSABLE NON - STERILE (PACKET) | STERILIZATION SUPPLIES (CSSD) CONSUMABLE
13026 | 4228152101400 | WRAPPING SHEET NON-WOVEN SPUNBOND MELTBLOWN SPUNBOND (SMS) THICKNESS 80 GSM COMPATIBLE WITH THE STEAM STERILIZATION AND HYDROGEN PEROXIDE STERILIZATION SYSTEMS NON-LEACHING AND ODORLESS MICROBIAL BARRIER TEAR RESISTANCE AIR PERMEABILITY AND BURST STRENGTH WRAPPING SHEETS GREEN OR BLUE SIZE 120 CM X 120 CM. | STERILIZATION SUPPLIES (CSSD) CONSUMABLE
13027 | 4228152101500 | POUCH STEAM STERILIZATION PRE-CUT FLAT SELF-SEAL MEDICAL GRADE PAPER NOT LESS THAN 60 GSM (WHITE) THICK PLASTIC TRANSPARENT FILM PUNCTURE RESISTANT INDICATOR TYPE 1 PRINTED AT DISTANCE EVERY 15 CM SEAL EDGE 9 MM SIZE: L 225 MM X W 165 MM PRICE FOR EACH POUCH.. | STERILIZATION SUPPLIES (CSSD) CONSUMABLE
13028 | 4228152101600 | STEAM POUCH STERILIZATION ROLL FLAT NOT LESS THAN 60 GSM PUNCTURE RESISTANT PLASTIC TRANSPARENT FILM PROCESS INDICATOR TYPE 1 PRINTED AT DISTANCE EVERY 15 CM SIZE: 150 MM X 100 M.. | STERILIZATION SUPPLIES (CSSD) CONSUMABLE
13029 | 4228152101700 | POUCH STEAM STERILIZATION PRE-CUT FLAT HEAT SEAL MEDICAL GRADE PAPER NOT LESS THAN 60 GSM (WHITE) THICK PLASTIC TRANSPARENT FILM PUNCTURE RESISTANT INDICATOR TYPE 1 PRINTED AT DISTANCE EVERY 15 CM SEAL EDGE 9 MM SIZE: L 200 MM X W 100 MM. | STERILIZATION SUPPLIES (CSSD) CONSUMABLE
13030 | 4228152102100 | PROTECTORS/GUARD REGULAR TIP CLEAR VENTED PLASTIC ALL ASSORTED SIZES LATEX FREE AUTOCLAVABLE TRANSPARENT. | STERILIZATION SUPPLIES (CSSD) CONSUMABLE
13031 | 4228152102300 | NEUTRALIZER DETERGENT ACIDIC FORMULA FOR RUST AND SCALE REMOVAL PHOSPHATE FREE FORMULA THAT RESTORES AND MAINTAINS THE PROTECTIVE PA SSIVE LAYER INTEGRITY OF STAINLESS-STEEL SURFACES RESISTANT TO CORROSION AND PITTING REMOVING STAINS RUST HARD WATER SCALE DEPOSITS EASY TO RINSE LEAVING RESIDUE-FREE SURFACE FOR AUTOMATED PROCESS. SDS MUST BE PROVIDED NEUTRALIZER DETERGENT MUST COMPLY WITH THE ENZYMATIC AND ALKALINE SOLUTION SAME PROVIDER 18 -25L. | STERILIZATION SUPPLIES (CSSD) CONSUMABLE
13032 | 4228152102400 | ENZYMATIC DETERGENT, 3 ENZYMES (AMYLASE, PROTEASE, LIPASE), EFFECTIVE ON HARD TO CLEAN SOILS, DISSOLVES COMPLETELY IN HARD OR SOFT WATER, EASY TO RINSE, LOW FOAMING, SUITABLE FOR AUTOMATIC AND MANUAL CLEANING, 2-5 ML DOSE FORMULA, NEUTRAL PH, CORROSION INHIBITOR, BIODEGRADABLE, MUST BE COMPATIBLE WITH WASHER DISINFECTOR, CART WASHER, ULTRASONIC MACHINES, 18 - 20 L PAIL. | STERILIZATION SUPPLIES (CSSD) CONSUMABLE
13033 | 4228152102500 | REGULAR BRUSH CLEANING INSTRUMENTS LARGE SINGLE-ENDED, HIGH QUALITY WHITE MEDICAL GRADE SOFT NYLON BRISTLES, DISPOSABLE, NON-STERILE, BRISTLE DIAMETER: LENGTH 6-8 CM, WIDTH 3 CM, OVERALL LENGTH: 17-22 CM. | STERILIZATION SUPPLIES (CSSD) CONSUMABLE
13034 | 4228152102600 | BRUSH CLEANING CANNULATED INSTRUMENT SINGLE ENDED HIGH QUALITY WHITE MEDICAL GRADE SOFT NYLON BRISTLES STAINLESS STEEL HANDLE DISPOSABLE NON-STERILE BRISTLE DIAMETER WIDE: 5 MM OVERALL LENGTH NOT LESS THAN 30 CM.. | STERILIZATION SUPPLIES (CSSD) CONSUMABLE
13035 | 4228152102700 | BRUSH CLEANING CANNULATED, SINGLE ENDED, HIGH QUALITY WHITE MEDICAL GRADE SOFT NYLON BRISTLES, STAINLESS STEEL HANDLE, DISPOSABLE, N ON-STERILE, BRISTLE DIAMETER WIDE: 10 -14 MM, OVERALL LENGTH NOT LESS THAN 30 CM. | STERILIZATION SUPPLIES (CSSD) CONSUMABLE
13036 | 4228152102800 | BRUSH CLEANING CANNULATED INSTRUMENT, SINGLE ENDED, HIGH QUALITY WHITE MEDICAL GRADE SOFT NYLON BRISTLES, STAINLESS STEEL HANDLE, DISPOSABLE, NON-STERILE, BRISTLE DIAMETER WIDE: 15 -19 MM, OVERALL LENGTH NOT LESS THAN 30 CM | STERILIZATION SUPPLIES (CSSD) CONSUMABLE
13037 | 4228152103700 | POUCH STEAM STERILIZATION PRE-CUT FLAT HEAT SEAL MEDICAL GRADE PAPER NOT LESS THAN 60 GSM (WHITE) THICK PLASTIC TRANSPARENT FILM PUNCTURE RESISTANT INDICATOR TYPE 1 PRINTED AT DISTANCE EVERY 15 CM SEAL EDGE 9 MM SIZE: L 350 MM X W 100 MM PRICE FOR EACH POUCH.. | STERILIZATION SUPPLIES (CSSD) CONSUMABLE
13038 | 4228152103800 | POUCH STEAM STERILIZATION PRE-CUT FLAT HEAT SEAL MEDICAL GRADE PAPER NOT LESS THAN 60 GSM (WHITE) THICK PLASTIC TRANSPARENT FILM PUNCTURE RESISTANT INDICATOR TYPE 1 PRINTED AT DISTANCE EVERY 15 CM SEAL EDGE 9 MM SIZE: L 300 MM X W 150 MM PRICE FOR EACH POUCH.. | STERILIZATION SUPPLIES (CSSD) CONSUMABLE
13039 | 4228152103900 | POUCH STEAM STERILIZATION PRE-CUT GUSSET HEAT SEAL MEDICAL GRADE PAPER NOT LESS THAN 60 GSM (WHITE) THICK PLASTIC TRANSPARENT FILM PUNCTURE RESISTANT INDICATOR TYPE 1 PRINTED AT DISTANCE EVERY 15 CM SEAL EDGE 9 MM SIZE: L 400 MM X W 200 MM X H 50 MM PRICE FOR EACH POUCH.. | STERILIZATION SUPPLIES (CSSD) CONSUMABLE
13040 | 4228152104000 | POUCH STEAM STERILIZATION PRE-CUT FLAT HEAT SEAL MEDICAL GRADE PAPER NOT LESS THAN 60 GSM (WHITE) THICK PLASTIC TRANSPARENT FILM PUNCTURE RESISTANT INDICATOR TYPE 1 PRINTED AT DISTANCE EVERY 15 CM SEAL EDGE 9 MM SIZE: L 500 MM X W 250 MM PRICE FOR EACH POUCH.. | STERILIZATION SUPPLIES (CSSD) CONSUMABLE
13041 | 4228152104900 | AUTOMATED WATER LEAKAGE TESTER (TO BE CONNECTED TO SCOPE AND AIR PUMP TO CHECK SCOPE LEAKAGE) REUSABLE. | ENDOSCOPY CONSUMABLES SUPPLIES
13042 | 4228152105200 | STRINGER OPENING HINGE STAINLESS STEEL FOR JOINTED INSTRUMENTS 100X60MM. | STERILIZATION SUPPLIES (CSSD) CONSUMABLE
13043 | 4228152105300 | STRINGER BALL CLOSURE FOR JOINTED INSTRUMENTS 150MMX60MM. | STERILIZATION SUPPLIES (CSSD) CONSUMABLE
13044 | 4228152105400 | STRINGER OPENING HINGE STAINLESS STEEL FOR JOINTED INSTRUMENTS 200X60MM. | STERILIZATION SUPPLIES (CSSD) CONSUMABLE
13045 | 4228152105500 | STRINGER OPENING HINGE STAINLESS STEEL FOR JOINTED INSTRUMENTS 250X60MM. | STERILIZATION SUPPLIES (CSSD) CONSUMABLE
13046 | 4228152105600 | PAPER- IMPACT PRINTER- LARGE WITH SPINDLE DSD/SSD MEDIVATOR RANGE OR EQUIVALENT. | ENDOSCOPY CONSUMABLES SUPPLIES
13047 | 4228152105700 | PAPER- PRINTER IMPACT PRINTER- SMALL WITH SPINDLE DSD/SSD MEDIVATOR RANGE OR EQUIVALENT. | ENDOSCOPY CONSUMABLES SUPPLIES
13048 | 4228152106000 | TYVEK POUCH H2O2 STERILIZATION PRE-CUT FLAT HEAT SEAL70 GSM PUNCTURE RESISTANT PLASTIC TRANSPARENT FILM PROCESS INDICATOR TYPE 1 PRINTED AT DISTANCE EVERY 15 CM SIZE: L 480 MM X W 250 MM. | STERILIZATION SUPPLIES (CSSD) CONSUMABLE
13049 | 4228152106400 | STEAM POUCH STERILIZATION ROLL GUSSET MEDICAL GRADE NOT LESS THAN 60 GSM PUNCTURE RESISTANT PLASTIC TRANSPARENT FILM PROCESS INDICATOR TYPE 1 PRINTED AT DISTANCE EVERY 15 CM SIZE: 100 MM X 50 MM X 100 M.. | STERILIZATION SUPPLIES (CSSD) CONSUMABLE
13050 | 4228152106500 | STEAM POUCH STERILIZATION ROLL GUSSET MEDICAL GRADE NOT LESS THAN 60 GSM PUNCTURE RESISTANT PLASTIC TRANSPARENT FILM PROCESS INDICATOR TYPE 1 PRINTED AT DISTANCE EVERY 15 CM SIZE: 150 MM X 50 MM X 100 M.. | STERILIZATION SUPPLIES (CSSD) CONSUMABLE
13051 | 4228152106600 | STEAM POUCH STERILIZATION ROLL GUSSET MEDICAL GRADE NOT LESS THAN 60 GSM PUNCTURE RESISTANT PLASTIC TRANSPARENT FILM PROCESS INDICATOR TYPE 1 PRINTED AT DISTANCE EVERY 15 CM SIZE: 200 MM X 50 MM X 100 M.. | STERILIZATION SUPPLIES (CSSD) CONSUMABLE
13052 | 4228152106700 | STEAM POUCH STERILIZATION ROLL GUSSET MEDICAL GRADE NOT LESS THAN 60 GSM PUNCTURE RESISTANT PLASTIC TRANSPARENT FILM PROCESS INDICATOR TYPE 1 PRINTED AT DISTANCE EVERY 15 CM SIZE: 75 MM X 38 MM X 100 M.. | STERILIZATION SUPPLIES (CSSD) CONSUMABLE
13053 | 4228152106800 | SPRAY GUN STAINLESS STEEL FOR WATER AND AIR WITH 6 FULL ATTACHMENT AND WALL BRACKET. | STERILIZATION SUPPLIES (CSSD) CONSUMABLE
13054 | 4228152107600 | IRRIGATION TUBE TO BE CONNECTED TO IRRIGATION PUMP (WATER JET) SINGLE USE. | ENDOSCOPY CONSUMABLES SUPPLIES
13055 | 4228152108400 | WRAPPING SHEET NON-WOVEN SPUNBOND MELTBLOWN SPUNBOND (SMS) TWO LAYERS BONDED SIMULTANEOUS EACH LAYER DIFFERENT COLOR EACH LAYER THICKNESS 80 GSM COMPATIBLE WITH THE STEAM STERILIZATION AND HYDROGEN PEROXIDE STERILIZATION SYSTEMS NON-LEACHING AND ODORLESS MICROBIAL BARRIER TEAR RESISTANCE AIR PERMEABILITY AND BURST STRENGTH WRAPPING SHEETS SIZE 122 CM X 122 CM. | STERILIZATION SUPPLIES (CSSD) CONSUMABLE
13056 | 4228152108500 | WRAPPER STERILIZATION WETLAID NON WOVEN PAPER 70GSM 100X100CM MEDICAL GRADE. | STERILIZATION SUPPLIES (CSSD) CONSUMABLE
13057 | 4228152110100 | WRAPPING SHEET NON-WOVEN SPUNBOND MELTBLOWN SPUNBOND (SMS) THICKNESS 80 GSM COMPATIBLE WITH THE STEAM STERILIZATION AND HYDROGEN PEROXIDE STERILIZATION SYSTEMS NON-LEACHING AND ODORLESS MICROBIAL BARRIER TEAR RESISTANCE AIR PERMEABILITY AND BURST STRENGTH WRAPPING SHEETS GREEN OR BLUE SIZE 137CM X 137 CM. | STERILIZATION SUPPLIES (CSSD) CONSUMABLE
13058 | 4228152110500 | ALKALINE DETERGENT SODIUM/POTASSIUM HYDROXIDE EFFECTIVE ON HARD TO CLEAN SOILS DISSOLVES COMPLETELY IN HARD OR SOFT WATER EASY TO RINSE LOW FOAMING SUITABLE FOR AUTOMATIC CLEANING 2-5 ML DOSE FORMULA PH ALKALINE 10 – 13 BEFORE DILUTION CORROSION INHIBITOR BIODEGRADABLE 18-20 L.... | STERILIZATION SUPPLIES (CSSD) CONSUMABLE
13059 | 4228152110700 | DRY WIPE, ACTIVATE WHEN INGREDIENT BY OXIDIZING AGENT AND SPORICIDAL DISINFECTANT CHLORINE DIOXIDE, NON WOVEN , NON-LINTING, LOW ABDORBING , MAIN FIELD OF APPLICATION IS FOR THE DISINFECTION MEDICAL EQUIPMENT AND ULTRASUND PROBS , SIZE 20CM X 20CM (+-2CM) PACK OF 180 - 200 DISPOSABLE... | DISINFECTANTS SUPPLIES
13060 | 4228152700100 | CASSETTE, HYDROGEN PEROXIDE STERILANT FOR STERRAD NX STERILIZER, WITH AN EXTERNAL LEAK MONITOR, FOR 5 CYCLES. | STERILIZATION SUPPLIES (CSSD) CONSUMABLE
13061 | 4228152700300 | V-PRO MAX CARTRIDGE OR CUP, 59% HYDROGEN PEROXIDE, (15 CYCLES / CUP) . | STERILIZATION SUPPLIES (CSSD) CONSUMABLE
13062 | 4228152700900 | CASSETTE, HYDROGEN PEROXIDE STERILANT FOR STERRAD 100 S STERILIZER, WITH AN EXTERNAL LEAK MONITOR, FOR 5 CYCLES. | STERILIZATION SUPPLIES (CSSD) CONSUMABLE
13063 | 4228152701000 | LABEL TAPE, FOR CASSETTE - 24 MM LAMINATED BLACK LETTERS ON WHITE TAPE USED IN STERILIZATION | STERILIZATION SUPPLIES (CSSD) CONSUMABLE
13064 | 4228152701400 | PLATE FOR LABEL, COMPATIBLE WITH MESH TRAY MARKING BARCODING 60X40MM, WITH ATTACHMENT MECHANISEM | STERILIZATION SUPPLIES (CSSD) CONSUMABLE
13065 | 4228152701600 | RIBBON PRINTER, BLACK AND RED, FOR STERRAD 100 S | STERILIZATION SUPPLIES (CSSD) CONSUMABLE
13066 | 4228152702100 | CARTRIDGE HYDROGEN PEROXIDE STERILANT FOR STERICOOL STERILIZER FOR 20 CYCLES / 160 L.. | STERILIZATION SUPPLIES (CSSD) CONSUMABLE
13067 | 4228152702200 | LABEL TAPE FOR CASSETTE - 24 MM NON LAMINATED BLACK LETTERS ON WHITE TAPE USED IN STERILIZATION.. | STERILIZATION SUPPLIES (CSSD) CONSUMABLE
13068 | 4228152800900 | CHEMICAL INTEGRATOR CLASS 5 STRIP MOVING INK TECHNOLOGY | STERILIZATION SUPPLIES (CSSD) CONSUMABLE
13069 | 4228152801500 | CHEMICAL INDICATOR, EMULATING TYPE 6 FOR STEAM STERILIZATION, USE FOR BOTH OF 121 AND 134, NON-TOXIC INK, LEAD OR HEAVY METALS FREE, NOT LESS THAN ONE YEAR COLOR CHANGE AFTER EXPOSURE, ENDPOINT COLOR FOR PASS AND FAIL, LAMINATED, SIZE 6 - 7 CM (L) X 2 - 3 CM (W) STRIP | STERILIZATION SUPPLIES (CSSD) CONSUMABLE
13070 | 4228152801700 | INDICATOR, FOR TEMPERATURE INSIDE WASHER, A TEMPERATURE INDICATING STRIPS FOR MONITORING TEMPERATURES DURING THE AUTOMATED WASH CYCLE (IRREVERSIBLE INDICATOR). | STERILIZATION SUPPLIES (CSSD) CONSUMABLE
13071 | 4228152801800 | CLEANING INDICATOR, FOR VALIDATION AND MONITORING OF THE CLEANING EFFICACY PROCESSES IN WASHERS DISINFECTORS WITH SOIL TEST CORRELATES TO HUMAN BLOOD. | STERILIZATION SUPPLIES (CSSD) CONSUMABLE
13072 | 4228152801900 | CLEANING INDICATOR, MONITORING THE CLEANING EFFICIENCY OF THE WASHER DISINFECTOR TO DETECT ITS CHEMICAL AND MECHANICAL PROCESS, NO TOXIC, LEAD OR HEAVY METALS FREE, STORAGE IN ROOM TEMP, SUPPLIER PROVIDE 1 HOLDER FOR EVERY 400 STRIPS. | STERILIZATION SUPPLIES (CSSD) CONSUMABLE
13073 | 4228152802000 | INDICATOR, FOR WATER HARDNESS, MONITORING FOR WATER HARDNESS RANGE (0 - 425) PPM, COLOR OF INDICATOR IS DIRECTLY COMPARED TO COLOR BLOCKS ON BOTTLE LABEL. | STERILIZATION SUPPLIES (CSSD) CONSUMABLE
13074 | 4228152802200 | LABEL INFORMATION CARD, FOR RIGID STERILIZATION CONTAINER, WITH TYPE 1 STEAM CHEMICAL INDICATOR, CONTAIN ALL THE FIELDS RELEVANT FOR RECORDING INFORMATION, UNERASABLE, 35 MM X 80 MM | STERILIZATION SUPPLIES (CSSD) CONSUMABLE
13075 | 4228152802300 | CLEANING INDICATOR MONITORING THE ENZYME ACTIVITY OF THE ENZYME SOLUTION ON THE MANUAL BATH COMPARISON COLOR BLOCKS LABEL ON BOTTLE WITH THE STRIP COLOR RESULT STORAGE IN ROOM TEMPERATURE | STERILIZATION SUPPLIES (CSSD) CONSUMABLE
13076 | 4228152802700 | CLEANING INDICATOR MONITORING THE CLEANING EFFICIENCY OF THE ULTRASONIC SELF-CONTAINED VIAL VISUALLY CHECKED FOR COLOR CHANGE STORAGE IN ROOM TEMPERATURE. | STERILIZATION SUPPLIES (CSSD) CONSUMABLE
13077 | 4228152803600 | LABEL INFORMATION CARD FOR RIGID STERILIZATION CONTAINER WITH TYPE 1 STEAM CHEMICAL INDICATOR CONTAIN ALL THE FIELDS RELEVANT FOR RECORDING INFORMATION UNERASABLE 75 - 80 MM X 28 - 30 MM. | STERILIZATION SUPPLIES (CSSD) CONSUMABLE
13078 | 4228153600000 | FILTER FOR STERILIZATION CONTAINER 215 X 95 MM REUSABLE. | STERILIZATION SUPPLIES (CSSD) CONSUMABLE
13079 | 4228153600100 | FILTER POLYTETRAFLUOROETHYLENE ( PTFE ) FOR RIGID CONTAINER REUSABLE ROUND FREE LATEX. | STERILIZATION SUPPLIES (CSSD) CONSUMABLE
13080 | 4228153600300 | FILTER PTFE FOR PLASTIC LID CONTAINERS REUSABLE NOT LESS THAN 2000 CYCLE. | STERILIZATION SUPPLIES (CSSD) CONSUMABLE
13081 | 4228160300000 | LIQUID CONCENTRATED FOR NON PROTEIN, FIXING CLEANING AND DISINFECTION OF MEDICAL AND DENTAL INSTRUMENTS, AND ENDOSCOPES, LIQUID CONCENTRATE FREE OF ALDEHYDES, PHENOLS AND QAC, AND EXTREME HIGH CORROSION INHIBITOR, SIZE 1 LITTER, EFFICACY BACTERICIDAL (INCL. TBC) VIRUCIDAL ACTIVITY ACCORDING TO EN 16777, (HIV/HBV, HCV), TO BE DELIVERED WITH ALL CERTIFICATES ACCORDING TO TECHNICAL CONDITIONS AND WITH EN STANDARDS FOR THE DISINFECTION OF INSTRUMENTS, NOTE: MSDS SHOULD BE PROVIDED IN SOFT COPY... | DISINFECTANTS SUPPLIES
13082 | 4228160300100 | LIQUID CONCENTRATED FOR DISINFECTING SPITTOON BOWLS OF DENTAL UNIT, ANTIFOAMING, EFFICACY BACTERICIDAL, YEASTICIDAL, SIZE 5 L, COMPATIBLE WITH DENTAL CHAIR MANUFACTURES, FREE OF CHARGE DISPENSER, MEASUREMENT TOOL, EN STANDARD, NOTE: MSDS SHOULD BE PROVIDED IN SOFT COPY... | DISINFECTANTS SUPPLIES
13083 | 4228160300200 | POWDER ENZYMATIC DETERGENT, 3 ENZYME, EFFECTIVE ON BLOOD, RESIDUES OF TISSUE AND BIOFILM, BROAD RANGE OF WATER QUALITY AND TYPE (DISSOLVES COMPLETELY IN HARD OR SOFT WATER) AND EASY TO RINSE LOW FOAMING AND SUITABLE FOR AUTOMATIC CLEANING EQUIPMENTS, SUITABLE FOR PRE-SOAK AND MANUAL CLEANING APPLICATIONS AFTER ADEQUATE DILUTION, BIODEGRADABLE, EPA REGISTERED, MUST BE COMPATIBLE WITH ALL MANUFACTURES, ULTRASONIC WASHERS, WASHER/DISINFECTORS AND OTHER AUTOMATIC MECHANICAL WASHER APPLICATIONS USED IN EACH SECTOR (THE BIDDER MUST PROVIDE LETTER TO CONFIRM COMPATIBILITY) CONFORMS TO RELEVANT WITH EN STANDARDS (SACHET), NOTE: MSDS SHOULD BE PROVIDED IN SOFT COPY... | DISINFECTANTS SUPPLIES
13084 | 4228160300300 | DISINFECTANT, TD-5 GLUTARALDEHYDE, USED FOR TD-100 DISINFECTOR FOR TEE ULTRA PROBES, APPROXIMATELY 1 LITTER, NOTE: MSDS SHOULD BE PROVIDED IN SOFT COPY.... | DISINFECTANTS SUPPLIES
13085 | 4228160300400 | DISINFECTANT, TD-5 GLUTARALDEHYDE, USED FOR TD-100 DISINFECTOR FOR TEE ULTRA PROBES, APPROXIMATELY 500 ML, NOTE: MSDS SHOULD BE PROVIDED IN SOFT COPY.... | DISINFECTANTS SUPPLIES
13086 | 4228160300500 | DISINFECTANTS (DIS), ALCOHOL 70% SPRAY, WITHOUT PHENOLS OR CHLORINE, COMPATIBLE WITH MOST OF MATERIALS, INCLUDING STAINLESS STEEL, ALUMINUM, CHROME, PLASTICS, ACRYLIC, AND GLASS, RINSING IS UNNECESSARY.NO COLOR, NO ODOR, NON IRRITANT, NON DAMAGING TO SURFACES, NON-TOXIC, LEAVES NO HARMFUL RESIDUES, SAFE IN ALL ENVIRONMENTS, SPRAY BOTTLE OF 500ML NOTE: MSDS SHOULD BE PROVIDED IN SOFT COPY... | DISINFECTANTS SUPPLIES
13087 | 4228160300600 | KIT CONTAIN 1- NON PROTEIN FIXING INNER CLEANING PRIOR TO DISINFECTION/STERILIZATION, 2- INNER DISINFECTION OF MEDICAL AND DENTAL HOLLOW PART INSTRUMENTS AS TURBINES, HAND PIECES AND CONTRA-ANGLES AFTER THE NON PROTEIN FIXING PRE-CLEANING, 3- REMOVING OF RESIDUES OF CLEANING AND DISINFECTION AGENTS AND MAINTENANCE PRODUCTS AND DRYING OF SPRAY CHANNELS AND INNER SURFACES, INCLUDED WITH ALL MANUFACTURE ADAPTORS OF INTERNAL HANDPIECE, AIR SCALER TIPS AND SPRAY WATER AND SPRAY AIR, NOTE: MSDS SHOULD BE PROVIDED IN SOFT COPY... | DISINFECTANTS SUPPLIES
13088 | 4228160301000 | HIGH-LEVEL OXIDIZING AGENT AND SPORICIDAL DISINFECTANT CHLORINE DIOXIDE FOAM EFFECTIVE IN 30 SECONDS CONTACT TIME FOR THE DISINFECTION OF INTRA- CAVITY ULTRASOUND PROBES. CONCENTRATION 175-225PPM, 250ML BOTTLE... | DISINFECTANTS SUPPLIES
13089 | 4228160310100 | ALCOHOL GEL, ETHANOL 70-80% V/V + GLYCERIN 1% WITHW + VITAMIN E 0.02% 1000 ML BAG, NON-STICKY, NON-GREASY, WALL MOUNTED DISPENSER FREE OF CHARGE WITH EACH 10 BAG AS PER ATTACHED SPECIFICATIONS, NOTE: MSDS SHOULD BE PROVIDED IN SOFT COPY... | DISINFECTANTS SUPPLIES
13090 | 4228160310200 | ALCOHOL GEL, ETHANOL 70-80% V/V + GLYCERIN 1% WITHW + VITAMIN E 0.02%, 500 ML BOTTLE, NON-STICKY, NON-GREASY, DESKTOP HOLDER DISPENSER FREE OF CHARGE WITH EACH 10 BOTTLE AS PER ATTACHED SPECIFICATIONS, NOTE: MSDS SHOULD BE PROVIDED IN SOFT COPY... | DISINFECTANTS SUPPLIES
13091 | 4228160310400 | PLAIN HAND WASH SOAP 1 L WITH ONE FREE OF CHARGE DISPENSER EVERY 10 BAGS AS PER ATTACHED SPECIFICATIONS NOTE: MSDS SHOULD BE PROVIDED IN SOFT COPY | DISINFECTANTS SUPPLIES
13092 | 4228160310600 | ALCOHOL GEL HAND SANITIZER 50 - 60 ML (ETHANOL 70 - 80% V/V + GLYCERIN 1% W/W + VITAMIN E 0.02%), NOTE: MSDS SHOULD BE PROVIDED IN SOFT COPY.. | DISINFECTANTS SUPPLIES
13093 | 4228160310900 | ANTISEPTIC, CHLORHEXIDINE GLUCONATE SCRUB SOLUTION 4%, IN A SUSPENDING BASE, (500ML) CONTAINER, WITH DISPENSER FREE FOR EACH 10 PACKS, NOTE: MSDS SHOULD BE PROVIDED IN SOFT COPY... | DISINFECTANTS SUPPLIES
13094 | 4228160311000 | SKIN ANTISEPTIC CHLORHEXIDINE GLUCONATE 1.5% + CETRIMIDE 15% SOLUTION IN ONE LITER-BOTTLE NOTE: MSDS SHOULD BE PROVIDED IN SOFT COPY | DISINFECTANTS SUPPLIES
13095 | 4228160311700 | DISINFECTANTS QUATERNARY AMMONIUM SOLUTION (DIS) FOURTH GENERATION SPRAY NO COLOR NO ODOR NON IRRITANT NON DAMAGING TO SURFACES NON-TOXIC LEAVES NO HARMFUL RESIDUES MAXIMUME CONTACT TIME 7 MINUTES SAFE IN ALL ENVIRONMENTS SIZE (500 - 750 ML) (SURFACE DISI | DISINFECTANTS SUPPLIES
13096 | 4228160311800 | DISINFECTANTS QUATERNARY AMMONIUM SOLUTION (DIS) FOURTH GENERATION READY TO USE, NO COLOR, NO ODOR, NON IRRITANT, NON DAMAGING TO SURFACES, NON-TOXIC, LEAVES NO HARMFUL RESIDUES, MAXIMUM CONTACT TIME 7 MINUTES, SAFE IN ALL ENVIRONMENTS, SIZE (4 - 5L) (SURFACE DISINFECTANT) NOTE: MSDS SHOULD BE PROVIDED IN SOFT COPY... | DISINFECTANTS SUPPLIES
13097 | 4228160311900 | DISINFECTANTS (DIS) HYDROGEN PEROXIDE 3% WITHOUT SILVER NITRATE SPRAY, NO COLOR, NO ODOR, NON IRRITANT, NON DAMAGING TO SURFACES, NON-TOXIC, LEAVES NO HARMFUL RESIDUES, SAFE IN ALL ENVIRONMENTS, SIZE (200 - 300 ML) (LARGE AND SMALL SURFACE GENERAL DISINFECTANT AND EQUIPMENT DISINFECTANT) NOTE: MSDS SHOULD BE PROVIDED IN SOFT COPY.... | DISINFECTANTS SUPPLIES
13098 | 4228160314000 | HIGH LEVEL DISINFECTANT, FOR ALL FLEXIBLE SCOPES AND HEAT-SENSITIVE MEDICAL DEVICES, ORTHOPHTHALDEHYDE SOLUTIONS, SOLUTION CONCENTRATION 0.55%, STABILIZING AGENTS, ANTI-CORROSION AGENTS, ODORLESS, NO TOXIC VAPOR OR RESIDUES, BIODEGRADABLE, READY FOR USE OR PROVIDED WITH ITS ADDITIVE, FOR MANUAL OR AUTOMATED ENDOSCOPY PREPROCESSORS, COMPATIBLE TO USE ON ALL TYPE AND MATERIAL OF THE ENDOSCOPES, RE-USED IN RANGE OF 14 – 21 DAYS, SOLUTION EFFICIENCY TEST 25 STRIPS FOR EVERY GALLON. | STERILIZATION SUPPLIES (CSSD) CONSUMABLE
13099 | 4228160314400 | PRE CLEAN ENZYMATIC AND DISINFECTANT SPRAY, FOAM, FOR POINT OF USE, READY TO USE, NOT LESS THAN 3 ENZYMES (AMYLASE, PROTEASE, LIPASE), SURFACTANT, CONDENSED, CLINGS TO SOIL, MAINTAIN THE MOISTURE DURING TRANSPORT UP TO 48 - 72 HOURS, OIL FILM FREE, DYE-FREE, NEUTRAL PH, CONTAINS CORROSION INHIBITORS, SAFE FOR ALUMINUM, SOFT METALS, GOLD HANDLES, RINSES FREE, LEAK PROOF, SIZE: 600ML - 1000 ML | STERILIZATION SUPPLIES (CSSD) CONSUMABLE
13100 | 4228160402700 | DETERGENT, MECHANICAL CLEAN FOR CART WASHER, RINSE AID, NO FOAM, NEUTRAL, GALLON. | STERILIZATION SUPPLIES (CSSD) CONSUMABLE
13101 | 4228160403000 | DISINFECTANTS SOLUTION (DIS) CONCENTRATED QUATERNARY AMMONIUM COMPOUNDS 4TH GENERATION FOR THE HOSPITAL ENVIRONMENT (FLOORS AND WALLS) COMPATIBLE WITH MOST OF MATERIALS INCLUDING STAINLESS STEEL ALUMINUM CHROME PLASTICS VINYL ACRYLIC AND GLASS WITHOUT PHENOLS OR CHLORINE 2-5 LITERS (MATCH WITH EN STANDARD) NOTE: MSDS SHOULD BE PROVIDED IN SOFT COPY... | DISINFECTANTS SUPPLIES
13102 | 4228160403100 | SURFACE DISINFECTANT SPRAY ALCOHOL-BASED 55 %-70 % DISINFECTANT WITH QUATERNARY AMMONIUM 4TH GENERATION AND ABOVE COMPOUNDS AS ACTIVE INGREDIENTS MAIN FIELD OF APPLICATION IS FOR THE DISINFECTION OF SURFACES AND DENTAL EQUIPMENT READY TO USE ALDEHYDE-FREE AND PHENOL- FREE FORMULATION EFFECTIVE AGAINST BACTERIA FUNGI AND VIRUSES (INCLUDING TB HIV/HBV CORONAVIRUS FLU VIS) EASILY BIODEGRADABLE QUICK ACTION TIME 30 SECOND PACKAGE 500 - 750 ML READY TO USE AND CONNECTED AS SPRAY. NOTE: MSDS SHOULD BE PROVIDED IN SOFT COPY... | DISINFECTANTS SUPPLIES SUPPLEMENTARY
13103 | 4228160403200 | AIRBORNE DISINFECTANT FOR SURFACES DIDECYL DIMETHYL AMMONIUM CHLORIDE WITH 19% ALCOHOL SINGLE SHOT WITHOUT MACHINES/ NEBULIZER 300 ML NOTE: MSDS SHOULD BE PROVIDED IN SOFT COPY... | DISINFECTANTS SUPPLIES SUPPLEMENTARY
13104 | 4228160403300 | AIRBORNE DISINFECTANT FOR SURFACES DIDECYL DIMETHYL AMMONIUM CHLORIDE WITH 19% ALCOHOL SINGLE SHOT WITHOUT MACHINES/ NEBULIZER 50ML NOTE: MSDS SHOULD BE PROVIDED IN SOFT COPY... | DISINFECTANTS SUPPLIES SUPPLEMENTARY
13105 | 4228160403400 | HYDROGEN PEROXIDE 1.41%, SURFACE DISINFECTION AND WATER DISINFECTION, 500-1000 ML, FOR DENTAL CHAIRS COMPATIBLE WITH CHAIRS MANUFACTURES, NOTE: MSDS SHOULD BE PROVIDED IN SOFT COPY... | DISINFECTANTS SUPPLIES
13106 | 4228160403500 | SURFACES DISINFECTION, QAC- FORMULATION BASED ALKYLAMINES OF SENSITIVE SURFACES OF MEDICAL DEVICES SUCH AS MEDICAL AND DENTAL UNITS ALCOHOL-FREE, ALDEHYDE-FREE AND, EFFICACY, CONTACT TIME MAXIMUM 5 MINUTES SIZE 500ML, NOTE: MSDS SHOULD BE PROVIDED IN SOFT COPY... | DISINFECTANTS SUPPLIES
13107 | 4228160403700 | SINGLE WIPE DISINFECTANT SURFACE PP NON WOVEN ALCOHOL FREE WITH QUATERNARY AMMONIUM 4TH GENERATION AND ABOVE COMPOUNDS AS ACTIVE ING REDIENTS MAIN FIELD OF APPLICATION IS FOR THE DISINFECTION OF SURFACES AND DENTAL EQUIPMENT READY TO USE ALDEHYDE-FREE AND PHENOL-FREE FORMULATION EFFECTIVE AGAINST BACTERIA FUNGI AND VIRUSES (INCLUDING TB HIV/HBV CORONA VIRUSES FLU VIS) EASILY BIODEGRADABLE QUICK ACTION TIME 30 SECOND SIZE 20 -30 CM X 20-30 CM AND ABOVE. NOTE: MSDS SHOULD BE PROVIDED IN SOFT COPY... | DISINFECTANTS SUPPLIES SUPPLEMENTARY
13108 | 4228160403800 | SURFACE DISINFECTANT SPRAY, ALCOHOL-BASED 55% AND ABOVE DISINFECTANT, WITH QUATERNARY AMMONIUM 4TH GENERATION COMPOUNDS AS ACTIVE INGREDIENTS, MAIN FIELD OF APPLICATION IS FOR THE DISINFECTION OF SURFACES, AND DENTAL EQUIPMENT, READY TO USE, ALDEHYDE-FREE AND PHENOL-FREE FORMULATION, EFFECTIVE AGAINST BACTERIA, FUNGI AND VIRUSES (INCLUDING TB, HIV/HBV, CORONAVIRUS, FLU VIS), EASILY BIODEGRADABLE QUICK ACTION TIME UP TO 2 MINUTES PACKAGE, NO COLOR, NO ODOR, NON IRRITANT, NON DAMAGING TO SURFACES, NON-TOXIC, LEAVES NO HARMFUL RESIDUES, SAFE IN ALL ENVIRONMENTS, 1000 ML READY TO USE AS SPRAY (MATCH WITH EN STANDARD) NOTE: MSDS SHOULD BE PROVIDED IN SOFT COPY... | DISINFECTANTS SUPPLIES
13109 | 4228160403900 | SURFACE DISINFECTANT, SPRAY, STABILIZED HYDROGEN PEROXIDE 5%, COLLOIDAL SILVER 0.003%, READY TO USE, NO COLOR, NO ODOR, NON IRRITANT, NON DAMAGING TO SURFACES, NON-TOXIC, LEAVES NO HARMFUL RESIDUES, SAFE IN ALL ENVIRONMENTS, 1 L NOTE: MSDS SHOULD BE PROVIDED IN SOFT COPY... | DISINFECTANTS SUPPLIES
13110 | 4228160404000 | CANISTER WIPE SURFACE, PP NON WOVEN ALCOHOL BASED 55% AND ABOVE DISINFECTANT WITH QUATERNARY AMMONIUM 4TH GENERATION COMPOUNDS AS ACTIVE INGREDIENTS, MAIN FIELD OF APPLICATION IS FOR THE DISINFECTION OF SURFACES, AND DENTAL EQUIPMENT, READY TO USE, ALDEHYDE-FREE AND PHENOL- FREE FORMULATION, EFFECTIVE AGAINST BACTERIA, FUNGI AND VIRUSES (INCLUDING TB, HIV/HBV, CORONA VIRUS, FLU VIS), EASILY BIODEGRADABLE, QUICK ACTION TIME 1-2 MINUTES - 140 TO 200 TISSUE PER CANISTER AND ABOVE, SIZE 15 CM X 25CM(+-/5CM ), (MATCH WITH EN STANDARD), NOTE: MSDS SHOULD BE PROVIDED IN SOFT COPY... | DISINFECTANTS SUPPLIES
13111 | 4228160404100 | CANISTER WIPE SURFACE, PP NON WOVEN ALCOHOL FREE DISINFECTANT, WITH QUATERNARY AMMONIUM 4TH GENERATION COMPOUNDS AS ACTIVE INGREDIENTS -MAIN FIELD OF APPLICATION IS FOR THE DISINFECTION OF SURFACES, AND DENTAL EQUIPMENT -READY TO USE, ALDEHYDE-FREE AND PHENOL-FREE FORMULATION - EFFECTIVE AGAINST BACTERIA, FUNGI AND VIRUSES (INCLUDING TB, HIV/HBV, CORONAVIRUS, FLU VIS), EASILY BIODEGRADABLE -QUICK ACTION TIME 1-2 MINUTES - 100 -200 TISSUE PER CANISTER AND ABOVE, SIZE 15 CM X 25CM(+-/5CM ) (MATCH WITH EN STANDARD), NOTE: MSDS SHOULD BE PROVIDED IN SOFT COPY... | DISINFECTANTS SUPPLIES
13112 | 4228160404200 | DISINFECTION, CLOSER FOR NEEDLESS IV PORTS, THAT CONTAINS 70 % ISOPROPYL ALCOHOL (IPA) NOTE: MSDS SHOULD BE PROVIDED IN SOFT COPY... | DISINFECTANTS SUPPLIES
13113 | 4228160404300 | SINGLE WIPE SURFACE, PP NON WOVEN ALCOHOL-BASED DISINFECTANT, MAIN FIELD OF APPLICATION IS FOR THE DISINFECTION OF SURFACES, AND DENTAL EQUIPMENT, READY TO USE, ALDEHYDE-FREE AND PHENOL-FREE FORMULATION, EFFECTIVE AGAINST BACTERIA, FUNGI AND VIRUSES (INCLUDING TB, HIV/HBV, CORONA VIRUSES, FLU VIS), EASILY BIODEGRADABLE, QUICK ACTION TIME 30 SECOND, SIZE 15 CM X 25CM (+-/5CM) (MATCH WITH EN STANDARD), NOTE: MSDS SHOULD BE PROVIDED IN SOFT COPY... | DISINFECTANTS SUPPLIES
13114 | 4228160404500 | SPORICIDAL DRY WIPES, PRODUCE 0.3% PERACETIC ACID AND HYDROGEN PEROXIDE AS ACTIVE INGREDIENT BY ADDITION OF TAP WATER, WIDE ANTI-MICROBIAL EFFECT INCLUDING NON-ENVELOPED VIRUSES, CANDIDA AURIS, MYCOBACTERIUM AND BACTERIAL ENDOSPORES INCLUDING CLOSTRIDIUM DIFFICILE, SIZE NOT LESS THAN 20CM X 20CM, PACK 25-50 WIPES, NOTE: MSDS SHOULD BE PROVIDED IN SOFT COPY... | DISINFECTANTS SUPPLIES
13115 | 4228160404700 | SURFACE DISINFECTANT SPRAY 5TH GENERATION FOR HARD SURFACE DIDECYLDIMETHYLAMMONIUM CHLORIDE (DDAC) LESS THAN 0.10% ALKYL DIMETHYL BENZYL AMMONIUM CHLORIDE (ADBAC) LESS THAN 0.06% KILLS MORE THAN 99.999% BACTERIA DESTROYERS VIRUSES ERADICATES MOULDS/FUNGI/YEAST ADJUVANT EFFECT CONTINUES TO PROTECT SURFACES AGAINST PATHOGENS EVEN WHEN DRY PROLONGED ANTIMICROBIAL PROTECTION TO REDUCE THE NEED FOR MULTIPLE CLEANING AND DISINFECTING APPLICATIONS NO COLOR NO ODOR NON IRRITANT NON CORROSIVE OR DAMAGING TO SURFACES NON-TOXIC LEAVES NO HARMFUL RESIDUES SAFE IN ALL ENVIRONMENTS PROLONGED ANTIMICROBIAL PROTECTION PATHOGEN COMPLIANT SIZE 400-500 ML. AEROSOL HARD SURFACE SPRAY NOTE: MSDS SHOULD BE PROVIDED IN SOFT COPY... | DISINFECTANTS SUPPLIES SUPPLEMENTARY
13116 | 4228160404800 | SURFACE DISINFECTANT SPRAY 5TH GENERATION DIDECYLDIMETHYLAMMONIUM CHLORIDE (DDAC), ALKYL DIMETHYL BENZYL AMMONIUM CHLORIDE (ADBAC), KILLS BACTERIA DESTROYERS VIRUSES ERADICATES MOLDS/FUNGI/YEAST NO COLOR NO ODOR NON IRRITANT NON CORROSIVE OR DAMAGING TO SURFACES NON-TOXIC LEAVES NO HARMFUL RESIDUES SAFE IN ALL ENVIRONMENTS PROLONGED ANTIMICROBIAL PROTECTION PATHOGEN COMPLIANT. TRIGGER HARD READY FOR USED SIZE 750-1000 ML NOTE: MSDS SHOULD BE PROVIDED IN SOFT COPY... | DISINFECTANTS SUPPLIES
13117 | 4228160404900 | SURFACE DISINFECTANT SOLUTION, CHLORINE DIOXIDE, CONCENTRATE 2000-10000 PPM, CAN BE APPLIED THROUGH TRIGGER SPRAY, ANY PUMP, SPRAYER, FUMIGATION AND ELECTROSTATIC MACHINES (OPEN SYSTEM) BACTERICIDAL, VIRUCIDAL, FUNGICIDAL, PARASITICIDAL, MYCOBACTERICIDAL AND SPORICIDAL. 2 MINUTES CONTACT TIME CAN REMOVE AND DISINFECT AND DELAY GROWTH OF BIOFILM, 4-5 LITER), NOTE: MSDS SHOULD BE PROVIDED IN SOFT COPY... | DISINFECTANTS SUPPLIES
13118 | 4228160405000 | SURFACE DISINFECTANT SOLUTION, STABILIZED CHLORINE DIOXIDE 200-500 PPM, BACTERICIDAL (INCLUDING MDRO'S), VIRUCIDAL, FUNGICIDAL, PARASITICIDAL, MYCOBACTERICIDAL AND SPORICIDAL WITH 6 LOG REDUCTION. 1-5 MINUTES CONTACT TIME CAN REMOVE, DISINFECT, DELAY GROWTH OF BIOFILM AND REMOVES ODORS, CAN BE APPLIED THROUGH TRIGGER SPRAY, PUMP COVERED, SPRAYER, FUMIGATION AND ELECTROSTATIC MACHINES (OPEN SYSTEM).SIZE 500-1000 ML, READY TO USE, , NOTE: MSDS SHOULD BE PROVIDED IN SOFT COPY... | DISINFECTANTS SUPPLIES
13119 | 4228160405300 | A READY-TO-USE, SINGLE-WIPE DISINFECTANT BASED ON ACCELARATED HYDROGEN PEROXIDE FORMULATION(AHP). FORMULATED FOR BROAD-SPECTRUM EFFICACY AGAINST BACTERIA, FUNGI, AND VIRUSES (INCLUDING ENVELOPED AND NON-ENVELOPED TYPES). FREE OF ALDEHYDES AND PHENOLS, IT BIODEGRADES INTO WATER AND OXYGEN, ENSURING MINIMAL ENVIRONMENTAL IMPACT. EFFECTIVE IN SHORT CONTACT TIMES (AS LITTLE AS 30 SECONDS, DEPENDING ON LOCAL REQUIREMENTS), IT IS SUITABLE FOR A WIDE RANGE OF NONPOROUS SURFACES IN HEALTHCARE, DENTAL, AND GENERAL INSTITUTIONAL SETTINGS. THE WIPES ARE PREMOISTENED FOR CONVENIENCE, REQUIRE NO DILUTION, AND LEAVE MINIMAL RESIDUE. SAFE HANDLING UNDER NORMAL USE CONDITIONS, NOT CLASSIFIED AS HAZARDOUS, AND PACKAGED IN RESEALABLE CONTAINERS TO MAINTAIN WIPE SATURATION. NOTE: MSDS SHOULD BE PROVIDED IN SOFT COPY... | DISINFECTANTS SUPPLIES
13120 | 4228160405400 | READY-TO-USE FOAM DISINFECTANT BASED ON ACCELARATED HYDROGEN PEROXIDE FORMULATION(AHP). FORMULATED FOR BROAD-SPECTRUM EFFICACY AGAINST BACTERIA, FUNGI, AND VIRUSES ON A RANGE OF HARD SURFACES AND CERTAIN SOFT FURNISHINGS. FREE OF ALDEHYDES AND PHENOLS, IT BIODEGRADES INTO WATER AND OXYGEN FOR MINIMAL ENVIRONMENTAL IMPACT. DELIVERS RAPID ACTION ON HIGH-RISK AREAS, OFTEN ACHIEVING EFFECTIVE DISINFECTION IN SHORT CONTACT TIMES. EASY TO APPLY WITH A TRIGGER-FOAM FORMAT THAT CLINGS TO SURFACES, REDUCING RUN-OFF AND ENSURING THOROUGH COVERAGE. MILD IN ODOR AND NOT CLASSIFIED AS HAZARDOUS UNDER NORMAL USAGE CONDITIONS, IT IS A USER-FRIENDLY OPTION FOR ROUTINE CLEANING AND INFECTION PREVENTION. NOTE: MSDS SHOULD BE PROVIDED IN SOFT COPY... | DISINFECTANTS SUPPLIES
13121 | 4228160700000 | WATERLINE TREATMENT TABLETS COMPATIBLE WITH ADEC DENTAL CHAIR 2 L CONTAIN SODIUM PERCARBONATE SILVER NITRATE AND CATIONIC SURFACTANTS AS ACTIVE INGREDIENTS..... | DISINFECTANTS SUPPLIES SUPPLEMENTARY
13122 | 4228160700100 | RENEW WATERLINE TREATMENT SOLUTIONS COMPATIBLE WITH ADEC DENTAL CHAIR. CONTAIN HYDROGEN PEROXIDE 2.5% SODIUM LAURYL SULFATE AND MALEIC ACID. 118 ML - 150 ML..... | DISINFECTANTS SUPPLIES SUPPLEMENTARY
13123 | 4228160700200 | APPLICATOR 3 ML CLEAR CONTAIN 2% CHLORHEXIDINE GLUCONATE + 70% V/V ISOPROPYL ALCOHOL STERILE SOLUTION ANGULATED 45 DEGREE INDIVIDUALLY PACKED STERILE.... | DISINFECTANTS SUPPLIES SUPPLEMENTARY
13124 | 4228160700300 | APPLICATOR 10.5 ML CLEAR CONTAIN 2% CHLORHEXIDINE GLUCONATE + 70% V/V ISOPROPYL ALCOHOL STERILE SOLUTION ANGULATED 45 DEGREE INDIVIDUALLY PACKED STERILE... | DISINFECTANTS SUPPLIES SUPPLEMENTARY
13125 | 4228160700400 | APPLICATOR 26 ML CLEAR CONTAIN 2% CHLORHEXIDINE GLUCONATE + 70% V/V ISOPROPYL ALCOHOL STERILE SOLUTION ANGULATED 45 DEGREE INDIVIDUALLY PACKED STERILE... | DISINFECTANTS SUPPLIES SUPPLEMENTARY
13126 | 4228170000000 | ORANGE SOLVENT DENTAL 8 OZ/BOTTLE | DENTAL GENERAL SUPPLIES
13127 | 4228170000500 | SURFACE DISINFECTANT 5TH GENERATION DIDECYLDIMETHYLAMMONIUM CHLORIDE (DDAC) LESS THAN 0.10% ALKYL DIMETHYL BENZYL AMMONIUM CHLORIDE (ADBAC) LESS THAN 0.06% SUITABLE FOR USE FOR CLEANING ALL KIND OF FLOORS CLOTHES MOPS MICROBES KILLS MORE THAN 99.99% BACTERIA DESTROYERS VIRUSES ERADICATES MOULDS/FUNGI/YEAST ADJUVANT EFFECT CONTINUES TO PROTECT SURFACES AGAINST PATHOGENS EVEN WHEN DRY PROLONGED ANTIMICROBIAL PROTECTION TO REDUCE THE NEED FOR MULTIPLE CLEANING AND DISINFECTING APPLICATIONS NO COLOR NO ODOR NON IRRITANT NON CORROSIVE OR DAMAGING TO SURFACES NON-TOXIC LEAVES NO HARMFUL RESIDUES SAFE IN ALL ENVIRONMENTS PATHOGEN COMPLIANT. 5 LITERS PER GALLON. NOTE: MSDS SHOULD BE PROVIDED IN SOFT COPY.... | DISINFECTANTS SUPPLIES SUPPLEMENTARY
13128 | 4228170000600 | THREE-STEPS OXIDIZING AGENT CHLORINE DIOXIDE DECONTAMINATION SYSTEM WITH SPORICIDAL WIPES AND ACTIVATOR EFFECTIVE IN 30 SECONDS CONTACT TIME FOR HIGH-LEVEL DISINFECTION OF NON-LUMENED MEDICAL DEVICES MATCHING ELECTRONIC AND MANUAL TRACEABILITY SYSTEM BOX | DISINFECTANTS SUPPLIES
13129 | 4228170001400 | HIGH-LEVEL OXIDIZING AGENT AND SPORICIDAL DISINFECTANT CHLORINE DIOXIDE FOR OPHTHALMIC REUSABLE MEDICAL DEVICES SPECIALY FOR SENSITIVE LENSES .CONTACT TIME LESS THAN 30 SECONDS , 125ML BASE SOLUTION (CITRIC ACID)+ 125ML ACTIVATOR SOLUTION (SODIUM CHLORITE)MIXED UPON PRESSING THE FOAM PUMP... | DISINFECTANTS SUPPLIES
13130 | 4228170400300 | LUBRICANT SPRAY, OIL, AEROSOL, PRESSURIZED, READY TO USE, FOR MANUAL APPLICATION, WITH NOZZLE NOT LESS THAN 10 CM, NON-SILICONE-BASED, ODORLESS, COLORLESS, NON GREASY, LEAK PROOF, FORMULA DOES NOT INTERFERE WITH THE STERILIZATION METHOD, NEUTRAL PH, CONTAINS AN ANTIMICROBIAL ADDITIVES, COMPATIBILITY WITH STAINLESS STEEL, TUNGSTEN CARBIDE, ALUMINUM, AND TITANIUM INSTRUMENTS, 250 - 500 ML | STERILIZATION SUPPLIES (CSSD) CONSUMABLE
13131 | 4228170402900 | ALKALINE DETERGENT SODIUM/POTASSIUM HYDROXIDE EFFECTIVE ON HARD TO CLEAN / SOILS DISSOLVES COMPLETELY IN HARD OR SOFT WATER EASY TO RINSE LOW / FOAMING SUITABLE FOR AUTOMATIC CLEANING 2-5 ML DOSE FORMULA PH ALKALINE 10-13 BEFORE DILUTION CORROSION INHIBITOR BIODEGRADABLE FIT TO CABINET / (WIDE CAP) GALLON 3 - 5 L . | STERILIZATION SUPPLIES (CSSD) CONSUMABLE
13132 | 4228170405800 | ALKALINE DETERGENT SODIUM/POTASSIUM HYDROXIDE EFFECTIVE ON HARD TO CLEAN SOILS DISSOLVES COMPLETELY IN HARD OR SOFT WATER EASY TO RINSE LOW FOAMING SUITABLE FOR AUTOMATIC CLEANING 2-5 ML DOSE FORMULA ALKALINE PH SOLUTION UP TO 11 CORROSION INHIBITOR BIODEGRADABLE 200 L.. | STERILIZATION SUPPLIES (CSSD) CONSUMABLE
13133 | 4228170405900 | DETERGENT MECHANICAL CLEAN FOR CART WASHER RINSE AID NO FOAM NEUTRAL 18 - 20 LITER.. | STERILIZATION SUPPLIES (CSSD) CONSUMABLE
13134 | 4228170406000 | ENZYMATIC DETERGENT 3 ENZYMES (AMYLASE PROTEASE LIPASE) EFFECTIVE ON HARD TO CLEAN SOILS DISSOLVES COMPLETELY IN HARD OR SOFT WATER EASY TO RINSE LOW FOAMING SUITABLE FOR AUTOMATIC AND MANUAL CLEANING 2-5 ML DOSE FORMULA NEUTRAL PH CORROSION INHIBITOR BIODEGRADABLE CE EPA OR SFDA REGISTERED MUST BE COMPATIBLE WITH WASHER DISINFECTOR CART WASHER ULTRASONIC MACHINES FIT TO CABINET (WIDE CAP) WITH EVERY 5 GALLON ONE MANUAL DOSING PUMP GALLON.. | STERILIZATION SUPPLIES (CSSD) CONSUMABLE
13135 | 4228170406100 | ENZYMATIC DETERGENT 5 ENZYMES EFFECTIVE ON HARD TO CLEAN SOILS DISSOLVES COMPLETELY IN HARD OR SOFT WATER EASY TO RINSE LOW FOAMING SUITABLE FOR AUTOMATIC AND MANUAL CLEANING 2-5 ML DOSE FORMULA NEUTRAL PH CORROSION INHIBITOR BIODEGRADABLE MUST BE COMPATIBLE WITH WASHER DISINFECTOR CART WASHER ULTRASONIC MACHINES FIT TO CABINET (WIDE CAP) WITH EVERY 5 GALLON ONE MANUAL DOSING PUMP GALLON.. | STERILIZATION SUPPLIES (CSSD) CONSUMABLE
13136 | 4228170406200 | ENZYMATIC DETERGENT, 3 ENZYMES (AMYLASE, PROTEASE, LIPASE) , EFFECTIVE ON HARD TO CLEAN SOILS, DISSOLVES COMPLETELY IN HARD OR SOFT WATER, EASY TO RINSE, LOW FOAMING, SUITABLE FOR AUTOMATIC AND MANUAL CLEANING, 2-5 ML DOSE FORMULA, NEUTRAL PH, CORROSION INHIBITOR, BIODEGRADABLE, 200 L. | STERILIZATION SUPPLIES (CSSD) CONSUMABLE
13137 | 4228170406300 | RUST AND STAIN REMOVER ACIDIC BASED MAINTAINS THE PROTECTIVE PASSIVE LAYER INTEGRITY OF STAINLESS-STEEL OF SURGICAL INSTRUMENT ANTI-CORROSION REMOVE RUST PITTING STAINS AND LIMESCALE EFFECTIVE IN HARD WATER SCALE RINSE FREE FOR MANUAL PROCESS WITH EVERY 5 GALLON ONE MANUAL DOSING PUMP GALLON.. | STERILIZATION SUPPLIES (CSSD) CONSUMABLE
13138 | 4228170601200 | INSTRUMENT LUBRICANT MILK, TO BE USED WITH WASHER DISINFECTORS, NON-SILICONE-BASED, FORMULA DOES NOT INTERFERE WITH THE STERILIZATION METHOD, SOLUBLE IN WATER, NEUTRAL PH, CONTAINS AN ANTIMICROBIAL ADDITIVES, COMPATIBILITY WITH STAINLESS STEEL, TUNGSTEN CARBIDE, A LUMINUM, AND TITANIUM INSTRUMENTS, SIZE 18 - 20 L . | STERILIZATION SUPPLIES (CSSD) CONSUMABLE
13139 | 4228170601300 | LUBRICANT, OIL DROPS, FOR SURGICAL INSTRUMENT, NON-SILICONE-BASED, ODORLESS, COLORLESS, FORMULA DOES NOT INTERFERE WITH THE STERILIZATION METHOD, CONTAINS AN ANTIMICROBIAL ADDITIVES, COMPATIBILITY WITH STAINLESS STEEL, TUNGSTEN CARBIDE, ALUMINUM, AND TITANIUM INSTRUMENTS, 20-50 ML | STERILIZATION SUPPLIES (CSSD) CONSUMABLE
13140 | 4228170602200 | INSTRUMENT LUBRICANT MILK, TO BE USED WITH WASHER DISINFECTORS, NON-SILICONE-BASED, FORMULA DOES NOT INTERFERE WITH THE STERILIZATION METHOD, SOLUBLE IN WATER, NEUTRAL PH, CONTAINS AN ANTIMICROBIAL ADDITIVES, COMPATIBILITY WITH STAINLESS STEEL, TUNGSTEN CARBIDE, A LUMINUM, AND TITANIUM INSTRUMENTS, GALLON. | STERILIZATION SUPPLIES (CSSD) CONSUMABLE
13141 | 4228171100000 | LIQUID, DESCALER FOR REMOVAL OF LIME SCALE OF WASHER DISINFECTOR AND CART WASHER, GALLON. | STERILIZATION SUPPLIES (CSSD) CONSUMABLE
13142 | 4228171100100 | REMOVER, LIMESCALE, WITH PHOSPHORIC ACID, SUITABLE INHIBITORS WITH DISPOSABLE EQUIPMENT 5L, NOTE: MSDS SHOULD BE PROVIDED IN SOFT COPY... | DISINFECTANTS SUPPLIES
13143 | 4228171500000 | BAG BIOHAZARD SEALED TO KEEP THE ITEM MOIST SINGLE USE SIZE 150 MM X 250 MM. | STERILIZATION SUPPLIES (CSSD) CONSUMABLE
13144 | 4228171500100 | BAG BIOHAZARD SEALED TO KEEP THE ITEM MOIST SINGLE USE SIZE 300 MM X 450 MM. | STERILIZATION SUPPLIES (CSSD) CONSUMABLE
13145 | 4228171500200 | BAG BIOHAZARD SEALED TO KEEP THE ITEM MOIST SINGLE USE SIZE 400 MM X 550 MM. | STERILIZATION SUPPLIES (CSSD) CONSUMABLE
13146 | 4228171500300 | BAG BIOHAZARD SEALED TO KEEP THE ITEM MOIST SINGLE USE SIZE 500 MM X 650 MM. | STERILIZATION SUPPLIES (CSSD) CONSUMABLE
13147 | 4228171600000 | CLEANING INDICATOR, PEN DETECTION TEST PROTEIN RESIDUES | STERILIZATION SUPPLIES (CSSD) CONSUMABLE
13148 | 4228180000600 | CHEMICAL INDICATOR TYPE 1 FOR HYDROGEN PEROXIDE, LOW TEMPERATURE STERILIZATION | STERILIZATION SUPPLIES (CSSD) CONSUMABLE
13149 | 4228180000700 | CHEMICAL INDICATOR, TYPE 4 FOR LOW TEMPERATURE (PLASMA) STERILIZER, COMPLY WITH ISO 11140-1, NON-TOXIC INK, LEAD OR HEAVY METALS FREE, NOT LESS THAN ONE YEAR COLOR CHANGE AFTER EXPOSURE TO VAPORIZED HYDROGEN PEROXIDE, ENDPOINT COLOR FOR PASS AND FAIL, SIZE: 1.5-2.5 CM WIDE AND 6-10 CM LENGTH. | STERILIZATION SUPPLIES (CSSD) CONSUMABLE
13150 | 4228180200300 | COLORED IDENTIFICATION NAME PLATE (LABEL) FOR RIGID STERILIZATION CONTAINER RE-USEABLE ALUMINUM GREEN OUTER LENGTH: 50MM X W 18MM. | STERILIZATION SUPPLIES (CSSD) CONSUMABLE
13151 | 4228180200400 | COLORED IDENTIFICATION NAME PLATE (LABEL) FOR RIGID STERILIZATION CONTAINER RE-USEABLE ALUMINUM ORANGE OUTER LENGTH: 50MM X W 18MM. | STERILIZATION SUPPLIES (CSSD) CONSUMABLE
13152 | 4228180200500 | COLORED IDENTIFICATION NAME PLATE (LABEL) FOR RIGID STERILIZATION CONTAINER RE-USEABLE ALUMINUM BLUE OUTER LENGTH: 50MM X W 18MM. | STERILIZATION SUPPLIES (CSSD) CONSUMABLE
13153 | 4228180200600 | COLORED IDENTIFICATION NAME PLATE (LABEL) FOR RIGID STERILIZATION CONTAINER RE-USEABLE ALUMINUM RED OUTER LENGTH: 50MM X W 18MM. | STERILIZATION SUPPLIES (CSSD) CONSUMABLE
13154 | 4228180200700 | COLORED IDENTIFICATION NAME PLATE (LABEL) FOR RIGID STERILIZATION CONTAINER RE-USEABLE ALUMINUM YELLOW OUTER LENGTH: 50MM X W 18MM. | STERILIZATION SUPPLIES (CSSD) CONSUMABLE
13155 | 4228180300900 | BIOLOGICAL INDICATOR, SELF-CONTAINED INDIVIDUAL VIALS FOR PLASMA STERILIZERS, READOUT INCUBATION TIME LESS THAN 30 MIN, EXTERNAL CHEMICAL INDICATOR TYPE 1 | STERILIZATION SUPPLIES (CSSD) CONSUMABLE
13156 | 4228180301200 | BIOLOGICAL INDICATOR, SELF-CONTAINED INDIVIDUAL VIALS FOR STEAM STERILIZERS, READOUT INCUBATION TIME LESS THAN 30 MIN, EXTERNAL CHEMICAL INDICATOR TYPE 1. | STERILIZATION SUPPLIES (CSSD) CONSUMABLE
13157 | 4228180302000 | BIODEGRADABLE REMOVING BIOFILM KIT IN PROCEDURAL WATER LINES IN MEDICAL AND DENTAL TREATMENT UNITS AND PROVIDED WITH BIOTEST. COMPATIBLE WILTH MANUFACTURE OF DENTAL CHAIR. 1- PRECLEANER (SODIUM CARBONATE ) 2- REMOVAL ( CITRIC ACID OR HYPOCHLOROUS ACID 0.015% TO 0.02) 3- PREVENTIVE . WITH OPTION OF TWO SAMPLERS FOR QUANTIFIABLE MEASURE OF CFU LEVEL FOLLOWING TREAMENT... | DISINFECTANTS SUPPLIES SUPPLEMENTARY
13158 | 4228180600800 | CHEMICAL INTEGRATOR CLASS 5 STRIP DISTINGUISHED COLOR CHANGE TECHNOLOGY | STERILIZATION SUPPLIES (CSSD) CONSUMABLE
13159 | 4228180601300 | INDICATOR STRIP TEST FOR ORTH - PHTHALALDEHYDE SOLUTION EFFECTIVENESS | STERILIZATION SUPPLIES (CSSD) CONSUMABLE
13160 | 4228180700300 | WATER LEVEL LABEL WITH TEMPERATURE MEASUREMENT TO BE STICKED TO THE SURGICAL INSTRUMENT WASHING SINK.. | STERILIZATION SUPPLIES (CSSD) CONSUMABLE
13161 | 4228180701000 | BIOLOGICAL INDICATOR PROCESS CHALLENGE DEVICE (PCD) FOR PLASMA STERILIZERS READOUT INCUBATION TIME LESS THAN 30 MIN EXTERNAL CHEMICAL INDICATOR TYPE 1. | STERILIZATION SUPPLIES (CSSD) CONSUMABLE
13162 | 4228180701100 | CLIP LABEL STAINLESS STEEL, COMPATIBLE WITH MESH TRAY, FOR LASER MARKING BARCODING 90 X 30 MM | STERILIZATION SUPPLIES (CSSD) CONSUMABLE
13163 | 4228180701200 | PLATE LABEL ROUND FOR QR CODE STAINLESS STEEL CAN BE ATTACHED TO PERFORATED TRAYS SIZE : 2.5 CM OR EQUIVALENT. | STERILIZATION SUPPLIES (CSSD) CONSUMABLE
13164 | 4228180800400 | WRAPPER STERILIZATION CREPE PAPER 50X50CM MEDICAL GRADE 60GSM | STERILIZATION SUPPLIES (CSSD) CONSUMABLE
13165 | 4228180800500 | WRAPPER STERILIZATION CREPE PAPER 60X60CM MEDICAL GRADE 60 GSM | STERILIZATION SUPPLIES (CSSD) CONSUMABLE
13166 | 4228180800600 | WRAPPER STERILIZATION CREPE PAPER 90X90CM MEDICAL GRADE 60 GSM | STERILIZATION SUPPLIES (CSSD) CONSUMABLE
13167 | 4228180802000 | TYVEK POUCH H2O2 STERILIZATION ROLL FLAT, 70 GSM, PUNCTURE RESISTANT PLASTIC, TRANSPARENT FILM, PROCESS INDICATOR TYPE 1 PRINTED AT DISTANCE EVERY 15 CM, SIZE: 250 MM X 70 M | STERILIZATION SUPPLIES (CSSD) CONSUMABLE
13168 | 4228180802100 | TYVEK POUCH H2O2 STERILIZATION ROLL FLAT, 70 GSM, PUNCTURE RESISTANT PLASTIC, TRANSPARENT FILM, PROCESS INDICATOR TYPE 1 PRINTED AT DISTANCE EVERY 15 CM, SIZE: 75 MM X 70 M | STERILIZATION SUPPLIES (CSSD) CONSUMABLE
13169 | 4228180802200 | ROLL, FOR SCISSORS SHARPNESS 4 INCH, THE TEST IS USED TO DETERMINE THE SHARPNESS OF THE SCISSORS, TEST MATERIAL FOR SCISSORS GREATER THAN 4 INCH (START FROM10.16 CM) OR SMALLER, COLOR YELLOW, SIZE 540-550 CM X 12-14 CM, LATEX FREE. | STERILIZATION SUPPLIES (CSSD) CONSUMABLE
13170 | 4228180802300 | ROLL, FOR SCISSORS SHARPNESS 4.5 INCH, THE TEST IS USED TO DETERMINE THE SHARPNESS OF THE SCISSORS, TEST MATERIAL FOR SCISSORS GREAT ER THAN 4.5 INCH (START FROM 11.4 CM) OR LARGER, COLOR RED, SIZE 540-550 CM X 12-14 CM, LATEX FREE. | STERILIZATION SUPPLIES (CSSD) CONSUMABLE
13171 | 4228180802500 | TYVEK POUCH H2O2 STERILIZATION ROLL FLAT, 70 GSM, PUNCTURE RESISTANT PLASTIC, TRANSPARENT FILM, PROCESS INDICATOR TYPE 1 PRINTED AT DISTANCE EVERY 15 CM, SIZE: 100 MM X 70 M | STERILIZATION SUPPLIES (CSSD) CONSUMABLE
13172 | 4228180802600 | TYVEK POUCH H2O2 STERILIZATION ROLL FLAT, 70 GSM, PUNCTURE RESISTANT PLASTIC, TRANSPARENT FILM, PROCESS INDICATOR TYPE 1 PRINTED AT DISTANCE EVERY 15 CM, SIZE: 400 MM X 70 M | STERILIZATION SUPPLIES (CSSD) CONSUMABLE
13173 | 4228180802800 | TYVEK POUCH H2O2 STERILIZATION ROLL FLAT, 70 GSM, PUNCTURE RESISTANT PLASTIC, TRANSPARENT FILM, PROCESS INDICATOR TYPE 1 PRINTED AT DISTANCE EVERY 15 CM, SIZE: 300 MM X 70 M | STERILIZATION SUPPLIES (CSSD) CONSUMABLE
13174 | 4228181000600 | BOWIE-DICK TEST PACK, MONITORING THE PERFORMANCE OF STEAM STERILIZERS, DETECT WET STEAM, SUPERHEATED STEAM AND NON-CONDENSABLE GASES PROBLEMS, INADEQUATE STEAM PENETRATION AND VACUUM PUMP FAILURES, LEAD AND TOXIC FREE, TEST LAYER LAMINATED, TEST SHEET INCLUDE INQUIRES DOCUMENTATION INFORMATION | STERILIZATION SUPPLIES (CSSD) CONSUMABLE
13175 | 4228181000800 | TEST STRIP, FOR WATER QUALITY, ( SHOWS PH, ALKALINITY AND HARDNESS MEASURES) | STERILIZATION SUPPLIES (CSSD) CONSUMABLE
13176 | 4228181001300 | BOWIE DICK PACK AIR REMOVAL TEST LAMINATED INDICATOR INK FREE OF ANY TOXIC COMPONENT INCLUDING ONE SHEET FOR DOCUMENTATION EARLY WARNING DISPOSABLE | STERILIZATION SUPPLIES (CSSD) CONSUMABLE
13177 | 4228181001500 | BOWIE-DICK TEST PACK MONITORING THE PERFORMANCE OF STEAM STERILIZERS DETECT WET STEAM SUPERHEATED STEAM AND NON-CONDENSABLE GASES PROBLEMS INADEQUATE STEAM PENETRATION AND VACUUM PUMP FAILURES LEAD AND TOXIC FREE NON LAMINATED TEST SHEET INCLUDES INQUIRES DOCUMENTATION INFORMATION. | STERILIZATION SUPPLIES (CSSD) CONSUMABLE
13178 | 4228181100500 | SEAL, TAMPER PROOF PLASTIC SURGICAL CONTAINERS WITH STEAM INDICATOR, BLUE UNIVERSAL DISPOSABLE | STERILIZATION SUPPLIES (CSSD) CONSUMABLE
13179 | 4228181100600 | SEAL, TAMPER PROOF PLASTIC SURGICAL CONTAINERS WITH STEAM INDICATOR, GREEN UNIVERSAL DISPOSABLE | STERILIZATION SUPPLIES (CSSD) CONSUMABLE
13180 | 4228181100700 | SEAL, TAMPER PROOF PLASTIC SURGICAL CONTAINERS WITH STEAM INDICATOR, ORANGE UNIVERSAL DISPOSABLE | STERILIZATION SUPPLIES (CSSD) CONSUMABLE
13181 | 4228181100800 | SEAL, TAMPER PROOF PLASTIC SURGICAL CONTAINERS WITH STEAM INDICATOR, RED DISPOSABLE | STERILIZATION SUPPLIES (CSSD) CONSUMABLE
13182 | 4228181100900 | SEAL, TAMPER PROOF PLASTIC SURGICAL CONTAINERS WITH STEAM INDICATOR, VIOLET UNIVERSAL DISPOSABLE | STERILIZATION SUPPLIES (CSSD) CONSUMABLE
13183 | 4228181101000 | SEAL, TAMPER PROOF PLASTIC SURGICAL CONTAINERS WITH STEAM INDICATOR, WHITE UNIVERSAL DISPOSABLE | STERILIZATION SUPPLIES (CSSD) CONSUMABLE
13184 | 4228181101100 | SEAL, TAMPER PROOF PLASTIC SURGICAL CONTAINERS WITH STEAM INDICATOR, YELLOW UNIVERSAL DISPOSABLE | STERILIZATION SUPPLIES (CSSD) CONSUMABLE
13185 | 4228181101200 | SEAL TAMPER PROOF PLASTIC FOR MARTIN CONTAINERS WITH STEAM INDICATOR DISPOSABLE | STERILIZATION SUPPLIES (CSSD) CONSUMABLE
13186 | 4228190000800 | TRANSPORTABLE CONTAINER TRANSPARENT LIGHT WEIGHT, PUNCTURE PROOF, PROPYLENE WITH SECURE LOCKABLE LID SIZE: WIDTH 45CM LENGTH 65CM HEIGHT 20-25CM | STERILIZATION SUPPLIES (CSSD) CONSUMABLE
13187 | 4228190000900 | TRANSPORTATION BOX, FOR DELIVERING STERILE INSTRUMENT, PROPYLENE PLASTIC MATERIAL, FREE LID LOCKABLE ATTACHED TO BOTH SIDES AND WELL SECURED, COLOR BLUE, WASHABLE UP TO 95 DEGREE BOX, DURABLE, EXTERNAL SIZE 30 X 20 X 17-19 CM | STERILIZATION SUPPLIES (CSSD) CONSUMABLE
13188 | 4228190001000 | TRANSPORTATION BOX, FOR DELIVERING STERILE INSTRUMENT, PROPYLENE PLASTIC MATERIAL, FREE LID LOCKABLE ATTACHED TO BOTH SIDES AND WELL SECURED, COLOR BLUE, W/O LABEL POCKETWASHABLE UP TO 95 DEGREE BOX, DURABLE, EXTERNAL SIZE 40 X 30 X 22-25 CM | STERILIZATION SUPPLIES (CSSD) CONSUMABLE
13189 | 4228190001400 | VACUUM STORAGE AND TRANSPORT POUCHES SIZE 35 X 50 CM WHICH INCLUDE ACCESSORIES: RUBBER AND PAPER INDICATOR.. | STERILIZATION SUPPLIES (CSSD) CONSUMABLE
13190 | 4228190001500 | VACUUM STORAGE AND TRANSPORT POUCHES SIZE 44 X 60 CM WHICH INCLUDE ACCESSORIES: RUBBER AND PAPER INDICATOR .. | STERILIZATION SUPPLIES (CSSD) CONSUMABLE
13191 | 4228190001600 | VACUUM STORAGE AND TRANSPORT POUCHES SIZE 44 X 80 CM WHICH INCLUDE ACCESSORIES: RUBBER AND PAPER INDICATOR.. | STERILIZATION SUPPLIES (CSSD) CONSUMABLE
13192 | 4228190001800 | TRANSPORTATION BOX FOR DELIVERING STERILE INSTRUMENT PROPYLENE PLASTIC MATERIAL FREE LID LOCKABLE ATTACHED TO BOTH SIDES AND WELL SECURED COLOR BLUE W/ LABEL POCKET WASHABLE UP TO 95 DEGREE BOX DURABLE EXTERNAL SIZE 30 X 20X 12 CM. | STERILIZATION SUPPLIES (CSSD) CONSUMABLE
13193 | 4228190001900 | ADULT CURE WRAP WATER WARNING WITH A SOFT MESH, SECURED VIA PRESSURE SENSITIVE ADHESIVESTRIPS WHICH ADHERE TO THE GARMENT AND NOT THE PATIENT ,SIZE ADULT SINGLE USE COMPATIBLE WITH CRITICOOL OR EQUIVALENT | ANESTHESIA AND RESPIRATORY SUPPLEMENTARY
13194 | 4228190002000 | PEDIATRIC MD CURE WRAP WATER WARNING WITH A SOFT MESH, SECURED VIA PRESSURE SENSITIVE ADHESIVESTRIPS WHICH ADHERE TO THE GARMENT AND NOT THE PATIENT ,SIZE PEDIATRIC ,SINGLE USE COMPATIBLE WITH CRITICOOL OR EQUIVALENT | ANESTHESIA AND RESPIRATORY SUPPLEMENTARY
13195 | 4228190002100 | PEDIATRIC XL CURE WRAP WATER WARNING WITH A SOFT MESH SECURED VIA PRESSURE SENSITIVE ADHESIVESTRIPS WHICH ADHERE TO THE GARMENT AND NOT THE PATIENT FOR PEDICATRIC EXTRA LARG SINGLE USE COMPATIBLE WITH CRITICOOL OR EQUIVALENT | ANESTHESIA AND RESPIRATORY SUPPLEMENTARY
13196 | 4228190002200 | INFANT CURE WRAP WATER WARNING WITH A SOFT MESH, SECURED VIA PRESSURE SENSITIVE ADHESIVESTRIPS WHICH ADHERE TO THE GARMENT AND NOT THE PATIENT ,SIZE INFANT SINGLE USE COMPATIBLE WITH CRITICOOL OR EQUIVALENT | ANESTHESIA AND RESPIRATORY SUPPLEMENTARY
13197 | 4228190002300 | INFANT CURE WRAP WATER WARNING WITH A SOFT MESH, SECURED VIA PRESSURE SENSITIVE ADHESIVESTRIPS WHICH ADHERE TO THE GARMENT AND NOT THE PATIENT , SIZE INFANT EXTRA SMALL, SINGLE USE COMPATIBLE WITH CRITICOOL OR EQUIVALENT | ANESTHESIA AND RESPIRATORY SUPPLEMENTARY
13198 | 4228190100000 | CLIP LABEL STAINLESS STEEL, COMPATIBLE WITH MESH TRAY, FOR LASER MARKING BARCODING 55 X 30 MM | STERILIZATION SUPPLIES (CSSD) CONSUMABLE
13199 | 4228190100100 | HOLDER COUNTING SHEET SLOTTED | STERILIZATION SUPPLIES (CSSD) CONSUMABLE
13200 | 4228190100300 | WRAPPING SHEET, NON-WOVEN SPUNBOND MELTBLOWN SPUNBOND (SMS), THICKNESS 80 GSM, COMPATIBLE WITH THE STEAM STERILIZATION AND HYDROGEN PEROXIDE STERILIZATION SYSTEMS, NON-LEACHING AND ODORLESS, MICROBIAL BARRIER, TEAR RESISTANCE, AIR PERMEABILITY AND BURST STRENGTH, WRAPPING SHEETS GREEN OR BLUE, SIZE 100CM X 122 CM | STERILIZATION SUPPLIES (CSSD) CONSUMABLE
13201 | 4228190100500 | WRAPPING SHEET, NON-WOVEN SPUNBOND MELTBLOWN SPUNBOND (SMS), THICKNESS 80 GSM, COMPATIBLE WITH THE STEAM STERILIZATION AND HYDROGEN PEROXIDE STERILIZATION SYSTEMS, NON-LEACHING AND ODORLESS, MICROBIAL BARRIER, TEAR RESISTANCE, AIR PERMEABILITY AND BURST STRENGTH, WRAPPING SHEETS GREEN OR BLUE, SIZE 136CM X 150 CM | STERILIZATION SUPPLIES (CSSD) CONSUMABLE
13202 | 4228190100700 | WRAPPING SHEET, NON-WOVEN SPUNBOND MELTBLOWN SPUNBOND (SMS), THICKNESS 80 GSM, COMPATIBLE WITH THE STEAM STERILIZATION AND HYDROGEN PEROXIDE STERILIZATION SYSTEMS, NON-LEACHING AND ODORLESS, MICROBIAL BARRIER, TEAR RESISTANCE, AIR PERMEABILITY AND BURST STRENGTH, WRAPPING SHEETS GREEN OR BLUE, SIZE 150CM X 188 CM | STERILIZATION SUPPLIES (CSSD) CONSUMABLE
13203 | 4228190100800 | WRAPPING SHEET, NON-WOVEN SPUNBOND MELTBLOWN SPUNBOND (SMS), THICKNESS 60 GSM, COMPATIBLE WITH THE STEAM STERILIZATION AND HYDROGEN PEROXIDE STERILIZATION SYSTEMS, NON-LEACHING AND ODORLESS, MICROBIAL BARRIER, TEAR RESISTANCE, AIR PERMEABILITY AND BURST STRENGTH, WRAPPING SHEETS GREEN OR BLUE, SIZE 30CM X 30 CM | STERILIZATION SUPPLIES (CSSD) CONSUMABLE
13204 | 4228190100900 | WRAPPING SHEET, NON-WOVEN SPUNBOND MELTBLOWN SPUNBOND (SMS), THICKNESS 60 GSM, COMPATIBLE WITH THE STEAM STERILIZATION AND HYDROGEN PEROXIDE STERILIZATION SYSTEMS, NON-LEACHING AND ODORLESS, MICROBIAL BARRIER, TEAR RESISTANCE, AIR PERMEABILITY AND BURST STRENGTH, WRAPPING SHEETS GREEN OR BLUE, SIZE 50CM X 50 CM | STERILIZATION SUPPLIES (CSSD) CONSUMABLE
13205 | 4228190101000 | WRAPPING SHEET, NON-WOVEN SPUNBOND MELTBLOWN SPUNBOND (SMS), THICKNESS 60 GSM, COMPATIBLE WITH THE STEAM STERILIZATION AND HYDROGEN PEROXIDE STERILIZATION SYSTEMS, NON-LEACHING AND ODORLESS, MICROBIAL BARRIER, TEAR RESISTANCE, AIR PERMEABILITY AND BURST STRENGTH, WRAPPING SHEETS GREEN OR BLUE, SIZE 60CM X 60 CM | STERILIZATION SUPPLIES (CSSD) CONSUMABLE
13206 | 4228190101100 | WRAPPING SHEET, NON-WOVEN SPUNBOND MELTBLOWN SPUNBOND (SMS), THICKNESS 60 GSM, COMPATIBLE WITH THE STEAM STERILIZATION AND HYDROGEN PEROXIDE STERILIZATION SYSTEMS, NON-LEACHING AND ODORLESS, MICROBIAL BARRIER, TEAR RESISTANCE, AIR PERMEABILITY AND BURST STRENGTH, WRAPPING SHEETS GREEN OR BLUE, SIZE 75CM X 75 CM | STERILIZATION SUPPLIES (CSSD) CONSUMABLE
13207 | 4228190101400 | WRAPPER STERILIZATION WETLAID NONWOVEN PAPER 120 X 120 CM 70 GSM GREEN MEDICAL GRADE | STERILIZATION SUPPLIES (CSSD) CONSUMABLE
13208 | 4228190101500 | WRAPPER STERILIZATION WETLAID NON WOVEN PAPER 137 X 137 CM 70 GSM GREEN MEDICAL GRADE | STERILIZATION SUPPLIES (CSSD) CONSUMABLE
13209 | 4228190101600 | WRAPPER STERILIZATION WETLAID NONWOVEN PAPER 30 X 30 CM 60 GSM GREEN MEDICAL GRADE | STERILIZATION SUPPLIES (CSSD) CONSUMABLE
13210 | 4228190101700 | WRAPPER STERILIZATION WETLAID NONWOVEN PAPER 50 X 50 CM 60 GSM GREEN MEDICAL GRADE | STERILIZATION SUPPLIES (CSSD) CONSUMABLE
13211 | 4228190101800 | WRAPPER STERILIZATION WETLAID NONWOVEN PAPER 60 X 60 CM 60 GSM GREEN MEDICAL GRADE | STERILIZATION SUPPLIES (CSSD) CONSUMABLE
13212 | 4228190101900 | WRAPPER STERILIZATION WETLAID NONWOVEN PAPER 75 X 75 CM 60 GSM GREEN MEDICAL GRADE | STERILIZATION SUPPLIES (CSSD) CONSUMABLE
13213 | 4228190102000 | WRAPPER STERILIZATION WETLAID NONWOVEN PAPER 90 X 90 CM 60 GSM GREEN MEDICAL GRADE | STERILIZATION SUPPLIES (CSSD) CONSUMABLE
13214 | 4228190200700 | POUCH STEAM STERILIZATION PRE-CUT FLAT SELF-SEAL MEDICAL GRADE PAPER NOT LESS THAN 60 GSM (WHITE) THICK PLASTIC TRANSPARENT FILM PUNCTURE RESISTANT INDICATOR TYPE 1 PRINTED AT DISTANCE EVERY 15 CM SEAL EDGE 9 MM SIZE: L 380 MM X W 150 MM. | STERILIZATION SUPPLIES (CSSD) CONSUMABLE
13215 | 4228190201900 | WRAPPING SHEET, NON-WOVEN SPUNBOND MELTBLOWN SPUNBOND (SMS), THICKNESS 80 GSM, COMPATIBLE WITH THE STEAM STERILIZATION AND HYDROGEN PEROXIDE STERILIZATION SYSTEMS, NON-LEACHING AND ODORLESS, MICROBIAL BARRIER, TEAR RESISTANCE, AIR PERMEABILITY AND BURST STRENGTH, WRAPPING SHEETS GREEN OR BLUE, SIZE 100 CM X 100 CM | STERILIZATION SUPPLIES (CSSD) CONSUMABLE
13216 | 4228190202900 | WRAPPING SHEET NON-WOVEN SPUNBOND MELTBLOWN SPUNBOND (SMS) TWO LAYERS BONDED SIMULTANEOUS EACH LAYER DIFFERENT COLOR EACH LAYER THICKNESS 80 GSM COMPATIBLE WITH THE STEAM STERILIZATION AND HYDROGEN PEROXIDE STERILIZATION SYSTEMS NON-LEACHING AND ODORLESS MICROBIAL BARRIER TEAR RESISTANCE AIR PERMEABILITY AND BURST STRENGTH WRAPPING SHEETS SIZE 150 CM X 150 CM. | STERILIZATION SUPPLIES (CSSD) CONSUMABLE
13217 | 4228190203400 | BIOLOGICAL INDICATOR, CHALLENGE PACK FOR STEAM STERILIZER (SELF-CONTAINED BIOLOGICAL INDICATOR PLUS CHEMICAL INTEGRATOR TYPE 5) , READOUT INCUBATION TIME LESS THAN 30 MIN, EXTERNAL CHEMICAL INDICATOR TYPE 1, PROVIDE BIOLOGICAL INDICATOR CONTROL WITH SAME LOT NUMBER. | STERILIZATION SUPPLIES (CSSD) CONSUMABLE
13218 | 4228190204100 | WRAPPING SHEET, NON-WOVEN SPUNBOND MELTBLOWN SPUNBOND (SMS), THICKNESS 60 GSM, COMPATIBLE WITH THE STEAM STERILIZATION AND HYDROGEN PEROXIDE STERILIZATION SYSTEMS, NON-LEACHING AND ODORLESS, MICROBIAL BARRIER, TEAR RESISTANCE, AIR PERMEABILITY AND BURST STRENGTH, WRAPPING SHEETS GREEN OR BLUE, SIZE 40 CM X 40 CM | STERILIZATION SUPPLIES (CSSD) CONSUMABLE
13219 | 4228190204200 | WRAPPING SHEET, NON-WOVEN SPUNBOND MELTBLOWN SPUNBOND (SMS), THICKNESS 80 GSM, COMPATIBLE WITH THE STEAM STERILIZATION AND HYDROGEN PEROXIDE STERILIZATION SYSTEMS, NON-LEACHING AND ODORLESS, MICROBIAL BARRIER, TEAR RESISTANCE, AIR PERMEABILITY AND BURST STRENGTH, WRAPPING SHEETS GREEN OR BLUE, SIZE 140 CM X 140 CM | STERILIZATION SUPPLIES (CSSD) CONSUMABLE
13220 | 4228190204300 | WRAPPING SHEET, NON-WOVEN SPUNBOND MELTBLOWN SPUNBOND (SMS), THICKNESS 60 GSM, COMPATIBLE WITH THE STEAM STERILIZATION AND HYDROGEN PEROXIDE STERILIZATION SYSTEMS, NON-LEACHING AND ODORLESS, MICROBIAL BARRIER, TEAR RESISTANCE, AIR PERMEABILITY AND BURST STRENGTH, WRAPPING SHEETS GREEN OR BLUE, SIZE 90 CM X 90 CM | STERILIZATION SUPPLIES (CSSD) CONSUMABLE
13221 | 4228190204400 | TYVEK POUCH H2O2 STERILIZATION ROLL FLAT, 70 GSM, PUNCTURE RESISTANT PLASTIC, TRANSPARENT FILM, PROCESS INDICATOR TYPE 1 PRINTED AT DISTANCE EVERY 15 CM, SIZE: 150 MM X 70 M | STERILIZATION SUPPLIES (CSSD) CONSUMABLE
13222 | 4228190204500 | TYVEK POUCH H2O2 STERILIZATION ROLL FLAT, 70 GSM, PUNCTURE RESISTANT PLASTIC, TRANSPARENT FILM, PROCESS INDICATOR TYPE 1 PRINTED AT DISTANCE EVERY 15 CM, SIZE: 350 MM X 70 M | STERILIZATION SUPPLIES (CSSD) CONSUMABLE
13223 | 4228190204600 | STEAM POUCH STERILIZATION ROLL GUSSET, MEDICAL GRADE, NOT LESS THAN 60 GSM, PUNCTURE RESISTANT PLASTIC, TRANSPARENT FILM, PROCESS INDICATOR TYPE 1 PRINTED AT DISTANCE EVERY 15 CM, SIZE: 300 MM X100 MM X 100 M. | STERILIZATION SUPPLIES (CSSD) CONSUMABLE
13224 | 4228190205000 | WRAPPING SHEET, NON-WOVEN SPUNBOND MELTBLOWN SPUNBOND (SMS), TWO LAYERS BONDED, SIMULTANEOUS, EACH LAYER DIFFERENT COLOR, EACH LAYER THICKNESS 60 GSM, COMPATIBLE WITH THE STEAM STERILIZATION AND HYDROGEN PEROXIDE STERILIZATION SYSTEMS, NON-LEACHING AND ODORLESS, MICROBIAL BARRIER, TEAR RESISTANCE, AIR PERMEABILITY AND BURST STRENGTH, WRAPPING SHEETS SIZE 60 CM X 60 CM | STERILIZATION SUPPLIES (CSSD) CONSUMABLE
13225 | 4228190205100 | WRAPPING SHEET, NON-WOVEN SPUNBOND MELTBLOWN SPUNBOND (SMS), TWO LAYERS BONDED, SIMULTANEOUS, EACH LAYER DIFFERENT COLOR, EACH LAYER THICKNESS 60 GSM, COMPATIBLE WITH THE STEAM STERILIZATION AND HYDROGEN PEROXIDE STERILIZATION SYSTEMS, NON-LEACHING AND ODORLESS, MICROBIAL BARRIER, TEAR RESISTANCE, AIR PERMEABILITY AND BURST STRENGTH, WRAPPING SHEETS SIZE 76 CM X 76 CM | STERILIZATION SUPPLIES (CSSD) CONSUMABLE
13226 | 4228190205200 | WRAPPING SHEET, NON-WOVEN SPUNBOND MELTBLOWN SPUNBOND (SMS), TWO LAYERS BONDED, SIMULTANEOUS, EACH LAYER DIFFERENT COLOR, EACH LAYER THICKNESS 60 GSM, COMPATIBLE WITH THE STEAM STERILIZATION AND HYDROGEN PEROXIDE STERILIZATION SYSTEMS, NON-LEACHING AND ODORLESS, MICROBIAL BARRIER, TEAR RESISTANCE, AIR PERMEABILITY AND BURST STRENGTH, WRAPPING SHEETS SIZE 91 CM X 91 CM | STERILIZATION SUPPLIES (CSSD) CONSUMABLE
13227 | 4228190205300 | WRAPPING SHEET, NON-WOVEN SPUNBOND MELTBLOWN SPUNBOND (SMS), TWO LAYERS BONDED, SIMULTANEOUS, EACH LAYER DIFFERENT COLOR, EACH LAYER THICKNESS 80 GSM, COMPATIBLE WITH THE STEAM STERILIZATION AND HYDROGEN PEROXIDE STERILIZATION SYSTEMS, NON-LEACHING AND ODORLESS, MICROBIAL BARRIER, TEAR RESISTANCE, AIR PERMEABILITY AND BURST STRENGTH, WRAPPING SHEETS SIZE 114 CM X 114 CM | STERILIZATION SUPPLIES (CSSD) CONSUMABLE
13228 | 4228190205500 | WRAPPING SHEET, NON-WOVEN SPUNBOND MELTBLOWN SPUNBOND (SMS), TWO LAYERS BONDED, SIMULTANEOUS, EACH LAYER DIFFERENT COLOR, EACH LAYER THICKNESS 80 GSM, COMPATIBLE WITH THE STEAM STERILIZATION AND HYDROGEN PEROXIDE STERILIZATION SYSTEMS, NON-LEACHING AND ODORLESS, MICROBIAL BARRIER, TEAR RESISTANCE, AIR PERMEABILITY AND BURST STRENGTH, WRAPPING SHEETS SIZE 137 CM X 137 CM | STERILIZATION SUPPLIES (CSSD) CONSUMABLE
13229 | 4228190205600 | WRAPPING SHEET, NON-WOVEN SPUNBOND MELTBLOWN SPUNBOND (SMS), TWO LAYERS BONDED, SIMULTANEOUS, EACH LAYER DIFFERENT COLOR, EACH LAYER THICKNESS 60 GSM, COMPATIBLE WITH THE STEAM STERILIZATION AND HYDROGEN PEROXIDE STERILIZATION SYSTEMS, NON-LEACHING AND ODORLESS, MICROBIAL BARRIER, TEAR RESISTANCE, AIR PERMEABILITY AND BURST STRENGTH, WRAPPING SHEETS SIZE 38 CM X 38 CM | STERILIZATION SUPPLIES (CSSD) CONSUMABLE
13230 | 4228190206000 | INSTRUMENT TAG, PRINTED REPAIR | STERILIZATION SUPPLIES (CSSD) CONSUMABLE
13231 | 4228190206100 | LINT REMOVER ROLLER ADHESIVE WITH HANDLE | STERILIZATION SUPPLIES (CSSD) CONSUMABLE
13232 | 4228190206500 | TAPE COLOR CODING ROLL LATEX FREE SURGICAL INSTRUMENTS 2.5 - 3.0 MM, LENGTH NOT LESS THAN 3000MM, GREEN | STERILIZATION SUPPLIES (CSSD) CONSUMABLE
13233 | 4228190206600 | TAPE COLOR CODING ROLL LATEX FREE SURGICAL INSTRUMENTS 2.5 - 3.0 MM, LENGTH NOT LESS THAN 3000MM, WHITE | STERILIZATION SUPPLIES (CSSD) CONSUMABLE
13234 | 4228190206700 | TAPE COLOR CODING ROLL LATEX FREE SURGICAL INSTRUMENTS 2.5 - 3.0 MM, LENGTH NOT LESS THAN 3000MM, BLACK | STERILIZATION SUPPLIES (CSSD) CONSUMABLE
13235 | 4228190206800 | TAPE COLOR CODING ROLL LATEX FREE SURGICAL INSTRUMENTS 2.5 - 3.0 MM, LENGTH NOT LESS THAN 3000MM, BLUE | STERILIZATION SUPPLIES (CSSD) CONSUMABLE
13236 | 4228190206900 | TAPE COLOR CODING ROLL LATEX FREE SURGICAL INSTRUMENTS 2.5 - 3.0 MM, LENGTH NOT LESS THAN 3000MM, BROWN | STERILIZATION SUPPLIES (CSSD) CONSUMABLE
13237 | 4228190207200 | TAPE COLOR CODING ROLL LATEX FREE SURGICAL INSTRUMENTS 2.5 - 3.0 MM, LENGTH NOT LESS THAN 3000MM, ORANGE | STERILIZATION SUPPLIES (CSSD) CONSUMABLE
13238 | 4228190207300 | TAPE COLOR CODING ROLL LATEX FREE SURGICAL INSTRUMENTS 2.5 - 3.0 MM, LENGTH NOT LESS THAN 3000MM, PURPLE | STERILIZATION SUPPLIES (CSSD) CONSUMABLE
13239 | 4228190207400 | TAPE COLOR CODING ROLL LATEX FREE SURGICAL INSTRUMENTS 2.5 - 3.0 MM, LENGTH NOT LESS THAN 3000MM, RED | STERILIZATION SUPPLIES (CSSD) CONSUMABLE
13240 | 4228190207500 | TAPE, IDENTIFICATION SURGICAL INSTRUMENTS SHEET WITH DIAGNOSTIC STRIPES RED/ WHITE | STERILIZATION SUPPLIES (CSSD) CONSUMABLE
13241 | 4228190207600 | TAPE COLOR CODING ROLL LATEX FREE SURGICAL INSTRUMENTS 2.5 - 3.0 MM, LENGTH NOT LESS THAN 3000MM, YELLOW | STERILIZATION SUPPLIES (CSSD) CONSUMABLE
13242 | 4228190207700 | TAPE, IDENTIFICATION SURGICAL INSTRUMENTS SHEET WITH DIAGNOSTIC STRIPES GREEN/BLACK | STERILIZATION SUPPLIES (CSSD) CONSUMABLE
13243 | 4228190208000 | WRAPPING SHEET TWO LAYERS BONDED EACH LAYER DIFFERENT COLOR SIMULTANEOUS NON-WOVEN SPUNBOND MELTBLOWN SPUNBOND (SMS) THICKNESS 43 GSM/ WETLAID 40 GSM COMPATIBLE WITH THE STEAM STERILIZATION AND ETHYLENE OXIDE STERILIZATION SYSTEMS NON-LEACHING AND ODORLESS MICROBIAL BARRIER TEAR RESISTANCE AIR PERMEABILITY AND BURST STRENGTH WRAPPING SHEETS SIZE : 90 CM X 90 CM. | STERILIZATION SUPPLIES (CSSD) CONSUMABLE
13244 | 4228190208100 | WRAPPING SHEET TWO LAYERS BONDED EACH LAYER DIFFERENT COLOR SIMULTANEOUS NON-WOVEN SPUNBOND MELTBLOWN SPUNBOND (SMS) THICKNESS 70 GSM/ WETLAID 60 GSM COMPATIBLE WITH THE STEAM STERILIZATION AND ETHYLENE OXIDE STERILIZATION SYSTEMS NON-LEACHING AND ODORLESS MICROBIAL BARRIER TEAR RESISTANCE AIR PERMEABILITY AND BURST STRENGTH WRAPPING SHEETS SIZE : 100 CM X 100 CM. | STERILIZATION SUPPLIES (CSSD) CONSUMABLE
13245 | 4228190208200 | WRAPPING SHEET TWO LAYERS BONDED EACH LAYER DIFFERENT COLOR SIMULTANEOUS NON-WOVEN SPUNBOND MELTBLOWN SPUNBOND (SMS) THICKNESS 70 GSM/ WETLAID 60 GSM COMPATIBLE WITH THE STEAM STERILIZATION AND ETHYLENE OXIDE STERILIZATION SYSTEMS NON-LEACHING AND ODORLESS MICROBIAL BARRIER TEAR RESISTANCE AIR PERMEABILITY AND BURST STRENGTH WRAPPING SHEETS SIZE : 120 CM X 120 CM. | STERILIZATION SUPPLIES (CSSD) CONSUMABLE
13246 | 4228190300100 | COVER, PLASTIC TRANSPARENT, SELF-SEALING PREPRINTED WITH STERILITY MAINTENANCE FOR PROTECTING STERILE PACKAGES DURING STORAGE AND TR ANSPORTATION, SIZE 60-61 X 75-77 CM | STERILIZATION SUPPLIES (CSSD) CONSUMABLE
13247 | 4228190300200 | DISTAL CAP, FOR SIDEVIEW DUODENOSCOPE, 13.4MM TO 13.7MM DISTAL SCOPE DIAMETER, COMPATIBLE WITH EACH HOSPITAL MACHINE, SINGLE USE | ENDOSCOPY CONSUMABLES SUPPLIES
13248 | 4228190300500 | COVER, PLASTIC TRANSPARENT, SELF-SEALING PREPRINTED WITH STERILITY MAINTENANCE COVER FOR USE AFTER STERILIZATION, 20 X 30 CM. | STERILIZATION SUPPLIES (CSSD) CONSUMABLE
13249 | 4228190300600 | COVER, PLASTIC TRANSPARENT, SELF-SEALING PREPRINTED WITH STERILITY MAINTENANCE COVER FOR USE AFTER STERILIZATION, 30-31 X 50-56CM. | STERILIZATION SUPPLIES (CSSD) CONSUMABLE
13250 | 4228190300700 | COVER, PLASTIC TRANSPARENT, SELF-SEALING PREPRINTED WITH STERILITY MAINTENANCE, COVER FOR USE AFTER STERILIZATION 40-42 X 56CM. | STERILIZATION SUPPLIES (CSSD) CONSUMABLE
13251 | 4228190300800 | COVER, PLASTIC TRANSPARENT, SELF-SEALING PREPRINTED, WITH STERILITY MAINTENANCE COVER FOR USE AFTER STERILIZATION 40-42X 70-76CM. | STERILIZATION SUPPLIES (CSSD) CONSUMABLE
13252 | 4228190400000 | POUCH STEAM STERILIZATION PAPER TO PAPER, THICKNESS 60 GSM, SERRATED TOP, HEAT SEAL MEDICAL GRADE, 140X75X250MM | STERILIZATION SUPPLIES (CSSD) CONSUMABLE
13253 | 4228190400200 | POUCH STEAM STERILIZATION PAPER TO PAPER 250X100X380MM HEAT SEAL MEDICAL GRADE | STERILIZATION SUPPLIES (CSSD) CONSUMABLE
13254 | 4228190400600 | POUCH STEAM STERILIZATION PAPER TO PAPER 90X50X125MM HEAT SEAL MEDICAL GRADE | STERILIZATION SUPPLIES (CSSD) CONSUMABLE
13255 | 4228190400700 | POUCH STEAM STERILIZATION PAPER TO PAPER, THICKNESS 60 GSM, SERRATED TOP, HEAT SEAL MEDICAL GRADE, 90X50X250MM | STERILIZATION SUPPLIES (CSSD) CONSUMABLE
13256 | 4228190403200 | SELF-SEALING WITH BLUE-TINTED TRANSPARENT FILM FOR EASY DETECTION OF PUNCTURES OR TEARS.EQUIPPED WITH INTERNAL AND EXTERNAL CHEMICAL INDICATORS; MULTIPLE SEALS FOR MAXIMUM PROTECTION.SIZE: 4.5 X 9 INCHES (1000 POUCH/BOX) | DENTAL GENERAL SUPPLIES
13257 | 4228190403300 | POUCH STEAM STERILIZATION PRE-CUT FLAT SELF SEAL, MEDICAL GRADE PAPER NOT LESS THAN 60 GSM (WHITE), THICK PLASTIC TRANSPARENT FILM, PUNCTURE RESISTANT INDICATOR TYPE 1 PRINTED AT DISTANCE EVERY 15 CM, SEAL EDGE 9 MM, SIZE: L 400 MM X W 205 MM | STERILIZATION SUPPLIES (CSSD) CONSUMABLE
13258 | 4228190403400 | SELF-SEALING WITH BLUE-TINTED TRANSPARENT FILM FOR EASY DETECTION OF PUNCTURES OR TEARS.EQUIPPED WITH INTERNAL AND EXTERNAL CHEMICAL INDICATORS; MULTIPLE SEALS FOR MAXIMUM PROTECTION.SIZE: 6.5 X10 INCHES (1000 POUCH/BOX). | DENTAL GENERAL SUPPLIES
13259 | 4228190403600 | POUCH STEAM STERILIZATION PRE-CUT FLAT SELF-SEAL MEDICAL GRADE PAPER NOT LESS THAN 60 GSM (WHITE) THICK PLASTIC TRANSPARENT FILM PUNCTURE RESISTANT INDICATOR TYPE 1 PRINTED AT DISTANCE EVERY 15 CM SEAL EDGE 9 MM SIZE: L 230 MM X W 90 MM. | STERILIZATION SUPPLIES (CSSD) CONSUMABLE
13260 | 4228190404500 | KIT, ACCESSORIES, CONTAINS, RIBBON, PRINT OUT PAPER, VAPORIZER PLATE, COLLECTION BOX, FOR STERRAD, 100 S | STERILIZATION SUPPLIES (CSSD) CONSUMABLE
13261 | 4228190404700 | STEAM POUCH STERILIZATION ROLL FLAT MEDICAL GRADE NOT LESS THAN 60 GSM PUNCTURE RESISTANT PLASTIC TRANSPARENT FILM PROCESS INDICATOR TYPE 1 PRINTED AT DISTANCE EVERY 15 CM SIZE: 420 MM X 100 M.. | STERILIZATION SUPPLIES (CSSD) CONSUMABLE
13262 | 4228190404900 | BAG, BIOHAZARD, SEALED, TO KEEP THE ITEM MOIST, SINGLE USE, SIZE, 200 MM X 350 MM | STERILIZATION SUPPLIES (CSSD) CONSUMABLE
13263 | 4228190405200 | BAG, BIOHAZARD, SEALED, TO KEEP THE ITEM MOIST, SINGLE USE, SIZE, 650 MM X 770 MM | STERILIZATION SUPPLIES (CSSD) CONSUMABLE
13264 | 4228190405300 | POUCH STEAM STERILIZATION PRE-CUT GUSSET HEAT SEAL MEDICAL GRADE PAPER NOT LESS THAN 60 GSM (WHITE) THICK PLASTIC TRANSPARENT FILM PUNCTURE RESISTANT INDICATOR TYPE 1 PRINTED AT DISTANCE EVERY 15 CM SEAL EDGE 9 MM SIZE: L 355MM X W 230 MM X H 100MM | STERILIZATION SUPPLIES (CSSD) CONSUMABLE
13265 | 4228190405500 | POUCH STEAM STERILIZATION PRE-CUT FLAT SELF-SEAL MEDICAL GRADE PAPER NOT LESS THAN 60 GSM (WHITE) THICK PLASTIC TRANSPARENT FILM PUNCTURE RESISTANT INDICATOR TYPE 1 PRINTED AT DISTANCE EVERY 15 CM SEAL EDGE 9 MM SIZE: L 300 MM X W 110 MM | STERILIZATION SUPPLIES (CSSD) CONSUMABLE
13266 | 4228190405600 | POUCH STEAM STERILIZATION PRE-CUT FLAT SELF-SEAL MEDICAL GRADE PAPER NOT LESS THAN 60 GSM (WHITE) THICK PLASTIC TRANSPARENT FILM PUNCTURE RESISTANT INDICATOR TYPE 1 PRINTED AT DISTANCE EVERY 15 CM SEAL EDGE 9 MM SIZE: L 280 MM X W 130 MM | STERILIZATION SUPPLIES (CSSD) CONSUMABLE
13267 | 4228190405700 | POUCH STEAM STERILIZATION PRE-CUT FLAT HEAT SEAL MEDICAL GRADE PAPER NOT LESS THAN 60 GSM (WHITE) THICK PLASTIC TRANSPARENT FILM PUNCTURE RESISTANT INDICATOR TYPE 1 PRINTED AT DISTANCE EVERY 15 CM SEAL EDGE 9 MM SIZE: L 360 MM X W 150 MM | STERILIZATION SUPPLIES (CSSD) CONSUMABLE
13268 | 4228190405900 | POUCH STEAM STERILIZATION PRE-CUT FLAT HEAT SEAL MEDICAL GRADE PAPER NOT LESS THAN 60 GSM (WHITE) THICK PLASTIC TRANSPARENT FILM PUNCTURE RESISTANT INDICATOR TYPE 1 PRINTED AT DISTANCE EVERY 15 CM SEAL EDGE 9 MM SIZE: L 250 MM X W 200 MM | STERILIZATION SUPPLIES (CSSD) CONSUMABLE
13269 | 4228190406000 | POUCH STEAM STERILIZATION PRE-CUT GUSSET HEAT SEAL MEDICAL GRADE PAPER NOT LESS THAN 60 GSM (WHITE) THICK PLASTIC TRANSPARENT FILM PUNCTURE RESISTANT INDICATOR TYPE 1 PRINTED AT DISTANCE EVERY 15 CM SEAL EDGE 9 MM SIZE: L 460 MM X W 250 MM X H 50 MM | STERILIZATION SUPPLIES (CSSD) CONSUMABLE
13270 | 4228190406100 | POUCH STEAM STERILIZATION PRE-CUT FLAT SELF-SEAL MEDICAL GRADE PAPER NOT LESS THAN 60 GSM (WHITE) THICK PLASTIC TRANSPARENT FILM PUNCTURE RESISTANT INDICATOR TYPE 1 PRINTED AT DISTANCE EVERY 15 CM SEAL EDGE 9 MM SIZE: L 230 MM X W 50 MM | STERILIZATION SUPPLIES (CSSD) CONSUMABLE
13271 | 4228190406200 | POUCH STEAM STERILIZATION PRE-CUT FLAT SELF-SEAL MEDICAL GRADE PAPER NOT LESS THAN 60 GSM (WHITE) THICK PLASTIC TRANSPARENT FILM PUNCTURE RESISTANT INDICATOR TYPE 1 PRINTED AT DISTANCE EVERY 15 CM SEAL EDGE 9 MM SIZE: L 100 MM X W 60 MM | STERILIZATION SUPPLIES (CSSD) CONSUMABLE
13272 | 4228190406400 | POUCH STEAM STERILIZATION PRE-CUT FLAT HEAT SEAL MEDICAL GRADE PAPER NOT LESS THAN 60 GSM (WHITE) THICK PLASTIC TRANSPARENT FILM PUNCTURE RESISTANT INDICATOR TYPE 1 PRINTED AT DISTANCE EVERY 15 CM SEAL EDGE 9 MM SIZE: L 150 MM X W 75 MM | STERILIZATION SUPPLIES (CSSD) CONSUMABLE
13273 | 4228190406500 | POUCH STEAM STERILIZATION PRE-CUT FLAT SELF-SEAL MEDICAL GRADE PAPER NOT LESS THAN 60 GSM (WHITE) THICK PLASTIC TRANSPARENT FILM PUNCTURE RESISTANT INDICATOR TYPE 1 PRINTED AT DISTANCE EVERY 15 CM SEAL EDGE 9 MM SIZE: L 300 MM X W 80 MM | STERILIZATION SUPPLIES (CSSD) CONSUMABLE
13274 | 4228190406600 | POUCH STEAM STERILIZATION PRE-CUT FLAT SELF-SEAL MEDICAL GRADE PAPER NOT LESS THAN 60 GSM (WHITE) THICK PLASTIC TRANSPARENT FILM PUNCTURE RESISTANT INDICATOR TYPE 1 PRINTED AT DISTANCE EVERY 15 CM SEAL EDGE 9 MM SIZE: L 170 MM X W 90 MM | STERILIZATION SUPPLIES (CSSD) CONSUMABLE
13275 | 4228190406700 | POUCH STEAM STERILIZATION PRE-CUT FLAT SELF-SEAL MEDICAL GRADE PAPER NOT LESS THAN 60 GSM (WHITE) THICK PLASTIC TRANSPARENT FILM PUNCTURE RESISTANT INDICATOR TYPE 1 PRINTED AT DISTANCE EVERY 15 CM SEAL EDGE 9 MM SIZE: L 250 MM X W 90 MM | STERILIZATION SUPPLIES (CSSD) CONSUMABLE
13276 | 4228190406800 | POUCH STEAM STERILIZATION PRE-CUT GUSSET HEAT SEAL MEDICAL GRADE PAPER NOT LESS THAN 60 GSM (WHITE) THICK PLASTIC TRANSPARENT FILM PUNCTURE RESISTANT INDICATOR TYPE 1 PRINTED AT DISTANCE EVERY 15 CM SEAL EDGE 9 MM SIZE: L 230 MM X W 100 MM X H 50 MM | STERILIZATION SUPPLIES (CSSD) CONSUMABLE
13277 | 4228190407000 | POUCH STEAM STERILIZATION PRE-CUT FLAT SELF-SEAL MEDICAL GRADE PAPER NOT LESS THAN 60 GSM (WHITE) THICK PLASTIC TRANSPARENT FILM PUNCTURE RESISTANT INDICATOR TYPE 1 PRINTED AT DISTANCE EVERY 15 CM SEAL EDGE 9 MM SIZE: L 130 MM X W 70 MM | STERILIZATION SUPPLIES (CSSD) CONSUMABLE
13278 | 4228190407100 | POUCH STEAM STERILIZATION PRE-CUT FLAT SELF-SEAL MEDICAL GRADE PAPER NOT LESS THAN 60 GSM (WHITE) THICK PLASTIC TRANSPARENT FILM PUNCTURE RESISTANT INDICATOR TYPE 1 PRINTED AT DISTANCE EVERY 15 CM SEAL EDGE 9 MM SIZE: L 250 MM X W 70 MM | STERILIZATION SUPPLIES (CSSD) CONSUMABLE
13279 | 4228190407300 | TYVEK POUCH H2O2 STERILIZATION PRE-CUT FLAT HEAT SEAL 70 GSM, PUNCTURE RESISTANT PLASTIC, TRANSPARENT FILM, PROCESS INDICATOR TYPE 1 PRINTED AT DISTANCE EVERY 15 CM, SIZE: L 350 MM X W 210 MM | STERILIZATION SUPPLIES (CSSD) CONSUMABLE
13280 | 4228190407500 | TYVEK POUCH H2O2 STERILIZATION PRE-CUT FLAT HEAT SEAL 70 GSM, PUNCTURE RESISTANT PLASTIC, TRANSPARENT FILM, PROCESS INDICATOR TYPE 1 PRINTED AT DISTANCE EVERY 15 CM, SIZE: L 450 MM X W 320 MM | STERILIZATION SUPPLIES (CSSD) CONSUMABLE
13281 | 4228190407600 | TYVEK POUCH H2O2 STERILIZATION PRE-CUT HEAT SEAL 70 GSM, PUNCTURE RESISTANT PLASTIC, TRANSPARENT FILM, PROCESS INDICATOR TYPE 1 PRINTED AT DISTANCE EVERY 15 CM, SIZE: L 200 MM X W 75 MM | STERILIZATION SUPPLIES (CSSD) CONSUMABLE
13282 | 4228190407700 | TYVEK POUCH H2O2 STERILIZATION PRE-CUT FLAT HEAT SEAL 70 GSM, PUNCTURE RESISTANT PLASTIC, TRANSPARENT FILM, PROCESS INDICATOR TYPE 1 PRINTED AT DISTANCE EVERY 15 CM, SIZE: L 150 MM X W 76 MM | STERILIZATION SUPPLIES (CSSD) CONSUMABLE
13283 | 4228190407800 | TYVEK POUCH H2O2 STERILIZATION PRE-CUT FLAT HEAT SEAL 70 GSM, PUNCTURE RESISTANT PLASTIC, TRANSPARENT FILM, PROCESS INDICATOR TYPE 1 PRINTED AT DISTANCE EVERY 15 CM, SIZE: L 500 MM X W 200 MM | STERILIZATION SUPPLIES (CSSD) CONSUMABLE
13284 | 4228190407900 | TYVEK POUCH H2O2 STERILIZATION PRE-CUT FLAT HEAT SEAL 70 GSM, PUNCTURE RESISTANT PLASTIC, TRANSPARENT FILM, PROCESS INDICATOR TYPE 1 PRINTED AT DISTANCE EVERY 15 CM, SIZE: L 75 MM X W 70 MM | STERILIZATION SUPPLIES (CSSD) CONSUMABLE
13285 | 4228190408000 | TYVEK POUCH H2O2 STERILIZATION PRE-CUT FLAT HEAT SEAL 70 GSM, PUNCTURE RESISTANT PLASTIC, TRANSPARENT FILM, PROCESS INDICATOR TYPE 1 PRINTED AT DISTANCE EVERY 15 CM, SIZE: L 90 MM X W 70 MM | STERILIZATION SUPPLIES (CSSD) CONSUMABLE
13286 | 4228190408100 | POUCH STEAM STERILIZATION PAPER TO PAPER, THICKNESS 60 GSM, SERRATED TOP, HEAT SEAL MEDICAL GRADE, 110X30X380MM | STERILIZATION SUPPLIES (CSSD) CONSUMABLE
13287 | 4228190408200 | POUCH STEAM STERILIZATION PAPER TO PAPER, THICKNESS 60 GSM, SERRATED TOP, HEAT SEAL MEDICAL GRADE, 110X30X190MM | STERILIZATION SUPPLIES (CSSD) CONSUMABLE
13288 | 4228190408300 | POUCH STEAM STERILIZATION PAPER TO PAPER 180 X 95 X 380MM HEAT SEAL MEDICAL GRADE | STERILIZATION SUPPLIES (CSSD) CONSUMABLE
13289 | 4228190408400 | POUCH STEAM STERILIZATION PAPER TO PAPER, THICKNESS 60 GSM, SERRATED TOP, HEAT SEAL MEDICAL GRADE, 190X65X330MM | STERILIZATION SUPPLIES (CSSD) CONSUMABLE
13290 | 4228190408500 | POUCH STEAM STERILIZATION PAPER TO PAPER, THICKNESS 60 GSM, SERRATED TOP, HEAT SEAL MEDICAL GRADE, 300X75X530MM | STERILIZATION SUPPLIES (CSSD) CONSUMABLE
13291 | 4228190408600 | POUCH STEAM STERILIZATION PAPER TO PAPER, THICKNESS 60 GSM, SERRATED TOP, HEAT SEAL MEDICAL GRADE, 380X125X610MM | STERILIZATION SUPPLIES (CSSD) CONSUMABLE
13292 | 4228190409400 | TYVEK POUCH H2O2 STERILIZATION ROLL FLAT, 70 GSM, PUNCTURE RESISTANT PLASTIC, TRANSPARENT FILM, PROCESS INDICATOR TYPE 1 PRINTED AT DISTANCE EVERY 15 CM, SIZE: 200 MM X 70 M | STERILIZATION SUPPLIES (CSSD) CONSUMABLE
13293 | 4228190409500 | POUCH STERILIZATION ROLL FLAT STEAM AND LOW TEMPERATURE MEDICAL GRADE PUNCTURE RESISTANT PLASTIC TRANSPARENT FILM PROCESS INDICATOR TYPE 1 PRINTED AT DISTANCE EVERY 15 CM SIZE: 250 MM X 70 M | STERILIZATION SUPPLIES (CSSD) CONSUMABLE
13294 | 4228190409700 | TYVEK POUCH H2O2 STERILIZATION ROLL FLAT, 70 GSM, PUNCTURE RESISTANT PLASTIC, TRANSPARENT FILM, PROCESS INDICATOR TYPE 1 PRINTED AT DISTANCE EVERY 15 CM, SIZE: 420 MM X 70 M | STERILIZATION SUPPLIES (CSSD) CONSUMABLE
13295 | 4228190409800 | POUCH STERILIZATION ROLL FLAT STEAM AND LOW TEMPERATURE MEDICAL GRADE PUNCTURE RESISTANT PLASTIC TRANSPARENT FILM PROCESS INDICATOR TYPE 1 PRINTED AT DISTANCE EVERY 15 CM SIZE: 750 MM X 70 M | STERILIZATION SUPPLIES (CSSD) CONSUMABLE
13296 | 4228190410000 | POUCH STEAM STERILIZATION PRE-CUT FLAT SELF-SEAL MEDICAL GRADE PAPER NOT LESS THAN 60 GSM (WHITE) THICK PLASTIC TRANSPARENT FILM PUNCTURE RESISTANT INDICATOR TYPE 1 PRINTED AT DISTANCE EVERY 15 CM SEAL EDGE 9 MM SIZE: L 110 MM X W 90 MM. | STERILIZATION SUPPLIES (CSSD) CONSUMABLE
13297 | 4228190410100 | POUCH STEAM STERILIZATION PRE-CUT FLAT SELF-SEAL MEDICAL GRADE PAPER NOT LESS THAN 60 GSM (WHITE) THICK PLASTIC TRANSPARENT FILM PUNCTURE RESISTANT INDICATOR TYPE 1 PRINTED AT DISTANCE EVERY 15 CM SEAL EDGE 9 MM SIZE: L 220 MM X W 120 MM. | STERILIZATION SUPPLIES (CSSD) CONSUMABLE
13298 | 4228190410200 | POUCH STEAM STERILIZATION PRE-CUT FLAT SELF-SEAL MEDICAL GRADE PAPER NOT LESS THAN 60 GSM (WHITE) THICK PLASTIC TRANSPARENT FILM PUNCTURE RESISTANT INDICATOR TYPE 1 PRINTED AT DISTANCE EVERY 15 CM SEAL EDGE 9 MM SIZE: L 260 MM X W 90 MM. | STERILIZATION SUPPLIES (CSSD) CONSUMABLE
13299 | 4228190410300 | POUCH STEAM STERILIZATION PRE-CUT FLAT SELF-SEAL MEDICAL GRADE PAPER NOT LESS THAN 60 GSM (WHITE) THICK PLASTIC TRANSPARENT FILM PUNCTURE RESISTANT INDICATOR TYPE 1 PRINTED AT DISTANCE EVERY 15 CM SEAL EDGE 9 MM SIZE: L 400 MM X W 75 MM. | STERILIZATION SUPPLIES (CSSD) CONSUMABLE
13300 | 4228190410400 | POUCH STEAM STERILIZATION PRE-CUT FLAT SELF-SEAL MEDICAL GRADE PAPER NOT LESS THAN 60 GSM (WHITE) THICK PLASTIC TRANSPARENT FILM PUNCTURE RESISTANT INDICATOR TYPE 1 PRINTED AT DISTANCE EVERY 15 CM SEAL EDGE 9 MM SIZE: L 457 MM X W 305 MM. | STERILIZATION SUPPLIES (CSSD) CONSUMABLE
13301 | 4228190410500 | POUCH STEAM STERILIZATION PRE-CUT GUSSET HEAT SEAL MEDICAL GRADE PAPER NOT LESS THAN 60 GSM (WHITE) THICK PLASTIC TRANSPARENT FILM PUNCTURE RESISTANT INDICATOR TYPE 1 PRINTED AT DISTANCE EVERY 15 CM SEAL EDGE 9 MM SIZE: L 125 MM X W 90 MM X H 38 MM. | STERILIZATION SUPPLIES (CSSD) CONSUMABLE
13302 | 4228190410600 | POUCH STEAM STERILIZATION PRE-CUT GUSSET HEAT SEAL MEDICAL GRADE PAPER NOT LESS THAN 60 GSM (WHITE) THICK PLASTIC TRANSPARENT FILM PUNCTURE RESISTANT INDICATOR TYPE 1 PRINTED AT DISTANCE EVERY 15 CM SEAL EDGE 9 MM SIZE: L 400 MM X W 250 MM X H 80 MM. | STERILIZATION SUPPLIES (CSSD) CONSUMABLE
13303 | 4228190410700 | POUCH STEAM STERILIZATION PRE-CUT GUSSET HEAT SEAL MEDICAL GRADE PAPER NOT LESS THAN 60 GSM (WHITE) THICK PLASTIC TRANSPARENT FILM PUNCTURE RESISTANT INDICATOR TYPE 1 PRINTED AT DISTANCE EVERY 15 CM SEAL EDGE 9 MM SIZE: L 600MM X W 400MM X H 130MM. | STERILIZATION SUPPLIES (CSSD) CONSUMABLE
13304 | 4228190410800 | STEAM POUCH STERILIZATION ROLL FLAT MEDICAL GRADE NOT LESS THAN 60 GSM PUNCTURE RESISTANT PLASTIC TRANSPARENT FILM PROCESS INDICATOR TYPE 1 PRINTED AT DISTANCE EVERY 15 CM SIZE: 520 MM X 100 M.. | STERILIZATION SUPPLIES (CSSD) CONSUMABLE
13305 | 4228190410900 | STEAM POUCH STERILIZATION ROLL FLAT NOT LESS THAN 60 GSM PUNCTURE RESISTANT PLASTIC TRANSPARENT FILM PROCESS INDICATOR TYPE 1 PRINTED AT DISTANCE EVERY 15 CM SIZE: 300 MM X 100 M.. | STERILIZATION SUPPLIES (CSSD) CONSUMABLE
13306 | 4228190411000 | STEAM POUCH STERILIZATION ROLL GUSSET MEDICAL GRADE NOT LESS THAN 60 GSM PUNCTURE RESISTANT PLASTIC TRANSPARENT FILM PROCESS INDICATOR TYPE 1 PRINTED AT DISTANCE EVERY 15 CM SIZE: 250 MM X 65 MM X 100 M.. | STERILIZATION SUPPLIES (CSSD) CONSUMABLE
13307 | 4228190411100 | POUCH STEAM STERILIZATION PRE-CUT FLAT HEAT SEAL MEDICAL GRADE PAPER NOT LESS THAN 60 GSM (WHITE) THICK PLASTIC TRANSPARENT FILM PUNCTURE RESISTANT INDICATOR TYPE 1 PRINTED AT DISTANCE EVERY 15 CM SEAL EDGE 9 MM SIZE: L 350 MM X W 270 MM. | STERILIZATION SUPPLIES (CSSD) CONSUMABLE
13308 | 4228190411200 | POUCH STEAM STERILIZATION PRE-CUT FLAT SELF-SEAL MEDICAL GRADE PAPER NOT LESS THAN 60 GSM (WHITE) THICK PLASTIC TRANSPARENT FILM PUNCTURE RESISTANT INDICATOR TYPE 1 PRINTED AT DISTANCE EVERY 15 CM SEAL EDGE 9 MM SIZE: L 250 MM X W 50 MM. | STERILIZATION SUPPLIES (CSSD) CONSUMABLE
13309 | 4228190411300 | POUCH STEAM STERILIZATION ROLL FLAT NOT LESS THAN 60 GSM PUNCTURE RESISTANT PLASTIC TRANSPARENT FILM PROCESS INDICATOR TYPE 1 PRINTED AT DISTANCE EVERY 15 CM SIZE: 350 MM X 100 M. | STERILIZATION SUPPLIES (CSSD) CONSUMABLE
13310 | 4228190411400 | POUCH STERILIZATION HEAT SEAL PRE-CUT NOT LESS THAN 80 GSM / THICK TRANSPARENT FILM COMPATIBLE WITH STEAM UP TO 134 C AND HYDROGEN PEROXIDE PUNCTURE RESISTANT STERILE BARRIER INDICATOR TYPE 1 PRINTED AT DISTANCE EVERY 15 CM SIZE: L 120 MM X W 200 MM. | STERILIZATION SUPPLIES (CSSD) CONSUMABLE
13311 | 4228190411500 | POUCH STERILIZATION HEAT SEAL PRE-CUT NOT LESS THAN 80 GSM / THICK TRANSPARENT FILM COMPATIBLE WITH STEAM UP TO 134 C AND HYDROGEN PEROXIDE PUNCTURE RESISTANT STERILE BARRIER INDICATOR TYPE 1 PRINTED AT DISTANCE EVERY 15 CM SIZE: L 120 MM X W 400 MM. | STERILIZATION SUPPLIES (CSSD) CONSUMABLE
13312 | 4228190411600 | POUCH STERILIZATION HEAT SEAL PRE-CUT NOT LESS THAN 80 GSM / THICK TRANSPARENT FILM COMPATIBLE WITH STEAM UP TO 134 C AND HYDROGEN PEROXIDE PUNCTURE RESISTANT STERILE BARRIER INDICATOR TYPE 1 PRINTED AT DISTANCE EVERY 15 CM SIZE: L 160 MM X W 300 MM. | STERILIZATION SUPPLIES (CSSD) CONSUMABLE
13313 | 4228190411700 | POUCH STERILIZATION HEAT SEAL PRE-CUT NOT LESS THAN 80 GSM / THICK TRANSPARENT FILM COMPATIBLE WITH STEAM UP TO 134 C AND HYDROGEN PEROXIDE PUNCTURE RESISTANT STERILE BARRIER INDICATOR TYPE 1 PRINTED AT DISTANCE EVERY 15 CM SIZE: L 160 MM X W 500 MM. | STERILIZATION SUPPLIES (CSSD) CONSUMABLE
13314 | 4228190411800 | POUCH STERILIZATION HEAT SEAL PRE-CUT NOT LESS THAN 80 GSM / THICK TRANSPARENT FILM COMPATIBLE WITH STEAM UP TO 134 C AND HYDROGEN PEROXIDE PUNCTURE RESISTANT STERILE BARRIER INDICATOR TYPE 1 PRINTED AT DISTANCE EVERY 15 CM SIZE: L 220 MM X W 400 MM. | STERILIZATION SUPPLIES (CSSD) CONSUMABLE
13315 | 4228190411900 | POUCH STERILIZATION HEAT SEAL PRE-CUT NOT LESS THAN 80 GSM / THICK TRANSPARENT FILM COMPATIBLE WITH STEAM UP TO 134 C AND HYDROGEN PEROXIDE PUNCTURE RESISTANT STERILE BARRIER INDICATOR TYPE 1 PRINTED AT DISTANCE EVERY 15 CM SIZE: L 220 MM X W 600 MM. | STERILIZATION SUPPLIES (CSSD) CONSUMABLE
13316 | 4228190412000 | POUCH STERILIZATION HEAT SEAL PRE-CUT NOT LESS THAN 80 GSM / THICK TRANSPARENT FILM COMPATIBLE WITH STEAM UP TO 134 C AND HYDROGEN PEROXIDE PUNCTURE RESISTANT STERILE BARRIER INDICATOR TYPE 1 PRINTED AT DISTANCE EVERY 15 CM SIZE: L 250 MM X W 500 MM. | STERILIZATION SUPPLIES (CSSD) CONSUMABLE
13317 | 4228190412100 | POUCH STERILIZATION HEAT SEAL PRE-CUT NOT LESS THAN 80 GSM / THICK TRANSPARENT FILM COMPATIBLE WITH STEAM UP TO 134 C AND HYDROGEN PEROXIDE PUNCTURE RESISTANT STERILE BARRIER INDICATOR TYPE 1 PRINTED AT DISTANCE EVERY 15 CM SIZE: L 285 MM X W 450 MM. | STERILIZATION SUPPLIES (CSSD) CONSUMABLE
13318 | 4228190412200 | POUCH STERILIZATION HEAT SEAL PRE-CUT NOT LESS THAN 80 GSM / THICK TRANSPARENT FILM COMPATIBLE WITH STEAM UP TO 134 C AND HYDROGEN PEROXIDE PUNCTURE RESISTANT STERILE BARRIER INDICATOR TYPE 1 PRINTED AT DISTANCE EVERY 15 CM SIZE: L 285 MM X W 600 MM. | STERILIZATION SUPPLIES (CSSD) CONSUMABLE
13319 | 4228190412300 | POUCH STERILIZATION HEAT SEAL PRE-CUT NOT LESS THAN 80 GSM / THICK TRANSPARENT FILM COMPATIBLE WITH STEAM UP TO 134 C AND HYDROGEN PEROXIDE PUNCTURE RESISTANT STERILE BARRIER INDICATOR TYPE 1 PRINTED AT DISTANCE EVERY 15 CM SIZE: L 320 MM X W 550 MM. | STERILIZATION SUPPLIES (CSSD) CONSUMABLE
13320 | 4228190412400 | POUCH STERILIZATION HEAT SEAL PRE-CUT NOT LESS THAN 80 GSM / THICK TRANSPARENT FILM COMPATIBLE WITH STEAM UP TO 134 C AND HYDROGEN PEROXIDE PUNCTURE RESISTANT STERILE BARRIER INDICATOR TYPE 1 PRINTED AT DISTANCE EVERY 15 CM SIZE: L 380 MM X W 450 MM. | STERILIZATION SUPPLIES (CSSD) CONSUMABLE
13321 | 4228190412500 | POUCH STERILIZATION HEAT SEAL PRE-CUT NOT LESS THAN 80 GSM / THICK TRANSPARENT FILM COMPATIBLE WITH STEAM UP TO 134 C AND HYDROGEN PEROXIDE PUNCTURE RESISTANT STERILE BARRIER INDICATOR TYPE 1 PRINTED AT DISTANCE EVERY 15 CM SIZE: L 380 MM X W 650 MM. | STERILIZATION SUPPLIES (CSSD) CONSUMABLE
13322 | 4228190412600 | POUCH STERILIZATION HEAT SEAL PRE-CUT NOT LESS THAN 80 GSM / THICK TRANSPARENT FILM COMPATIBLE WITH STEAM UP TO 134 C AND HYDROGEN PEROXIDE PUNCTURE RESISTANT STERILE BARRIER INDICATOR TYPE 1 PRINTED AT DISTANCE EVERY 15 CM SIZE: L 380 MM X W 690 MM. | STERILIZATION SUPPLIES (CSSD) CONSUMABLE
13323 | 4228190412700 | POUCH STERILIZATION HEAT SEAL PRE-CUT NOT LESS THAN 80 GSM / THICK TRANSPARENT FILM COMPATIBLE WITH STEAM UP TO 134 C AND HYDROGEN PEROXIDE PUNCTURE RESISTANT STERILE BARRIER INDICATOR TYPE 1 PRINTED AT DISTANCE EVERY 15 CM SIZE: L 80 MM X W 300 MM. | STERILIZATION SUPPLIES (CSSD) CONSUMABLE
13324 | 4228190412800 | POUCH STERILIZATION ROLL FLAT STEAM AND LOW TEMPERATURE MEDICAL GRADE PUNCTURE RESISTANT PLASTIC TRANSPARENT FILM PROCESS INDICATOR TYPE 1 PRINTED AT DISTANCE EVERY 15 CM SIZE: 120 MM X 70 M. | STERILIZATION SUPPLIES (CSSD) CONSUMABLE
13325 | 4228190412900 | POUCH STERILIZATION ROLL FLAT STEAM AND LOW TEMPERATURE MEDICAL GRADE PUNCTURE RESISTANT PLASTIC TRANSPARENT FILM PROCESS INDICATOR TYPE 1 PRINTED AT DISTANCE EVERY 15 CM SIZE: 160 MM X 70 M. | STERILIZATION SUPPLIES (CSSD) CONSUMABLE
13326 | 4228190413000 | POUCH STERILIZATION ROLL FLAT STEAM AND LOW TEMPERATURE MEDICAL GRADE PUNCTURE RESISTANT PLASTIC TRANSPARENT FILM PROCESS INDICATOR TYPE 1 PRINTED AT DISTANCE EVERY 15 CM SIZE: 220 MM X 70 M. | STERILIZATION SUPPLIES (CSSD) CONSUMABLE
13327 | 4228190413100 | POUCH STERILIZATION ROLL FLAT STEAM AND LOW TEMPERATURE MEDICAL GRADE PUNCTURE RESISTANT PLASTIC TRANSPARENT FILM PROCESS INDICATOR TYPE 1 PRINTED AT DISTANCE EVERY 15 CM SIZE: 285 MM X 70 M. | STERILIZATION SUPPLIES (CSSD) CONSUMABLE
13328 | 4228190413200 | POUCH STERILIZATION ROLL FLAT STEAM AND LOW TEMPERATURE MEDICAL GRADE PUNCTURE RESISTANT PLASTIC TRANSPARENT FILM PROCESS INDICATOR TYPE 1 PRINTED AT DISTANCE EVERY 15 CM SIZE: 320 MM X 70 M. | STERILIZATION SUPPLIES (CSSD) CONSUMABLE
13329 | 4228190413300 | POUCH STERILIZATION ROLL FLAT STEAM AND LOW TEMPERATURE MEDICAL GRADE PUNCTURE RESISTANT PLASTIC TRANSPARENT FILM PROCESS INDICATOR TYPE 1 PRINTED AT DISTANCE EVERY 15 CM SIZE: 380 MM X 70 M. | STERILIZATION SUPPLIES (CSSD) CONSUMABLE
13330 | 4228190413400 | POUCH STERILIZATION ROLL FLAT STEAM AND LOW TEMPERATURE MEDICAL GRADE PUNCTURE RESISTANT PLASTIC TRANSPARENT FILM PROCESS INDICATOR TYPE 1 PRINTED AT DISTANCE EVERY 15 CM SIZE: 420 MM X 70 M. | STERILIZATION SUPPLIES (CSSD) CONSUMABLE
13331 | 4228190413500 | POUCH STERILIZATION ROLL FLAT STEAM AND LOW TEMPERATURE MEDICAL GRADE PUNCTURE RESISTANT PLASTIC TRANSPARENT FILM PROCESS INDICATOR TYPE 1 PRINTED AT DISTANCE EVERY 15 CM SIZE: 470 MM X 70 M. | STERILIZATION SUPPLIES (CSSD) CONSUMABLE
13332 | 4228190413600 | POUCH STERILIZATION ROLL FLAT STEAM AND LOW TEMPERATURE MEDICAL GRADE PUNCTURE RESISTANT PLASTIC TRANSPARENT FILM PROCESS INDICATOR TYPE 1 PRINTED AT DISTANCE EVERY 15 CM SIZE: 50 MM X 70 M. | STERILIZATION SUPPLIES (CSSD) CONSUMABLE
13333 | 4228190413700 | POUCH STERILIZATION ROLL FLAT STEAM AND LOW TEMPERATURE MEDICAL GRADE PUNCTURE RESISTANT PLASTIC TRANSPARENT FILM PROCESS INDICATOR TYPE 1 PRINTED AT DISTANCE EVERY 15 CM SIZE: 520 MM X 70 M. | STERILIZATION SUPPLIES (CSSD) CONSUMABLE
13334 | 4228190413800 | POUCH STERILIZATION ROLL FLAT STEAM AND LOW TEMPERATURE MEDICAL GRADE PUNCTURE RESISTANT PLASTIC TRANSPARENT FILM PROCESS INDICATOR TYPE 1 PRINTED AT DISTANCE EVERY 15 CM SIZE: 580 MM X 70 M. | STERILIZATION SUPPLIES (CSSD) CONSUMABLE
13335 | 4228190413900 | POUCH STERILIZATION ROLL FLAT STEAM AND LOW TEMPERATURE MEDICAL GRADE PUNCTURE RESISTANT PLASTIC TRANSPARENT FILM PROCESS INDICATOR TYPE 1 PRINTED AT DISTANCE EVERY 15 CM SIZE: 80 MM X 70 M. | STERILIZATION SUPPLIES (CSSD) CONSUMABLE
13336 | 4228190600400 | AUTOCLAVABLE PRE-ASSEMBLED DISPENSING TAPE ROLL FOR DENTAL TOOLS COLOR CODE RECOGNITION - BLACK ONE EACH (EA)=ONE (1) PACK | DENTAL GENERAL SUPPLIES
13337 | 4228190600500 | AUTOCLAVABLE PRE-ASSEMBLED DISPENSING TAPE ROLL FOR DENTAL TOOLS COLOR CODE RECOGNITION - BLUE ONE EACH (EA)=ONE (1) PACK | DENTAL GENERAL SUPPLIES
13338 | 4228190600600 | AUTOCLAVABLE PRE-ASSEMBLED DISPENSING TAPE ROLL FOR DENTAL TOOLS COLOR CODE RECOGNITION - BROWN ONE EACH (EA)=ONE (1) PACK | DENTAL GENERAL SUPPLIES
13339 | 4228190600700 | AUTOCLAVABLE PRE-ASSEMBLED DISPENSING TAPE ROLL FOR DENTAL TOOLS COLOR CODE RECOGNITION - GREEN ONE EACH (EA)=ONE (1) PACK | DENTAL GENERAL SUPPLIES
13340 | 4228190600800 | AUTOCLAVABLE PRE-ASSEMBLED DISPENSING TAPE ROLL FOR DENTAL TOOLS COLOR CODE RECOGNITION - NEON YELLOW ONE EACH (EA)=ONE (1) PACK | DENTAL GENERAL SUPPLIES
13341 | 4228190600900 | AUTOCLAVABLE PRE-ASSEMBLED DISPENSING TAPE ROLL FOR DENTAL TOOLS COLOR CODE RECOGNITION - ORANGE ONE EACH (EA)=ONE (1) PACK | DENTAL GENERAL SUPPLIES
13342 | 4228190601000 | AUTOCLAVABLE PRE-ASSEMBLED DISPENSING TAPE ROLL FOR DENTAL TOOLS COLOR CODE RECOGNITION - RED ONE EACH (EA)=ONE (1) PACK | DENTAL GENERAL SUPPLIES
13343 | 4228190601100 | AUTOCLAVABLE PRE-ASSEMBLED DISPENSING TAPE ROLL FOR DENTAL TOOLS COLOR CODE RECOGNITION - WHITE ONE EACH (EA)=ONE (1) PACK | DENTAL GENERAL SUPPLIES
13344 | 4228190700300 | PROTECTOR PLASTIC POINT 25-30MM TRANSPARENT DISPOSABLE AUTOCLAVABLE | STERILIZATION SUPPLIES (CSSD) CONSUMABLE
13345 | 4228190700700 | COVER SILICONE MESH FLEXIBLE SUITABLE FOR WASHER DISINFECTOR TRAY HEAT RESISTANT UP TO 100 DEGREES CELSIUS 425X210MM | STERILIZATION SUPPLIES (CSSD) CONSUMABLE
13346 | 4228190700800 | COVER SILICONE MESH FLEXIBLE SUITABLE FOR WASHER DISINFECTOR TRAY HEAT RESISTANT UP TO 100 DEGREE CELSIUS 445X230MM | STERILIZATION SUPPLIES (CSSD) CONSUMABLE
13347 | 4228190700900 | PROTECTOR PLASTIC POINT 15MM TRANSPARENT DISPOSABLE AUTOCLAVABLE | STERILIZATION SUPPLIES (CSSD) CONSUMABLE
13348 | 4228190701000 | GUARD PROTECTION TIP INSTRUMENTS DUO VENTED LATEX FREE TRANSPARENT AUTOCLAVABLE 1.5 X 19.1MM | STERILIZATION SUPPLIES (CSSD) CONSUMABLE
13349 | 4228190701100 | GUARD PROTECTION TIP INSTRUMENTS DUO VENTED LATEX FREE TRANSPARENT AUTOCLAVABLE 1.5 X 9.7MM | STERILIZATION SUPPLIES (CSSD) CONSUMABLE
13350 | 4228190701400 | GUARD PROTECTION TIP INSTRUMENTS DUO VENTED LATEX FREE TRANSPARENT AUTOCLAVABLE 2.0 X 19.1MM | STERILIZATION SUPPLIES (CSSD) CONSUMABLE
13351 | 4228190701500 | GUARD PROTECTION TIP INSTRUMENTS DUO VENTED LATEX FREE TRANSPARENT AUTOCLAVABLE 2.8 X 19.1MM | STERILIZATION SUPPLIES (CSSD) CONSUMABLE
13352 | 4228190701600 | GUARD PROTECTION TIP INSTRUMENTS DUO VENTED LATEX FREE TRANSPARENT AUTOCLAVABLE 3.3 X 25.4MM | STERILIZATION SUPPLIES (CSSD) CONSUMABLE
13353 | 4228190701700 | GUARD PROTECTION TIP INSTRUMENTS DUO VENTED LATEX FREE TRANSPARENT AUTOCLAVABLE 4.8 X 25.4MM | STERILIZATION SUPPLIES (CSSD) CONSUMABLE
13354 | 4228190702000 | GUARD TIP, ROUND, VENTED, PLASTIC LATEX FREE AUTOCLAVABLE 2.8X19.1MM, OR EQUIVALENT, DISPOSABLE | STERILIZATION SUPPLIES (CSSD) CONSUMABLE
13355 | 4228190702100 | GUARD TIP, ROUND, VENTED, PLASTIC LATEX FREE AUTOCLAVABLE 3.3X25.4 MM, OR EQUIVALENT, DISPOSABLE | STERILIZATION SUPPLIES (CSSD) CONSUMABLE
13356 | 4228190702400 | SURGICAL INSTRUMENT TIP CAPS OSTEOTOME WITH VENT GREEN TINT 1 INCH (25.4MM) LENGTH X 0.5 INCH (12.7MM) DIAMETER SIZE: 13. | STERILIZATION SUPPLIES (CSSD) CONSUMABLE
13357 | 4228190702500 | SURGICAL INSTRUMENT TIP CAPS OSTEOTOME WITH VENT WHITE TINT 0.75 INCH (19.1MM) X 0.25 INCH 96.5MM) DIAMETER SIZE: 11. | STERILIZATION SUPPLIES (CSSD) CONSUMABLE
13358 | 4228190702600 | MAT, FOR INSTRUMENT PROTECTION, HALF SIZE, SIZE 25 CM X 24 CM, SILICONE, REUSABLE | SURGICAL INSTRUMENT TENDER
13359 | 4228190702700 | MAT, FOR INSTRUMENT PROTECTION, FULL SIZE, SIZE 52 CM X 24 CM, SILICONE, REUSABLE | SURGICAL INSTRUMENT TENDER
13360 | 4228190800400 | TRAY LINER, MADE OF CELLULOSE FIBERS 80 GSM TO BE USE UNDER THE SURGICAL TRAY TO ABSORB ANY MOISTURE AFTER THE CYCLE, WHITE, SIZE 300 X 300 MM. | STERILIZATION SUPPLIES (CSSD) CONSUMABLE
13361 | 4228190800500 | TRAY LINER, MADE OF CELLULOSE FIBERS 80 GSM TO BE USE UNDER THE SURGICAL TRAY TO ABSORB ANY MOISTURE AFTER THE CYCLE, WHITE, SIZE 300 X 450 MM. | STERILIZATION SUPPLIES (CSSD) CONSUMABLE
13362 | 4228190800600 | TRAY LINER, MADE OF CELLULOSE FIBERS 80 GSM TO BE USE UNDER THE SURGICAL TRAY TO ABSORB ANY MOISTURE AFTER THE CYCLE, WHITE, SIZE 300 X 600 MM. | STERILIZATION SUPPLIES (CSSD) CONSUMABLE
13363 | 4228190800700 | LINER PACK COLOR CODED GREEN RED AND TRANSPARENT DISPOSABLE FOR REUSABLE ENDOSCOPE TRANSPORT TRAY | ENDOSCOPY CONSUMABLES SUPPLIES
13364 | 4228190800800 | TRAY LINER, MADE OF CELLULOSE FIBERS 80 GSM TO BE USE UNDER THE SURGICAL TRAY TO ABSORB ANY MOISTURE AFTER THE CYCLE, WHITE, SIZE 250MM X 320MM. | STERILIZATION SUPPLIES (CSSD) CONSUMABLE
13365 | 4228190900100 | LABEL, STRONG, ADHESIVE, KEEPS LABEL WITH STAND H2O2 STERILIZATION, THE LABEL PROVIDE 3 LINES OF INFORMATION WITH UP TO 10 CHARACTERS PER LINE | STERILIZATION SUPPLIES (CSSD) CONSUMABLE
13366 | 4228190900200 | LABEL FOR ZEBRA PRINTER MODEL 105 SL ULTIMATE 3000 T WHITE ROLL SIZE 7.0 X 3.5 CM | STERILIZATION SUPPLIES (CSSD) CONSUMABLE
13367 | 4228190900300 | INK LABEL GUN COMPATIBLE WITH 3 LINES RECORD SYSTEM | STERILIZATION SUPPLIES (CSSD) CONSUMABLE
13368 | 4228190900600 | LABELS ADHESIVE STICKER TO IDENTIFY INSTRUMENT SETS PRINTED CLEAN IN GREEN DISPOSABLE 4X4 INCH | STERILIZATION SUPPLIES (CSSD) CONSUMABLE
13369 | 4228191601900 | BAG, PLASTIC, TRANSPARENT, FOR KICKBUCKET , 50 MICRONS THICKNESS, SIZE: ABOUT 90 X 60CM | GENERAL MEDICAL CONSUMABLES
13370 | 4228191602000 | ENDOSCOPE CAMERA 0 DEGREE, 10.3MM, ROBOTIC, COMPATIBLE WITH REVO SYSTEM, REUSABLE | OBESITY/ENDOSCOPIC SURGERY/SUTURING & ROBOTIC SURGERY
13371 | 4228191602100 | ENDOSCOPE CAMERA 30 DEGREE, 10.3MM, ROBOTIC, COMPATIBLE WITH REVO SYSTEM, REUSABLE | OBESITY/ENDOSCOPIC SURGERY/SUTURING & ROBOTIC SURGERY
13372 | 4228191700000 | PROTECTORS/GUARD DUAL TIP CLEAR VENTED PLASTIC ALL ASSORTED SIZES LATEX FREE AUTOCLAVABLE TRANSPARENT. | STERILIZATION SUPPLIES (CSSD) CONSUMABLE
13373 | 4228191700100 | SURGICAL INSTRUMENT TIP CAPS OSTEOTOME WITH VENT BLUE TINT 1 INCH (25.4MM) LENGTH X 0.375 INCH (9.5MM) DIAMETER SIZE: 12. | STERILIZATION SUPPLIES (CSSD) CONSUMABLE
13374 | 4228200000600 | BOX TRANSPORTATION PROPYLENE W/ REVERSIBLE DELIVERY LABEL POCKET LOCKABLE AND AUTOCLAVABLE SIZE 790 X 400 X 320MM OR EQUIVALENT, REUSABLE | SURGICAL INSTRUMENT TENDER
13375 | 4228200000800 | TRANSPORTATION BOX, FOR DELIVERING DIRTY INSTRUMENT, PROPYLENE PLASTIC MATERIAL, FREE LID LOCKABLE ATTACHED TO BOTH SIDES AND WELL SECURED, COLOR RED, WASHABLE UP TO 95 DEGREE, DURABLE, EXTERNAL SIZE 60 X 40X 32 CM | STERILIZATION SUPPLIES (CSSD) CONSUMABLE
13376 | 4228200000900 | CASSETTE, COLLECTION, BOX, FOR STERRAD STERILIZER | STERILIZATION SUPPLIES (CSSD) CONSUMABLE
13377 | 4228200001000 | TRANSPORTATION BOX, FOR DELIVERING DIRTY INSTRUMENT, PROPYLENE PLASTIC MATERIAL, FREE LID LOCKABLE ATTACHED TO BOTH SIDES AND WELL SECURED, COLOR RED, WASHABLE UP TO 95 DEGREE, DURABLE, EXTERNAL SIZE 40 X 30 X 22 CM | STERILIZATION SUPPLIES (CSSD) CONSUMABLE
13378 | 4228200001100 | CLEANER, AUTOCLAVE, NON FOAMING, NON CORROSIVE RESTORES ORIGINAL FINISH | STERILIZATION SUPPLIES (CSSD) CONSUMABLE
13379 | 4228200001200 | HIGH LEVEL DISINFECTANT, PERACETIC ACID-BASED, FOR AUTOMATED ENDOSCOPE REPROCESSORS, FOR ALL FLEXIBLE SCOPES, LOW FOAMING, ANTI-CORROSION AGENTS, EFFECTIVE AGAINST BACTERIA, MYCOBACTERIA, FUNGI, VIRUSES AND SPORES, ODORLESS, NO TOXIC VAPOR OR RESIDUES, BIODEGRADABLE, READY FOR USE OR PROVIDED WITH ITS ADDITIVE (ACTIVATOR), PROVIDE NOT LESS THAN 20 SOLUTION EFFICIENCY TEST STRIPS FOR EVERY GALLON (IT SHOULD BE COMPATIBLE WITH HOSPITAL MACHINE), GALLON. | ENDOSCOPY CONSUMABLES SUPPLIES
13380 | 4228200001300 | ADAPTOR (PLUG), AIR/WATER /SUCTION FOR MANUAL CLEANING, FOR GASTROSCOPE AND COLONOSCOPE AND DUODENOSCOPE, COMPATIBLE WITH EACH HOSPITAL SCOPE, DISPOSABLE | ENDOSCOPY CONSUMABLES SUPPLIES
13381 | 4228200001900 | SEAL, CHECK VALIDATION PAPER, FOR HEAT SEALER | STERILIZATION SUPPLIES (CSSD) CONSUMABLE
13382 | 4228200002100 | TRANSPORTATION BOX FOR DELIVERING STERILE INSTRUMENT PROPYLENE PLASTIC MATERIAL FREE LID LOCKABLE ATTACHED TO BOTH SIDES AND WELL SECURED COLOR BLUE W/ LABEL POCKET WASHABLE UP TO 95 DEGREE BOX DURABLE EXTERNAL SIZE 40 X 30 X 22 CM. | STERILIZATION SUPPLIES (CSSD) CONSUMABLE
13383 | 4228200002200 | TRANSPORTATION BOX FOR DELIVERING STERILE INSTRUMENT PROPYLENE PLASTIC MATERIAL FREE LID LOCKABLE ATTACHED TO BOTH SIDES AND WELL SECURED COLOR BLUE W/ LABEL POCKET WASHABLE UP TO 95 DEGREE BOX DURABLE EXTERNAL SIZE 60 X 40 X 32 CM. | STERILIZATION SUPPLIES (CSSD) CONSUMABLE
13384 | 4228200100000 | TIP CLEANSER ELECTRO SURGICAL FOR CLEANING THE TIP OF DIATHERMY X-RAY DETECTABLE SIZE 2 INCH X 2 INCH ONE SIDE STICKY DISPOSABLE STERILE. | SUPPLEMENTARY GENERAL CONSUMABLES
13385 | 4228200100600 | RIBBON CARTRIDGE, FOR STERIS AMSCO CENTURY STEAM STERILIZER | STERILIZATION SUPPLIES (CSSD) CONSUMABLE
13386 | 4228200400000 | COVER SHEATH FOR ENDOSCOPIC 30 DEGREE 5MMROUND LOCKING SYSTEM FOR SCOPE PIXELS PROTECTION ANTI FOG AND ANTI BLUR DISPOSABLE STERILE. | SUPPLEMENTARY GEN.CONS SURG SUT,LAP,ROB
13387 | 4228200400100 | COVER SHEATH FOR ENDOSCOPIC ZERO DEGREE 5MMROUND LOCKING SYSTEM FOR SCOPE PIXELS PROTECTION ANTI FOG AND ANTI BLUR DISPOSABLE STERILE. | SUPPLEMENTARY GEN.CONS SURG SUT,LAP,ROB
13388 | 4228200500300 | ENDOSHEATH, LENS CLEANING SYSTEM WITH CLEAR DISTAL LENS FOR RIGID SCOPE, ASSORTED SIZES AND ANGLES, DISPOSABLE | EAR, NOSE & THROAT SUPPLIES (ENT)
13389 | 4228201000600 | MAT SILICONE NUB FLEXIBLE SUITABLE FOR WASHER DISINFECTOR AUTOCLAVABLE | STERILIZATION SUPPLIES (CSSD) CONSUMABLE
13390 | 4228201001200 | MULTI ENZYMATIC DETERGENTS, FOR MANUAL CLEANING, FOR ALL FLEXIBLE ENDOSCOPES, LOW FOAMING, NEUTRAL PH. FREE RINSING, CORROSION INHIBITOR, BIODEGRADABLE, COMPATIBLE WITH EACH HOSPITAL SCOPE, WITH EVERY 5 GALLON ONE MANUAL DOSING PUMP, GALLON. | ENDOSCOPY CONSUMABLES SUPPLIES
13391 | 4228202100200 | DOUBLE HEADER CLEANING BRUSH FOR SUCTION/AIR WATER PORTS (TWO DIFFERENT SIZES BRUSHES AT EACH END), REUSABLE | ENDOSCOPY CONSUMABLES SUPPLIES
13392 | 4228202100300 | DOUBLE HEADER CLEANING BRUSH FOR SUCTION/AIR WATER PORTS (TWO DIFFERENT SIZES BRUSHES AT EACH END), SINGLE USE | ENDOSCOPY CONSUMABLES SUPPLIES
13393 | 4228202100600 | COMPLETE SET OF CLEANING BRUSHES (DOUBLE HEADER BRUSH FOR SUCTION/AIR WATER AND CHANNEL CLEANING BRUSH), ASSORTED SIZES, SINGLE USE | ENDOSCOPY CONSUMABLES SUPPLIES
13394 | 4228202100700 | RIBBON, PRINTER, (MUST COMPATIBLE WITH EACH HOSPITAL MACHINE) | ENDOSCOPY CONSUMABLES SUPPLIES
13395 | 4229150000900 | BONE BIOPSY NEEDLE COAXIAL CURVED FOR VERTEBRAL BODY BIOPSY AND INFUSION INTRODUCER NEEDLE SIZE 10G X 10-13 CM STERILE. | SUPPLEMENTARY INTERVEN RADIO,CARDIC CATH
13396 | 4229150100200 | BONE MILL COMPLETE KIT MICROTOME.. | SUPPLEMENTARY DENTAL SUPPLIES
13397 | 4229150100700 | HEADBAND, SPRING STEEL FOR BONE TRANSDUCER | EAR, NOSE & THROAT SUPPLIES (ENT)
13398 | 4229160200000 | HEAVY BOLD CUTTER, ORTHOPEDIC | ORTHOPEDIC & SPINAL SUPPLIES
13399 | 4229160200400 | TWISTER CUTTER TABLE BASED FOR 4, 5 AND 6.5 MM RODS, SPINAL | ORTHOPEDIC & SPINAL SUPPLIES
13400 | 4229160200500 | ROD CUTTER LARGE, HEAVY DUTY (IN SITU CUTTER), ASSORTED SHAPE, SPINAL | ORTHOPEDIC & SPINAL SUPPLIES
13401 | 4229160200600 | ROD CUTTER LARGE (HEAVY DUTY) WIDE TIP (IN SITU CUTTER), SPINAL | ORTHOPEDIC & SPINAL SUPPLIES
13402 | 4229160200800 | ORTHO HEAVY - DUTY WIRE CUTTER ONE EACH (EA)=ONE (1) PACK | DENTAL GENERAL SUPPLIES
13403 | 4229160300500 | FORCEPS, CLAMP, BONE CUTTING STRAIGHT, 28 CM, DOUBLE ACTION NON-STERILE REUSABLE | SURGICAL INSTRUMENT TENDER
13404 | 4229160400400 | MANUAL SAW HANDLE WITH BLADE HEAVY - DUTY SIZE 0.25 MM THICK WITH SAW BLADES/ HEAVY - DUTY SIZE 0.18 MM THICK.. | SUPPLEMENTARY DENTAL SUPPLIES
13405 | 4229160600300 | CAPENER LAMINA GOUGE LENGTH 240 MM, WIDTH 11 MM, SPINAL | ORTHOPEDIC & SPINAL SUPPLIES
13406 | 4229160600400 | CAPENER LAMINA GOUGE LENGTH 240 MM, WIDTH 16 MM, SPINAL | ORTHOPEDIC & SPINAL SUPPLIES
13407 | 4229160600500 | CAPENER LAMINA GOUGE LENGTH 240 MM, WIDTH 6 MM, SPINAL | ORTHOPEDIC & SPINAL SUPPLIES
13408 | 4229160600600 | CAPENER LAMINA GOUGE LENGTH 240 MM, WIDTH 8 MM, SPINAL | ORTHOPEDIC & SPINAL SUPPLIES
13409 | 4229160600700 | SPINAL GOUGES CURVED SIZE 13, LENGTH 270 MM OR EQUIVALENT, SPINAL | ORTHOPEDIC & SPINAL SUPPLIES
13410 | 4229160600800 | SPINAL GOUGES CURVED SIZE 6, LENGTH 270 MM OR EQUIVALENT, SPINAL | ORTHOPEDIC & SPINAL SUPPLIES
13411 | 4229160600900 | SPINAL GOUGES CURVED SIZE 9, LENGTH 270 MM OR EQUIVALENT, SPINAL | ORTHOPEDIC & SPINAL SUPPLIES
13412 | 4229160601000 | SPINAL GOUGES STRAIGHT SIZE 13, LENGTH 270 MM OR EQUIVALENT, SPINAL | ORTHOPEDIC & SPINAL SUPPLIES
13413 | 4229160601100 | SPINAL GOUGES STRAIGHT SIZE 6, LENGTH 270 MM OR EQUIVALENT, SPINAL | ORTHOPEDIC & SPINAL SUPPLIES
13414 | 4229160601200 | SPINAL GOUGES STRAIGHT SIZE 9, LENGTH 270 MM OR EQUIVALENT, SPINAL | ORTHOPEDIC & SPINAL SUPPLIES
13415 | 4229160601400 | CHISEL, FOR ARTHROSCOPY PROCEDURES ASSORTED TYPES AND SIZES | ORTHOPEDIC & SPINAL SUPPLIES
13416 | 4229160601600 | STOUT STRAIGHT CHISEL STAINLESS STEEL 4MM.. | SUPPLEMENTARY DENTAL SUPPLIES
13417 | 4229160601700 | COTTLE, CHISEL, FLAT, GRADUATED, STRAIGHT, WIDTH 3 MM, LENGTH 18.5 CM | EAR, NOSE & THROAT SUPPLIES (ENT)
13418 | 4229160601800 | COTTLE, CHISEL, FLAT, GRADUATED, STRAIGHT, WIDTH 6 MM, LENGTH 18.5 CM | EAR, NOSE & THROAT SUPPLIES (ENT)
13419 | 4229160601900 | GOUGE, CAPENER, LAMINA/CRANKED, LENGTH 23 - 24 CM, TIP WIDTH 11 MM, REUSABLE | SURGICAL INSTRUMENT TENDER
13420 | 4229160602000 | GOUGE, CAPENER, LAMINA/CRANKED, LENGTH 23 - 24 CM, TIP WIDTH 16 MM, REUSABLE | SURGICAL INSTRUMENT TENDER
13421 | 4229160602100 | OSTEOTOME CINELLI, STRAIGHT, TOTAL LENGTH 16CM, ASSORTED WIDTH OF CUT, REUSABLE | SURGICAL INSTRUMENT TENDER
13422 | 4229160701100 | SPINAL CURETTE RING, LARGE, LONG AND SHORT HANDLE EQUALLY DISTRIBUTED BURS, NON SLIPPERY, SPINAL | ORTHOPEDIC & SPINAL SUPPLIES
13423 | 4229160701200 | SPINAL CURETTE RING, MEDIUM, LONG AND SHORT HANDLE EQUALLY DISTRIBUTED, BURS NON SLIPPERY, SPINAL | ORTHOPEDIC & SPINAL SUPPLIES
13424 | 4229160701300 | SPINAL CURETTE RING, SMALL, LONG AND SHORT HANDLE EQUALLY DISTRIBUTED, BURS NON SLIPPERY, SPINAL | ORTHOPEDIC & SPINAL SUPPLIES
13425 | 4229160701700 | SPINAL CURETTE EPSTEIN, MEDIUM, LONG AND SHORT HANDLE EQUALLY DISTRIBUTED, NON SLIPPERY, SPINAL | ORTHOPEDIC & SPINAL SUPPLIES
13426 | 4229160701800 | SPINAL CURETTE EPSTEIN, SMALL, LONG AND SHORT HANDLE EQUALLY DISTRIBUTED, NON SLIPPERY, SPINAL | ORTHOPEDIC & SPINAL SUPPLIES
13427 | 4229160701900 | SPINAL CURETTE FOR ENDPLATE PREPARATION, ASSORTED SIZE AND SHAPE, SPINAL | ORTHOPEDIC & SPINAL SUPPLIES
13428 | 4229160702000 | AXIAL BAYONET CURETTES COMPLETE SET OF ALL SIZE S AND ANGLES/LONG AND SHORT HANDLES IN SUITABLE BOX AND TRAY WITH SUPPORT TO THE SET, SPINAL | ORTHOPEDIC & SPINAL SUPPLIES
13429 | 4229160702200 | LUMBAR CURETTES COMPLETE SET OF ALL SIZES AND ANGLES/LONG AND SHORT HANDLES IN SUITABLE BOX AND TRAY, SPINAL | ORTHOPEDIC & SPINAL SUPPLIES
13430 | 4229160702400 | OPEN CURETTE ARTHROSCOPIC DIFFERENT SIZES AND ANGLES ORTHOPEDIC | ORTHOPEDIC & SPINAL SUPPLIES
13431 | 4229160702500 | VOLKMAN BONE CURETTES STAINLESS STEEL OVAL CUP HOLLOW HANDLE 18CM APPROXIMATE ASSORTED WORKING END SIZE.. | SUPPLEMENTARY DENTAL SUPPLIES
13432 | 4229160702600 | LUCAS BONE CURETTE DOUBLE-ENDED STAINLESS STEEL 18CM APPROXIMATE WORKING END SIZE: 2 3 4MM APPROXIMATE.. | SUPPLEMENTARY DENTAL SUPPLIES
13433 | 4229160702700 | HEMNIGWAY BONE CURETTE CURVED (SPOON) DOUBLE-ENDED STAINLESS STEEL 18CM APPROXIMATE WORKING END SIZE: 2 3 4MM APPROXIMATE.. | SUPPLEMENTARY DENTAL SUPPLIES
13434 | 4229160702900 | CURETTE SKIN 4 MM DISPOSABLE STERILE.. | SUPPLEMENTARY GENERAL CONSUMABLES
13435 | 4229160703000 | CURETTE SKIN 5 MM DISPOSABLE STERILE.. | SUPPLEMENTARY GENERAL CONSUMABLES
13436 | 4229160703300 | CURETTE RING TIP 45 DEGREE ANGLED ROUND HANDLE STEEL 5 MMX25CM REUSABLE | EAR, NOSE & THROAT SUPPLIES (ENT)
13437 | 4229160704000 | LOOP, BILLEAU EAR, SIZE 3, LENGTH 16 CM | EAR, NOSE & THROAT SUPPLIES (ENT)
13438 | 4229160704600 | CURETTE, ADENOID, BECKMANN, STRAIGHT, STAINLESS STEEL, TIP WIDTH 17 MM, LENGTH 22.0 - 23.0 CM, REUSABLE | SURGICAL INSTRUMENT TENDER
13439 | 4229160704700 | CURETTE, BUCK, EAR, STRAIGHT/BLUNT, SIZE: NO.00, STAINLESS STEEL, REUSABLE | SURGICAL INSTRUMENT TENDER
13440 | 4229160704800 | CURETTE, BONE, SCHEDE/OVAL, SIZE: NO.2, STAINLESS STEEL, LENGTH 17 - 18 CM, REUSABLE | SURGICAL INSTRUMENT TENDER
13441 | 4229160704900 | CURETTE, UTERINE, SHARP/RIGID, STAINLESS STEEL, SIZE 6 MM, LENGTH 30 - 32 CM, REUSABLE | SURGICAL INSTRUMENT TENDER
13442 | 4229160705000 | CURETTE, UTERINE SIMS, SHARP RIGID, SIZE: NO. 00, LENGTH 28 - 30 CM, REUSABLE | SURGICAL INSTRUMENT TENDER
13443 | 4229160705900 | CURETTE, BONE, BRUNS/ROUND, SIZE: NO. 3, LENGTH 17.0 - 18.0 CM, REUSABLE | SURGICAL INSTRUMENT TENDER
13444 | 4229160706000 | CURETTE, BONE, BRUNS/ROUND, SIZE: NO. 4, LENGTH 17.0 - 18.0 CM, REUSABLE | SURGICAL INSTRUMENT TENDER
13445 | 4229160706100 | CURETTE, BONE, BRUNS/ROUND, SIZE: NO. 5, LENGTH 17.0 - 18.0 CM, REUSABLE | SURGICAL INSTRUMENT TENDER
13446 | 4229160706200 | CURETTE, BONE, BRUNS/ROUND, SIZE: NO. 6, LENGTH 17.0 - 18.0 CM, REUSABLE | SURGICAL INSTRUMENT TENDER
13447 | 4229160706300 | CURETTE, UTERINE, DOUBLE ENDED SHARP AND BLUNT, LENGTH 27 - 29 CM, REUSABLE | SURGICAL INSTRUMENT TENDER
13448 | 4229160706400 | INSTRUMENT CURETTE WITH SCRAPER MOLDED FROM A HIGH-STIFFNESS LENGTH 14 CM (+/-2) STERILE DISPOSABLE. | SUPPLEMENTARY GENERAL CONSUMABLES
13449 | 4229160900200 | NIPPER, HOUSE-DIETER MALLEUS, UPBITING, WORKING LENGTH 8 CM | EAR, NOSE & THROAT SUPPLIES (ENT)
13450 | 4229161100300 | MILLER COBURN BONE FILE LARGE SIZE STAINLESS STEEL.. | SUPPLEMENTARY DENTAL SUPPLIES
13451 | 4229161100400 | ENDPLATE RASP, NON SLIPPERY, 15 OVERALL LENGTH, SIZE 1/2 INCH OR EQUIVALENT, SPINAL | ORTHOPEDIC & SPINAL SUPPLIES
13452 | 4229161100700 | RASP, FOR ARTHROSCOPY PROCEDURES ASSORTED TYPES AND SIZES | ORTHOPEDIC & SPINAL SUPPLIES
13453 | 4229161100900 | MLTZ BONE RASP STAINLESS STEEL PUSH CUTTING 17CM APPROXIMATE 34X7MM APPROXIMATE.. | SUPPLEMENTARY DENTAL SUPPLIES
13454 | 4229161101000 | WAHL BONE FILE STRAIGHT CUT BONE AND SMOOTHING STAINLESS STEEL SIZE 1.. | SUPPLEMENTARY DENTAL SUPPLIES
13455 | 4229161101100 | WAHL BONE FILE STRAIGHT CUT BONE AND SMOOTHING STAINLESS STEEL SIZE 2.. | SUPPLEMENTARY DENTAL SUPPLIES
13456 | 4229161101200 | "HOWARD BONE FILE STRAIGHT CUT BONE AND SMOOTHING STAINLESS STEEL SIZE 12".. | SUPPLEMENTARY DENTAL SUPPLIES
13457 | 4229161101400 | MILLER BONE FILE STRAIGHT CUT BONE AND SMOOTHING STAINLESS STEEL SIZE 21.. | SUPPLEMENTARY DENTAL SUPPLIES
13458 | 4229161101500 | MILLER BONE FILE STRAIGHT CUT BONE AND SMOOTHING STAINLESS STEEL SIZE 45.. | SUPPLEMENTARY DENTAL SUPPLIES
13459 | 4229161101600 | MILLER BONE FILE STRAIGHT CUT BONE AND SMOOTHING STAINLESS STEEL SIZE 52.. | SUPPLEMENTARY DENTAL SUPPLIES
13460 | 4229161101700 | MILLER BONE FILE STRAIGHT CUT BONE AND SMOOTHING STAINLESS STEEL SIZE 64.. | SUPPLEMENTARY DENTAL SUPPLIES
13461 | 4229161101800 | MILLER COLBURN BONE FILE SMALL SIZE STAINLESS STEEL.. | SUPPLEMENTARY DENTAL SUPPLIES
13462 | 4229161102800 | RASPATORY PENNYBACKER CURVED SHARP WIDTH 6 MM SIZE 15.0 -17.0 CM REUSABLE. | SURGICAL INSTRUMENT TENDER
13463 | 4229161102900 | RASPATORY, SCRAPING, FARABEUF/CURVED, LENGTH 13.0 -15.0 CM, REUSABLE | SURGICAL INSTRUMENT TENDER
13464 | 4229161103000 | RASPATORY, SCRAPING, FARABEUF/STRAIGHT, LENGTH 13.0 -15.0 CM, REUSABLE | SURGICAL INSTRUMENT TENDER
13465 | 4229161200100 | LAMINECTOMY RONGEUR, DOUBLE ACTION, STRAIGHT, 2 MM, LENGTH 230 MM, SPINAL | ORTHOPEDIC & SPINAL SUPPLIES
13466 | 4229161200300 | LAMINECTOMY RONGEUR DOUBLE ACTION, CURVED, 5 MM, LENGTH 230 MM, SPINAL | ORTHOPEDIC & SPINAL SUPPLIES
13467 | 4229161200500 | LAMINECTOMY RONGEUR DOUBLE ACTION, STRAIGHT, 12 MM, LENGTH 230 MM, SPINAL | ORTHOPEDIC & SPINAL SUPPLIES
13468 | 4229161200600 | LAMINECTOMY RONGEUR DOUBLE ACTION, STRAIGHT, 5 MM, LENGTH 230 MM, SPINAL | ORTHOPEDIC & SPINAL SUPPLIES
13469 | 4229161200700 | LAMINECTOMY RONGEUR DOUBLE ACTION, STRAIGHT, 8 MM, LENGTH 230 MM, SPINAL | ORTHOPEDIC & SPINAL SUPPLIES
13470 | 4229161200800 | LAMINECTOMY RONGEUR, SINGLE ACTION, CURVED, ASSORTED SIZES, SPINAL | ORTHOPEDIC & SPINAL SUPPLIES
13471 | 4229161203600 | SPINAL KERRISON DOUBLE COATED, ANTI REFLECTION, SELF CLEANING EJECTOR ANGLED 40-45 DEGREE UPWARD LENGTH 250 MM SIZE 1 MM, SPINAL | ORTHOPEDIC & SPINAL SUPPLIES
13472 | 4229161203700 | SPINAL KERRISON DOUBLE COATED, ANTI REFLECTION, SELF CLEANING EJECTOR ANGLED 40-45 DEGREE UPWARD LENGTH 250 MM SIZE 2 MM, SPINAL | ORTHOPEDIC & SPINAL SUPPLIES
13473 | 4229161203800 | SPINAL KERRISON DOUBLE COATED, ANTI REFLECTION, SELF CLEANING EJECTOR ANGLED 40-45 DEGREE UPWARD LENGTH 250 MM SIZE 3 MM, SPINAL | ORTHOPEDIC & SPINAL SUPPLIES
13474 | 4229161203900 | SPINAL KERRISON DOUBLE COATED, ANTI REFLECTION, SELF CLEANING EJECTOR ANGLED 40-45 DEGREE UPWARD LENGTH 250 MM SIZE 4 MM, SPINAL | ORTHOPEDIC & SPINAL SUPPLIES
13475 | 4229161204000 | SPINAL KERRISON DOUBLE COATED, ANTI REFLECTION, SELF CLEANING EJECTOR ANGLED 40-45 DEGREE UPWARD LENGTH 250 MM SIZE 5 MM, SPINAL | ORTHOPEDIC & SPINAL SUPPLIES
13476 | 4229161204100 | SPINAL KERRISON DOUBLE COATED, ANTI REFLECTION, SELF CLEANING EJECTOR ANGLED 40-45 DEGREE UPWARD LENGTH 250 MM SIZE 6 MM, SPINAL | ORTHOPEDIC & SPINAL SUPPLIES
13477 | 4229161204200 | SPINAL KERRISON DOUBLE COATED, ANTI REFLECTION, SELF CLEANING EJECTOR ANGLED 40-45 DEGREE UPWARD LENGTH 280-300 MM SIZE 1 MM, SPINAL | ORTHOPEDIC & SPINAL SUPPLIES
13478 | 4229161204300 | SPINAL KERRISON DOUBLE COATED, ANTI REFLECTION, SELF CLEANING EJECTOR ANGLED 40-45 DEGREE UPWARD LENGTH 280-300 MM SIZE 2 MM, SPINAL | ORTHOPEDIC & SPINAL SUPPLIES
13479 | 4229161204400 | SPINAL KERRISON DOUBLE COATED, ANTI REFLECTION, SELF CLEANING EJECTOR ANGLED 40-45 DEGREE UPWARD LENGTH 280-300 MM SIZE 3 MM, SPINAL | ORTHOPEDIC & SPINAL SUPPLIES
13480 | 4229161204500 | SPINAL KERRISON DOUBLE COATED, ANTI REFLECTION, SELF CLEANING EJECTOR ANGLED 40-45 DEGREE UPWARD LENGTH 280-300 MM SIZE 4 MM, SPINAL | ORTHOPEDIC & SPINAL SUPPLIES
13481 | 4229161204600 | SPINAL KERRISON DOUBLE COATED, ANTI REFLECTION, SELF CLEANING EJECTOR ANGLED 40-45 DEGREE UPWARD LENGTH 280-300 MM SIZE 5 MM, SPINAL | ORTHOPEDIC & SPINAL SUPPLIES
13482 | 4229161204700 | SPINAL KERRISON DOUBLE COATED, ANTI REFLECTION, SELF CLEANING EJECTOR ANGLED 40-45 DEGREE UPWARD LENGTH 280-300 MM SIZE 6 MM, SPINAL | ORTHOPEDIC & SPINAL SUPPLIES
13483 | 4229161204800 | SPINAL KERRISON DOUBLE COATED, ANTI REFLECTION, SELF CLEANING EJECTOR ANGLED 40-45 DEGREE UPWARD, LENGTH 400 MM SIZE 3 MM, SPINAL | ORTHOPEDIC & SPINAL SUPPLIES
13484 | 4229161204900 | SPINAL KERRISON DOUBLE COATED, ANTI REFLECTION, SELF CLEANING EJECTOR ANGLED 40-45 DEGREE UPWARD, LENGTH 400 MM SIZE 4 MM, SPINAL | ORTHOPEDIC & SPINAL SUPPLIES
13485 | 4229161205000 | SPINAL KERRISON DOUBLE COATED, ANTI REFLECTION, SELF CLEANING EJECTOR ANGLED 40-45 DEGREE UPWARD, LENGTH 400 MM SIZE 5 MM, SPINAL | ORTHOPEDIC & SPINAL SUPPLIES
13486 | 4229161205100 | SPINAL KERRISON DOUBLE COATED, ANTI REFLECTION, SELF CLEANING EJECTOR ANGLED 40-45 DEGREE UPWARD, LENGTH 400 MM SIZE 6 MM, SPINAL | ORTHOPEDIC & SPINAL SUPPLIES
13487 | 4229161205300 | SPINAL KERRISON DOUBLE COATED, ANTI REFLECTION, SELF CLEANING EJECTOR ANGLED 40- 45 DEGREE UPWARD, THIN FOOT PLATE, LENGTH 180 MM SIZE 1 MM, SPINAL | ORTHOPEDIC & SPINAL SUPPLIES
13488 | 4229161205400 | SPINAL KERRISON DOUBLE COATED, ANTI REFLECTION, SELF CLEANING EJECTOR ANGLED 40- 45 DEGREE UPWARD, THIN FOOT PLATE, LENGTH 180 MM SIZE 3 MM, SPINAL | ORTHOPEDIC & SPINAL SUPPLIES
13489 | 4229161205500 | SPINAL KERRISON DOUBLE COATED, ANTI REFLECTION, SELF CLEANING EJECTOR ANGLED 40- 45 DEGREE UPWARD, THIN FOOT PLATE, LENGTH 180 MM SIZE 4 MM, SPINAL | ORTHOPEDIC & SPINAL SUPPLIES
13490 | 4229161205600 | SPINAL KERRISON DOUBLE COATED, ANTI REFLECTION, SELF CLEANING EJECTOR ANGLED 40- 45 DEGREE UPWARD, THIN FOOT PLATE, LENGTH 180 MM SIZE 5 MM, SPINAL | ORTHOPEDIC & SPINAL SUPPLIES
13491 | 4229161205700 | SPINAL KERRISON DOUBLE COATED, ANTI REFLECTION, SELF CLEANING EJECTOR ANGLED 40- 45 DEGREE UPWARD, THIN FOOT PLATE, LENGTH 180 MM SIZE 6 MM, SPINAL | ORTHOPEDIC & SPINAL SUPPLIES
13492 | 4229161205800 | SPINAL KERRISON DOUBLE COATED, ANTI REFLECTION, SELF CLEANING EJECTOR ANGLED 40-45 DEGREE UPWARD THIN FOOT PLATE, LENGTH 220-230 MM SIZE 1 MM, SPINAL | ORTHOPEDIC & SPINAL SUPPLIES
13493 | 4229161205900 | SPINAL KERRISON DOUBLE COATED, ANTI REFLECTION, SELF CLEANING EJECTOR ANGLED 40-45 DEGREE UPWARD THIN FOOT PLATE, LENGTH 220-230 MM SIZE 2 MM, SPINAL | ORTHOPEDIC & SPINAL SUPPLIES
13494 | 4229161206000 | SPINAL KERRISON DOUBLE COATED, ANTI REFLECTION, SELF CLEANING EJECTOR ANGLED 40-45 DEGREE UPWARD THIN FOOT PLATE, LENGTH 220-230 MM SIZE 3 MM, SPINAL | ORTHOPEDIC & SPINAL SUPPLIES
13495 | 4229161206100 | SPINAL KERRISON DOUBLE COATED, ANTI REFLECTION, SELF CLEANING EJECTOR ANGLED 40-45 DEGREE UPWARD THIN FOOT PLATE, LENGTH 220-230 MM SIZE 4 MM, SPINAL | ORTHOPEDIC & SPINAL SUPPLIES
13496 | 4229161206200 | SPINAL KERRISON DOUBLE COATED, ANTI REFLECTION, SELF CLEANING EJECTOR ANGLED 40-45 DEGREE UPWARD THIN FOOT PLATE, LENGTH 220-230 MM SIZE 5 MM, SPINAL | ORTHOPEDIC & SPINAL SUPPLIES
13497 | 4229161206300 | SPINAL KERRISON DOUBLE COATED, ANTI REFLECTION, SELF CLEANING EJECTOR ANGLED 40-45 DEGREE UPWARD THIN FOOT PLATE, LENGTH 220-230 MM SIZE 6 MM, SPINAL | ORTHOPEDIC & SPINAL SUPPLIES
13498 | 4229161206400 | SPINAL KERRISON DOUBLE COATED, ANTI REFLECTION, SELF CLEANING EJECTOR ANGLED 90 DEGREE UPWARD, THIN FOOT PLATE, LENGTH 180 MM SIZE 2 MM, SPINAL | ORTHOPEDIC & SPINAL SUPPLIES
13499 | 4229161206500 | SPINAL KERRISON DOUBLE COATED, ANTI REFLECTION, SELF CLEANING EJECTOR ANGLED 90 DEGREE UPWARD, THIN FOOT PLATE, LENGTH 180 MM SIZE 3 MM, SPINAL | ORTHOPEDIC & SPINAL SUPPLIES
13500 | 4229161206600 | SPINAL KERRISON DOUBLE COATED, ANTI REFLECTION, SELF CLEANING EJECTOR ANGLED 40- 45 DEGREE UPWARD, THIN FOOT PLATE, LENGTH 180 MM SIZE 2 MM, SPINAL | ORTHOPEDIC & SPINAL SUPPLIES
13501 | 4229161206700 | PITUITARY RONGEUR ANGLED DOWNWARD LENGTH 180 MM, SIZE 2 MM, SMOOTH AND TOOTHED (EQUALLY DISTRIBUTED), SPINAL | ORTHOPEDIC & SPINAL SUPPLIES
13502 | 4229161206800 | PITUITARY RONGEUR ANGLED DOWNWARD LENGTH 180 MM, SIZE 3 MM, SMOOTH AND TOOTHED (EQUALLY DISTRIBUTED), SPINAL | ORTHOPEDIC & SPINAL SUPPLIES
13503 | 4229161206900 | PITUITARY RONGEUR ANGLED DOWNWARD LENGTH 180 MM, SIZE 5 MM, SMOOTH AND TOOTHED (EQUALLY DISTRIBUTED), SPINAL | ORTHOPEDIC & SPINAL SUPPLIES
13504 | 4229161207000 | PITUITARY RONGEUR ANGLED DOWNWARD LENGTH 230-250 MM SIZE 2 MM, SMOOTH AND TOOTHED (EQUALLY DISTRIBUTED), SPINAL | ORTHOPEDIC & SPINAL SUPPLIES
13505 | 4229161207100 | PITUITARY RONGEUR ANGLED DOWNWARD LENGTH 230-250 MM SIZE 3 MM, SMOOTH AND TOOTHED (EQUALLY DISTRIBUTED), SPINAL | ORTHOPEDIC & SPINAL SUPPLIES
13506 | 4229161207200 | PITUITARY RONGEUR ANGLED DOWNWARD LENGTH 230-250 MM SIZE 5 MM, SMOOTH AND TOOTHED (EQUALLY DISTRIBUTED), SPINAL | ORTHOPEDIC & SPINAL SUPPLIES
13507 | 4229161207300 | PITUITARY RONGEUR ANGLED DOWNWARD, LENGTH 280-300 MM, SIZE 2 MM , SPINAL | ORTHOPEDIC & SPINAL SUPPLIES
13508 | 4229161207400 | PITUITARY RONGEUR ANGLED DOWNWARD, LENGTH 280-300 MM, SIZE 3 MM , SPINAL | ORTHOPEDIC & SPINAL SUPPLIES
13509 | 4229161207500 | PITUITARY RONGEUR ANGLED DOWNWARD, LENGTH 280-300 MM, SIZE 5 MM , SPINAL | ORTHOPEDIC & SPINAL SUPPLIES
13510 | 4229161207600 | PITUITARY RONGEUR ANGLED UPWARD, LENGTH 180 MM, SIZE 2 MM, SMOOTH AND TOOTHED (EQUALLY DISTRIBUTED), SPINAL | ORTHOPEDIC & SPINAL SUPPLIES
13511 | 4229161207800 | PITUITARY RONGEUR ANGLED UPWARD, LENGTH 180 MM, SIZE 5 MM, SMOOTH AND TOOTHED (EQUALLY DISTRIBUTED), SPINAL | ORTHOPEDIC & SPINAL SUPPLIES
13512 | 4229161207900 | PITUITARY RONGEUR ANGLED UPWARD, LENGTH 250 MM SIZE 2 MM, SMOOTH AND TOOTHED (EQUALLY DISTRIBUTED), SPINAL | ORTHOPEDIC & SPINAL SUPPLIES
13513 | 4229161208000 | PITUITARY RONGEUR ANGLED UPWARD, LENGTH 250 MM SIZE 3 MM, SMOOTH AND TOOTHED (EQUALLY DISTRIBUTED), SPINAL | ORTHOPEDIC & SPINAL SUPPLIES
13514 | 4229161208100 | PITUITARY RONGEUR ANGLED UPWARD, LENGTH 250 MM SIZE 5 MM, SMOOTH AND TOOTHED (EQUALLY DISTRIBUTED), SPINAL | ORTHOPEDIC & SPINAL SUPPLIES
13515 | 4229161208200 | PITUITARY RONGEUR ANGLED UPWARD, LENGTH 300 MM, SIZE 2 MM OR EQUIVALENT, SPINAL | ORTHOPEDIC & SPINAL SUPPLIES
13516 | 4229161208300 | PITUITARY RONGEUR ANGLED UPWARD, LENGTH 300 MM, SIZE 3 MM OR EQUIVALENT, SPINAL | ORTHOPEDIC & SPINAL SUPPLIES
13517 | 4229161208400 | PITUITARY RONGEUR ANGLED UPWARD, LENGTH 300 MM, SIZE 5 MM OR EQUIVALENT, SPINAL | ORTHOPEDIC & SPINAL SUPPLIES
13518 | 4229161208500 | PITUITARY RONGEUR ANGLED LEFT, LENGTH 180 MM, SIZE 3 MM OR EQUIVALENT, SPINAL | ORTHOPEDIC & SPINAL SUPPLIES
13519 | 4229161208600 | PITUITARY RONGEUR ANGLED RIGHT, LENGTH 180 MM, SIZE 3 MM OR EQUIVALENT, SPINAL | ORTHOPEDIC & SPINAL SUPPLIES
13520 | 4229161208700 | PITUITARY RONGEUR STRAIGHT LENGTH 250 MM, SIZE 3 MM, SMOOTH AND TOOTHED (EQUALLY DISTRIBUTED), SPINAL | ORTHOPEDIC & SPINAL SUPPLIES
13521 | 4229161208800 | PITUITARY RONGEUR STRAIGHT LENGTH 180 MM, SIZE 2 MM SMOOTH AND TOOTHED (EQUALLY DISTRIBUTED), SPINAL | ORTHOPEDIC & SPINAL SUPPLIES
13522 | 4229161208900 | PITUITARY RONGEUR STRAIGHT LENGTH 180 MM, SIZE 3 MM SMOOTH AND TOOTHED (EQUALLY DISTRIBUTED), SPINAL | ORTHOPEDIC & SPINAL SUPPLIES
13523 | 4229161209000 | PITUITARY RONGEUR STRAIGHT LENGTH 180 MM, SIZE 5 MM SMOOTH AND TOOTHED (EQUALLY DISTRIBUTED), SPINAL | ORTHOPEDIC & SPINAL SUPPLIES
13524 | 4229161209100 | PITUITARY RONGEUR STRAIGHT LENGTH 250 MM, SIZE 5 MM, SMOOTH AND TOOTHED (EQUALLY DISTRIBUTED), SPINAL | ORTHOPEDIC & SPINAL SUPPLIES
13525 | 4229161209200 | PITUITARY RONGEUR STRAIGHT LENGTH 250 MM, SIZE 2 MM, SMOOTH AND TOOTHED (EQUALLY DISTRIBUTED), SPINAL | ORTHOPEDIC & SPINAL SUPPLIES
13526 | 4229161209300 | PITUITARY RONGEUR STRAIGHT LENGTH 300 MM, SIZE 2 MM, SMOOTH AND TOOTHED (EQUALLY DISTRIBUTED), SPINAL | ORTHOPEDIC & SPINAL SUPPLIES
13527 | 4229161209400 | PITUITARY RONGEUR STRAIGHT LENGTH 300 MM, SIZE 3 MM, SMOOTH AND TOOTHED (EQUALLY DISTRIBUTED), SPINAL | ORTHOPEDIC & SPINAL SUPPLIES
13528 | 4229161209500 | PITUITARY RONGEUR STRAIGHT LENGTH 300 MM, SIZE 5 MM, SMOOTH AND TOOTHED (EQUALLY DISTRIBUTED), SPINAL | ORTHOPEDIC & SPINAL SUPPLIES
13529 | 4229161209600 | PITUITARY RONGEUR ANGLED UPWARD, LENGTH 180 MM, SIZE 1-1.5 MM, SMOOTH AND TOOTHED (EQUALLY DISTRIBUTED), SPINAL | ORTHOPEDIC & SPINAL SUPPLIES
13530 | 4229161209700 | PITUITARY RONGEUR STRAIGHT LENGTH 180 MM, SIZE 1-1.5 MM SMOOTH AND TOOTHED (EQUALLY DISTRIBUTED), SPINAL | ORTHOPEDIC & SPINAL SUPPLIES
13531 | 4229161210300 | PITUITARY RONGEUR ANGLED DOWNWARD LENGTH 180 MM, SIZE 1.5 MM, SMOOTH AND TOOTHED (EQUALLY DISTRIBUTED), SPINAL | ORTHOPEDIC & SPINAL SUPPLIES
13532 | 4229161210700 | LAMINECTOMY RONGEUR, SINGLE ACTION, STRAIGHT, ASSORTED SIZES, SPINAL | ORTHOPEDIC & SPINAL SUPPLIES
13533 | 4229161210800 | BEYER BONE RONGEUR STAINLESS STEEL CURVED WORKING END 18CM APPROXIMATE.. | SUPPLEMENTARY DENTAL SUPPLIES
13534 | 4229161210900 | BONE RONGEUR (BEYER) DOUBLE ACTION 4 MM TIP WIDTH STRAIGHT WORKING END STAINLESS STEEL.. | SUPPLEMENTARY DENTAL SUPPLIES
13535 | 4229161212500 | RONGEUR, CONCHOTOME FOR DECALCIFICATION, 30 CM, 3MM, 30 DEGREE UPWARDS VALVE GATE (OR EQUIVALENT) REUSABLE | SURGICAL INSTRUMENT TENDER
13536 | 4229161212600 | RONGEUR, CONCHOTOME FOR DECALCIFICATION 30 CM 3MM VALVE GATE (OR EQUIVALENT) REUSABLE | SURGICAL INSTRUMENT TENDER
13537 | 4229161213500 | RONGEUR, MINIMALLY INVASIVE, 30 DEGREE DOWN, LENGTH 30 CM, JAWS : 3 X 10 MM, WORKING LENGTH 23 CM, REUSABLE | SURGICAL INSTRUMENT TENDER
13538 | 4229161213600 | RONGEUR, MINIMALLY INVASIVE, 30 DEGREE UP, LENGTH 30 CM, JAWS : 3 - 5 MM, WORKING LENGTH 23 CM, REUSABLE | SURGICAL INSTRUMENT TENDER
13539 | 4229161213700 | RONGEUR MINIMALLY INVASIVE 45 DEGREE UP LENGTH=230MM JAWS : 6 X 12MM WORKING LENGTH=150MM REUSABLE | SURGICAL INSTRUMENT TENDER
13540 | 4229161213900 | RONGEUR PROF.OBADIA DESIGN MINIMALLY INVASIVE MITRAL VALVE LENGTH300MM JAWS: 3 X 10MM WORKING LENGTH230 MM STRAIGHT (OR EQUIVALENT) REUSABLE | SURGICAL INSTRUMENT TENDER
13541 | 4229161214100 | PITUITARY RONGEUR KERRISON, 90 DEGREE -DOWNWARD, 1MM, LENGTH = 15 - 18 CM, REUSABLE | SURGICAL INSTRUMENT TENDER
13542 | 4229161214200 | PITUITARY RONGEUR KERRISON 90 DEGREE -DOWNWARD 2MM LENGTH=15CM REUSABLE | SURGICAL INSTRUMENT TENDER
13543 | 4229161214300 | PITUITARY RONGEUR KERRISON 90 DEGREE -DOWNWARD 3MM LENGTH=15CM REUSABLE | SURGICAL INSTRUMENT TENDER
13544 | 4229161214400 | PITUITARY RONGEUR KERRISON 90 DEGREE -DOWNWARD 4MM LENGTH=15CM REUSABLE | SURGICAL INSTRUMENT TENDER
13545 | 4229161214500 | PITUITARY RONGEUR KERRISON 90 DEGREE -UPWARD 1MM LENGTH=15CM REUSABLE | SURGICAL INSTRUMENT TENDER
13546 | 4229161214600 | PITUITARY RONGEUR KERRISON 90 DEGREE -UPWARD 2MM LENGTH=15CM REUSABLE | SURGICAL INSTRUMENT TENDER
13547 | 4229161214700 | PITUITARY RONGEUR KERRISON 90 DEGREE -UPWARD 3MM LENGTH=15CM REUSABLE | SURGICAL INSTRUMENT TENDER
13548 | 4229161214800 | PITUITARY RONGEUR KERRISON 90 DEGREE -UPWARD 4MM LENGTH=15CM REUSABLE | SURGICAL INSTRUMENT TENDER
13549 | 4229161214900 | RONGEUR BLUMENTHAL BONE CURVED 15.0 - 16.0 CM REUSABLE | SURGICAL INSTRUMENT TENDER
13550 | 4229161215000 | RONGEUR CASPAR STRAIGHT 18.0 - 19.0 CM, SERRATED 2 X 12 MM REUSABLE | SURGICAL INSTRUMENT TENDER
13551 | 4229161215100 | RONGEUR CUSHING STRAIGHT 14.0 - 15.0 CM, 4 X 14MM REUSABLE | SURGICAL INSTRUMENT TENDER
13552 | 4229161215200 | RONGEUR LEMPERT BONE STRAIGHT 15.0 - 17 CM, REUSABLE | SURGICAL INSTRUMENT TENDER
13553 | 4229161215300 | RONGEUR TAKAHASHI STRAIGHT, 12.0 CM, OVAL WIDTH 3MM REUSABLE | SURGICAL INSTRUMENT TENDER
13554 | 4229161215400 | RONGEUR, ECHLIN BONE, CURVED SIDEWAYS, TIP 2 MM, REUSABLE | SURGICAL INSTRUMENT TENDER
13555 | 4229161215500 | RONGEUR, ECHLIN BONE, CURVED SIDEWAYS, TIP 3 MM, REUSABLE | SURGICAL INSTRUMENT TENDER
13556 | 4229161215600 | RONGEUR, ECHLIN BONE, CURVED SIDEWAYS, TIP 4 MM, REUSABLE | SURGICAL INSTRUMENT TENDER
13557 | 4229161215700 | RONGEUR, MINI RUSKIN, 15.0 - 16.0 CM, STRAIGHT, REUSABLE | SURGICAL INSTRUMENT TENDER
13558 | 4229161301000 | BLADE STRAIGHT TRACHEAL WITH SUCTION IRRIGATION COMPATIBLE WITH END USER EQUIPMENT | EAR, NOSE & THROAT SUPPLIES (ENT)
13559 | 4229161301800 | MICRO BLADE SCALPEL STAINLESS STEEL SIZE 64 DISPOSABLE STERILE | DENTAL GENERAL SUPPLIES
13560 | 4229161302200 | BLADE SCALPEL CARBON / STAINLESS STEEL SIZE: 11 G DISPOSABLE STERILE.. | SUPPLEMENTARY GENERAL CONSUMABLES
13561 | 4229161302300 | BLADE SCALPEL CARBON / STAINLESS STEEL SIZE: 12 G DISPOSABLE STERILE.. | SUPPLEMENTARY GENERAL CONSUMABLES
13562 | 4229161302400 | BLADE SCALPEL CARBON / STAINLESS STEEL SIZE: 15 G DISPOSABLE STERILE.. | SUPPLEMENTARY GENERAL CONSUMABLES
13563 | 4229161302500 | BLADE SCALPEL CARBON / STAINLESS STEEL SIZE: 20 G DISPOSABLE STERILE.. | SUPPLEMENTARY GENERAL CONSUMABLES
13564 | 4229161302600 | BLADE SCALPEL CARBON / STAINLESS STEEL SIZE: 21 G DISPOSABLE STERILE.. | SUPPLEMENTARY GENERAL CONSUMABLES
13565 | 4229161302700 | BLADE SCALPEL CARBON / STAINLESS STEEL SIZE: 22 G DISPOSABLE STERILE.. | SUPPLEMENTARY GENERAL CONSUMABLES
13566 | 4229161302800 | BLADE SCALPEL CARBON / STAINLESS STEEL SIZE: 10 G DISPOSABLE STERILE.. | SUPPLEMENTARY GENERAL CONSUMABLES
13567 | 4229161303800 | BLADE SCALPEL CARBON / STAINLESS STEEL SIZE: 25 G DISPOSABLE STERILE.. | SUPPLEMENTARY GENERAL CONSUMABLES
13568 | 4229161304100 | SHAVING HEAD SINGLE-USE FOR HAIR CLIPPER DOES NOT CAUSE SKIN WOUND OR SCRATCHES THE HAIR CLIPPER WITH THE FOLLOWING SPECIFICATIONS: REUSABLE CORDLESS USE RECHARGEABLE BATTERY COULD BE WASHED WITH SOAP WATER AND ALCOHOL CLEANSING OR OTHER DISINFECTANTS EASY-TO-USE REMOVAL AND INSTALLATION OF SHAVING HEADS WIRELESS (1 HAIR CLIPPER MACHINE FREE OF CHARGE WITH EACH 500 SHAVING HEAD).. | SUPPLEMENTARY GENERAL CONSUMABLES
13569 | 4229161304700 | BLADE SCALPEL WITH PLASTIC HANDLE AND RETRACTABLE BLADE SIZE 10 DISPOSABLE STERILE.. | SUPPLEMENTARY GENERAL CONSUMABLES
13570 | 4229161305000 | BLADE SCALPEL CARBON / STAINLESS STEEL WITH PLASTIC HANDLE SIZE: 15 G PACKING: INDIVIDUALLY PACKED DISPOSABLE STERILE.. | SUPPLEMENTARY GENERAL CONSUMABLES
13571 | 4229161305300 | BLADE SCALPEL CARBON / STAINLESS STEEL WITH PLASTIC HANDLE SIZE: 20 G PACKING: INDIVIDUALLY PACKED DISPOSABLE STERILE.. | SUPPLEMENTARY GENERAL CONSUMABLES
13572 | 4229161305400 | BLADE SCALPEL CARBON / STAINLESS STEEL WITH PLASTIC HANDLE SIZE: 21 G PACKING: INDIVIDUALLY PACKED DISPOSABLE STERILE.. | SUPPLEMENTARY GENERAL CONSUMABLES
13573 | 4229161305700 | BLADE SCALPEL CARBON / STAINLESS STEEL WITH PLASTIC HANDLE SIZE: 24 G PACKING: INDIVIDUALLY PACKED DISPOSABLE STERILE.. | SUPPLEMENTARY GENERAL CONSUMABLES
13574 | 4229161306200 | BLADE, DEBRIDER 12 NASAL CURVED BLADE 4MM ROTATABLE, OR EQUIVALENT | EAR, NOSE & THROAT SUPPLIES (ENT)
13575 | 4229161306500 | BLADE, DEBRIDER 12 NASAL CURVED BLADE 3.5MM ROTATABLE, OR EQUIVALENT | EAR, NOSE & THROAT SUPPLIES (ENT)
13576 | 4229161307000 | BLADE DEBRIDER 40 DEGREE NASAL BLADE 3.5 MM OR EQUIVALENT | EAR, NOSE & THROAT SUPPLIES (ENT)
13577 | 4229161307100 | BLADE DEBRIDER 40 DEGREE NASAL BLADE 3.5MM ROTATABLE OR EQUIVALENT | EAR, NOSE & THROAT SUPPLIES (ENT)
13578 | 4229161307200 | BLADE, INFERIOR TURBINATE NASAL BLADE 2MM, OR EQUIVALENT | EAR, NOSE & THROAT SUPPLIES (ENT)
13579 | 4229161307300 | BLADE, INFERIOR TURBINATE NASAL BLADE 2MM ROTATABLE, OR EQUIVALENT | EAR, NOSE & THROAT SUPPLIES (ENT)
13580 | 4229161307400 | BLADE, INFERIOR TURBINATE NASAL BLADE 2.9MM ROTATABLE, OR EQUIVALENT | EAR, NOSE & THROAT SUPPLIES (ENT)
13581 | 4229161307500 | BLADE, INFERIOR TURBINATE NASAL BLADE 2.9MM, OR EQUIVALENT | EAR, NOSE & THROAT SUPPLIES (ENT)
13582 | 4229161307700 | BLADE, SERRATED NASAL BLADE 2.9 MM, OR EQUIVALENT | EAR, NOSE & THROAT SUPPLIES (ENT)
13583 | 4229161307800 | BLADE, SERRATED NASAL BLADE 4MM, ROTATABLE, OR EQUIVALENT | EAR, NOSE & THROAT SUPPLIES (ENT)
13584 | 4229161307900 | BLADE, SERRATED NASAL BLADE 3.5 MM, ROTATABLE, OR EQUIVALENT | EAR, NOSE & THROAT SUPPLIES (ENT)
13585 | 4229161308000 | BLADE, SERRATED NASAL BLADE 2.9 MM ROTATABLE, OR EQUIVALENT | EAR, NOSE & THROAT SUPPLIES (ENT)
13586 | 4229161308100 | BLADE, SERRATED NASAL BLADE 4MM, OR EQUIVALENT | EAR, NOSE & THROAT SUPPLIES (ENT)
13587 | 4229161308300 | BLADE DEBRIDER 60 DEGREE CURVED BLADE 3.5MM NASAL OR EQUIVALENT | EAR, NOSE & THROAT SUPPLIES (ENT)
13588 | 4229161308400 | BLADE DEBRIDER 60 DEGREE NASAL CURVED BLADE 3.5 ROTATABLE OR EQUIVALENT | EAR, NOSE & THROAT SUPPLIES (ENT)
13589 | 4229161308500 | BLADE DEBRIDER 60 DEGREE NASAL CURVED BLADE 4 MM ROTATABLE OR EQUIVALENT | EAR, NOSE & THROAT SUPPLIES (ENT)
13590 | 4229161308800 | BLADE, DEBRIDER 90 CURVED BLADE 2.9MM NASAL, OR EQUIVALENT | EAR, NOSE & THROAT SUPPLIES (ENT)
13591 | 4229161308900 | DEBRIDER ADENOID PEDIATRIC 4MM, LENGTH (10-12 CM), CURVED BLADE, WITH SUCTION IRRIGATION TUBE INCLUDED, COMPATIBLE WITH END USER MACHINE | EAR, NOSE & THROAT SUPPLIES (ENT)
13592 | 4229161309100 | BLADE TRICUT ANGLED ROTATABLE DOUBLE CURVED TIP WITH SUCTION IRRIGATION ASSORTED DIAMETERS AND LENGTH S COMPATIBLE WITH END USER EQUIPMENT | EAR, NOSE & THROAT SUPPLIES (ENT)
13593 | 4229161309200 | BLADE TRICUT ANGLED ROTATABLE STRAIGHT TIP WITH CURVE AT HAND PIECE WITH SUCTION IRRIGATION ASSORTED DIAMETERS AND LENGTH S COMPATIBLE WITH END USER EQUIPMENT | EAR, NOSE & THROAT SUPPLIES (ENT)
13594 | 4229161310800 | HEAVY-DUTY WIRE CUTTER FINE TIP NARROW CUTTING END GRADE 410-420 SERIES STAINLESS STEEL (HIGH CARBON CONTENT AND A CERTAIN PERCENTAGE OF CHROMIUM) HEAT TREATED FOR GREATER RIGIDITY.. | SUPPLEMENTARY DENTAL SUPPLIES
13595 | 4229161312000 | BUR CURVED DIAMOND NASAL BUR 3.5MM HIGH-SPEED OR EQUIVALENT | EAR, NOSE & THROAT SUPPLIES (ENT)
13596 | 4229161312500 | BLADE SCALPEL CARBON / STAINLESS STEEL SIZE: 23 G DISPOSABLE STERILE.. | SUPPLEMENTARY GENERAL CONSUMABLES
13597 | 4229161312600 | BLADE SCALPEL CARBON / STAINLESS STEEL SIZE: 24 G DISPOSABLE STERILE.. | SUPPLEMENTARY GENERAL CONSUMABLES
13598 | 4229161313000 | BUR CURVED DIAMOND NASAL BUR 5 MM HIGH-SPEED OR EQUIVALENT | EAR, NOSE & THROAT SUPPLIES (ENT)
13599 | 4229161314000 | BUR AGGRESSIVE ROUTER BUR HIGH-SPEED 4.5MM NASAL OR EQUIVALENT | EAR, NOSE & THROAT SUPPLIES (ENT)
13600 | 4229161314900 | BLADE SCALPEL CARBON / STAINLESS STEEL WITH PLASTIC HANDLE SIZE: 10 G PACKING: INDIVIDUALLY PACKED DISPOSABLE STERILE.. | SUPPLEMENTARY GENERAL CONSUMABLES
13601 | 4229161320100 | BLADE SCALPEL WITH PLASTIC HANDLE AND RETRACTABLE BLADE SIZE 20 DISPOSABLE STERILE.. | SUPPLEMENTARY GENERAL CONSUMABLES
13602 | 4229161320200 | BLADE SCALPEL WITH PLASTIC HANDLE AND RETRACTABLE BLADE SIZE 22 DISPOSABLE STERILE.. | SUPPLEMENTARY GENERAL CONSUMABLES
13603 | 4229161320400 | BLADE EDGE COATED EXTENDED ELECTRODE INSULATED TOTAL LENGTH 10.16 CM (+/- 0.5 CM ) ACTIVE LENGTH 5.1 MM ( +/- 0.5 MM ) DISPOSABLE STERILE.. | SUPPLEMENTARY GENERAL CONSUMABLES
13604 | 4229161320700 | TIP BLADE ELECTROSURGICAL SHIELDED PTFE COATED 60-70 MM DISPOSABLE STERILE INDIVIDUAL PACKING.. | SUPPLEMENTARY GENERAL CONSUMABLES
13605 | 4229161320800 | CLIPPER FOR REMOVING UMBILICAL CORD CLAMP DISPOSABLE STERILE.. | SUPPLEMENTARY GENERAL CONSUMABLES
13606 | 4229161321000 | STOMA CLIP TWO-PIECE SYSTEM FOR AIR-TIGHT ATTACHMENT OF TRACHEOSTOMA BUTTON AND LARYNGECTOMY TUBE TO THE STOMA. | EAR, NOSE & THROAT SUPPLIES (ENT)
13607 | 4229161321300 | BLADE SCALPEL CARBON / STAINLESS STEEL WITH PLASTIC HANDLE SIZE: 11 G PACKING: INDIVIDUALLY PACKED DISPOSABLE STERILE.. | SUPPLEMENTARY GENERAL CONSUMABLES
13608 | 4229161326300 | KNIFE, PYLORIC W/ LUER-LOCK CONNECTOR FOR CLEANING, SIZE 3 MM, LENGTH 10 CM, REUSABLE | SURGICAL INSTRUMENT TENDER
13609 | 4229161404200 | SCISSORS, POTTS TENOTOMY, CURVED, 175MM, REUSABLE | SURGICAL INSTRUMENT TENDER
13610 | 4229161405200 | SCISSORS, REYNOLDS DISSECTING, CURVED, LENGTH 17 - 18 CM, BLUNT/BLUNT REUSABLE | SURGICAL INSTRUMENT TENDER
13611 | 4229161409200 | HUMBY SKIN HOOK STAINLESS STEEL SHARP HINGED ADJUSTABLE 3CM WIDE OVERALL LENGTH: 12MM APPROXIMATE.. | SUPPLEMENTARY DENTAL SUPPLIES
13612 | 4229161413300 | SCISSORS, MAYO, STRAIGHT, TUNGSTEN CARBIDE, LENGTH 23 CM, REUSABLE | SURGICAL INSTRUMENT TENDER
13613 | 4229161414100 | SURGICAL SCISSORS GOLDMAN-FOX CURVED TUNGSTEN CARBIDE GRADE 440 SERIES STAINLESS STEEL (HIGH CARBON CONTENT AND A CERTAIN PERCENTAGE OF CHROMIUM) TRIPLE TEMPERED FOR GREATER RIGIDITY.. | SUPPLEMENTARY DENTAL SUPPLIES
13614 | 4229161414200 | SURGICAL SCISSORS GOLDMAN-FOX STRAIGHT TUNGSTEN CARBIDE GRADE 440 SERIES STAINLESS STEEL (HIGH CARBON CONTENT AND A CERTAIN PERCENTAGE OF CHROMIUM) TRIPLE TEMPERED FOR GREATER RIGIDITY.. | SUPPLEMENTARY DENTAL SUPPLIES
13615 | 4229161414300 | STEVENS SCISSORS STAINLESS STEEL LENGTH 11MM APPROXIMATE STRAIGHT SHARP TIP.. | SUPPLEMENTARY DENTAL SUPPLIES
13616 | 4229161414800 | SCISSOR, FOR STITCHING, DISPOSABLE, STERILE | SUPPLEMENTARY GEN.SUPPLIES NURS,BURN
13617 | 4229161415200 | SEALANT ABSORBABLE FOR AIR LEAK CONTAINS ALBUMIN AND POLYETHYLENE GLYCOL KIT 4 ML STERILE.. | SUPPLEMENTARY GEN.CONS SURG SUT,LAP,ROB
13618 | 4229161419300 | SCISSORS, METZENBAUM STRAIGHT STAINLESS STEEL, LENGTH 14 - 14.5 CM, REUSABLE | SURGICAL INSTRUMENT TENDER
13619 | 4229161421900 | SCISSORS, FISCH CRUROTOMY, ASSORTED SIDES | EAR, NOSE & THROAT SUPPLIES (ENT)
13620 | 4229161422000 | BELLUCCI SCISSORS, STRAIGHT, WORKING LENGTH 12.5 CM | EAR, NOSE & THROAT SUPPLIES (ENT)
13621 | 4229161422100 | SCISSORS, 45 DEGREE CURVED UPWARDS, EXTRA DELICATE, WORKING LENGTH 15 CM | EAR, NOSE & THROAT SUPPLIES (ENT)
13622 | 4229161422200 | SCISSORS, CURVED TO LEFT, EXTRA DELICATE, WORKING LENGTH 15 CM | EAR, NOSE & THROAT SUPPLIES (ENT)
13623 | 4229161422300 | SCISSORS, CURVED TO LEFT, WORKING LENGTH 12.5 CM | EAR, NOSE & THROAT SUPPLIES (ENT)
13624 | 4229161422400 | SCISSORS, CURVED TO RIGHT, EXTRA DELICATE, WORKING LENGTH 15 CM | EAR, NOSE & THROAT SUPPLIES (ENT)
13625 | 4229161422500 | SCISSORS, CURVED TO RIGHT, WORKING LENGTH 12.5 CM | EAR, NOSE & THROAT SUPPLIES (ENT)
13626 | 4229161422700 | SCISSORS, LARYNGEAL, STRAIGHT VERTICAL LENGTH 22CM | EAR, NOSE & THROAT SUPPLIES (ENT)
13627 | 4229161422900 | SCISSOR, WALTER ANGLED SHARP, LENGTH 10 CM | EAR, NOSE & THROAT SUPPLIES (ENT)
13628 | 4229161423000 | SCISSOR, NASAL, STRAIGHT, WITH CLEANING CONNECTOR, WORKING LENGTH 13 CM | EAR, NOSE & THROAT SUPPLIES (ENT)
13629 | 4229161423200 | SCISSOR, NASAL, CUTTING BLADES CURVED DOWNWARDS, WITH CLEANING CONNECTOR, 13 -14 CM LENGTH | SURGICAL INSTRUMENT TENDER
13630 | 4229161423300 | SCISSOR, YASARGIL SAME, BLADES CURVED DOWNWARDS | EAR, NOSE & THROAT SUPPLIES (ENT)
13631 | 4229161423400 | SCISSORS, METZENBAUM, ROTATING, DISMANTLING, WITH CONNECTOR PIN FOR UNIPOLAR COAGULATION, WITH LUER-LOCK CONNECTOR FOR CLEANING, DOUBLE ACTION JAWS, CURVED, LENGTH OF JAWS 15 MM,TOTAL LENGTH 31 - 37 PLASTIC HANDLE, WITHOUT RATCHET, WITH LARGER CONTACT AREA, OUTER TUBE, INSULATED SCISSORS INSERT, REUSABLE | SURGICAL INSTRUMENT TENDER
13632 | 4229161423500 | SCISSORS 15 DEGREE DOUBLE-ACTION TUBE-SHAFT VALVE GATE PRO (OR EQUIVALENT) DIAMETER=5 25CM REUSABLE | SURGICAL INSTRUMENT TENDER
13633 | 4229161423600 | SCISSORS, CHITWOOD THORACOSCOPIC, SHAFT 5 MM, CURVED BLADES 3 CM, BLACK RING HANDLE, WORKING LENGTH 18.5 CM, TOTAL LENGTH 29 CM, REUSABLE | SURGICAL INSTRUMENT TENDER
13634 | 4229161423700 | SCISSORS, 40- 45 DEGREE, SINGLE-ACTION, TUBE-SHAFT, VALVE GATE (OR EQUIVALENT), CLASSIC, DIAMETER = 5MM, WORKING LENGTH 20 - 30CM, REUSABLE | SURGICAL INSTRUMENT TENDER
13635 | 4229161423800 | SCISSORS, METZENBAUM THORACOSCOPIC, SHAFT 10 MM, CURVED BLADES 3.5 CM, BLACK RING HANDLE, WORKING LENGTH 19.5 CM, TOTAL LENGTH 29 CM, REUSABLE | SURGICAL INSTRUMENT TENDER
13636 | 4229161423900 | SCISSORS 70 DEGREE DOUBLE-ACTION TUBE-SHAFT VALVE GATE PRO (OR EQUIVALENT) DIAMETER=5 25CM REUSABLE | SURGICAL INSTRUMENT TENDER
13637 | 4229161424000 | SCISSORS, SUPERCUTS, JAMESON 15CM, (OR EQUIVALENT), REUSABLE | SURGICAL INSTRUMENT TENDER
13638 | 4229161424100 | RETRACTOR, MINI THORACOTOMY, MINIMAL INVASIVE, WITH STRONG SPREADING BAR 60MM, COMPLETE SYSTEM, STAINLESS STEEL, REUSABLE | SURGICAL INSTRUMENT TENDER
13639 | 4229161424400 | GRASPER, MINIMALLY INVASIVE, WITH DEBAKEY JAWS 1/2 TEETH DELICATE 1.5/11 MM 3 MM MALLEABLE SHAFT, REUSABLE | SURGICAL INSTRUMENT TENDER
13640 | 4229161425600 | SCISSORS SUPERCUT DISSECTING CURVED 115 MM, DELICATE PATTERN WAVE CUT BLUNT/BLUNT REUSABLE | SURGICAL INSTRUMENT TENDER
13641 | 4229161426100 | SCISSORS, SMALL JOINTS ARTHROSCOPY ASSORTED TYPES | ORTHOPEDIC & SPINAL SUPPLIES
13642 | 4229161426200 | SCISSORS, SHOULDER ARTHROSCOPY ASSORTED TYPES | ORTHOPEDIC & SPINAL SUPPLIES
13643 | 4229161426300 | SCISSORS, HIP ARTHROSCOPY ASSORTED TYPES | ORTHOPEDIC & SPINAL SUPPLIES
13644 | 4229161426400 | SCISSORS JACOBSON MICRO 7MM BLADES LENGTH=180MM ANGLED SHARP 90 DEGREE FLAT HANDLE REUSABLE | SURGICAL INSTRUMENT TENDER
13645 | 4229161426500 | SCISSORS JACOBSON MICRO SUPERGRIP 7MM BLADES LENGTH=180MM ANGLED SHARP 45 DEGREE REUSABLE | SURGICAL INSTRUMENT TENDER
13646 | 4229161426600 | SCISSORS JACOBSON MICRO SUPERGRIP 7MM BLADES LENGTH=180MM ANGLED SHARP 60 DEGREE REUSABLE | SURGICAL INSTRUMENT TENDER
13647 | 4229161426700 | SCISSORS JACOBSON MICRO SUPERGRIP LENGTH=210MM ANGLED SHARP FINE 125 DEGREE BLADE=10MM BLACK COATING REUSABLE | SURGICAL INSTRUMENT TENDER
13648 | 4229161426800 | SCISSORS, MINIMALLY INVASIVE, LENGTH 25 CM, CURVED 15 DEGREE, DIAMETER 5 - 7 MM, REUSABLE | SURGICAL INSTRUMENT TENDER
13649 | 4229161426900 | SCISSORS, MINIMALLY INVASIVE, LENGTH 25 CM, CURVED 30 DEGREE, DIAMETER 5 - 7 MM, REUSABLE | SURGICAL INSTRUMENT TENDER
13650 | 4229161427000 | SCISSORS, MINIMALLY INVASIVE, LENGTH 30 CM, CURVED 15 DEGREE, DIAMETER 5 - 7 MM, REUSABLE | SURGICAL INSTRUMENT TENDER
13651 | 4229161427100 | SCISSORS, MINIMALLY INVASIVE, LENGTH 30 CM, CURVED 30 DEGREE, DIAMETER 5 - 7 MM, REUSABLE | SURGICAL INSTRUMENT TENDER
13652 | 4229161427200 | SCISSORS MINIMALLY INVASIVE LENGTH=360MM 30 DEGREE DIAMETER : 5MM REUSABLE | SURGICAL INSTRUMENT TENDER
13653 | 4229161427300 | SCISSORS MINIMALLY INVASIVE LENGTH=360MM 45 DEGREE ANGLED DIAMETER : 5 MM REUSABLE | SURGICAL INSTRUMENT TENDER
13654 | 4229161427400 | SCISSORS MINIMALLY INVASIVE LENGTH=360MM 90 DEGREE ANGLED DIAMETER : 5 MM REUSABLE | SURGICAL INSTRUMENT TENDER
13655 | 4229161427600 | SCISSORS, MINIMALLY INVASIVE, LENGTH 36 CM, TUNGSTEN CARBIDE BLADES, CURVED 15 DEGREE, DIAMETER 5 MM, REUSABLE | SURGICAL INSTRUMENT TENDER
13656 | 4229161427700 | SCISSORS PROF. YAN DESIGN STRONG CARDIOVASCULAR LENGTH=220MM SUPERCUT DOUBLE CURVED SCISSORS RING HANDLE REUSABLE | SURGICAL INSTRUMENT TENDER
13657 | 4229161427800 | SCISSORS, 120 DEGREE ANGLED, SMALL BLADES, 3MM X 30CM, REUSABLE | SURGICAL INSTRUMENT TENDER
13658 | 4229161427900 | SCISSORS ULTRACUT PRESTIGE PARIS LENGTH=230MM CURVED REUSABLE | SURGICAL INSTRUMENT TENDER
13659 | 4229161428000 | SCISSORS COTTLE-KNAPP DISSECTING CURVED 105 MM, DELICATE PATTERN BLUNT/BLUNT REUSABLE | SURGICAL INSTRUMENT TENDER
13660 | 4229161428100 | SCISSORS CURVED JABALEY SUPER CUT 5 INCH, REUSABLE | SURGICAL INSTRUMENT TENDER
13661 | 4229161428200 | SCISSORS DISSECTING CURVED 130 MM, DELICATE PATTERN WAVE CUT BLUNT/BLUNT REUSABLE | SURGICAL INSTRUMENT TENDER
13662 | 4229161428300 | SCISSORS, SUPERCUT/MAYO/STRAIGHT, STAINLESS STEEL, LENGTH 16.5 CM, REUSABLE | SURGICAL INSTRUMENT TENDER
13663 | 4229161428500 | SCISSORS, DISSECTING, METZENBAUM CURVED, STAINLESS STEEL, LENGTH 14 - 16 CM, REUSABLE | SURGICAL INSTRUMENT TENDER
13664 | 4229161428600 | SCISSORS, DRESSING, BANDAGE/LISTER, STAINLESS STEEL, LENGTH 14 - 15 CM, REUSABLE | SURGICAL INSTRUMENT TENDER
13665 | 4229161428700 | SCISSORS, DRESSING, BANDAGE/LISTER, STAINLESS STEEL, LENGTH 18 - 19 CM, REUSABLE | SURGICAL INSTRUMENT TENDER
13666 | 4229161428800 | SCISSORS, FLEXIBLE, SINGLE ACTION, 7 FR, LENGTH 40 CM, REUSABLE | SURGICAL INSTRUMENT TENDER
13667 | 4229161428900 | SCISSORS, FLEXIBLE, SINGLE ACTION, 9 FR, LENGTH 40 CM, REUSABLE | SURGICAL INSTRUMENT TENDER
13668 | 4229161429000 | SCISSORS, MAYO, CURVED, TUNGSTEN CARBIDE, LENGTH 17 CM, REUSABLE | SURGICAL INSTRUMENT TENDER
13669 | 4229161429200 | SCISSORS, DISSECTING, METZENBAUM FINE/STRAIGHT, TUNGSTEN CARBIDE, LENGTH 23 CM, REUSABLE | SURGICAL INSTRUMENT TENDER
13670 | 4229161429300 | SCISSORS, METZENBAUM, ROTATING, DISMANTLING, WITH CONNECTOR PIN FOR UNIPOLAR COAGULATION, WITH LUER-LOCK CONNECTOR FOR CLEANING, DOUBLE ACTION JAWS, STRAIGHT, LENGTH OF JAWS 15 MM, PLASTIC HANDLE, WITHOUT RATCHET, WITH LARGER CONTACT AREA, OUTER TUBE, INSULATED SCISSORS INSERT, REUSABLE, 5MM, 33 - 36CM | SURGICAL INSTRUMENT TENDER
13671 | 4229161429400 | SCISSORS MICRO LARYNGEAL LEFT-CURVED STAINLESS STEEL LENGTH=25CM REUSABLE | SURGICAL INSTRUMENT TENDER
13672 | 4229161429500 | SCISSORS MICRO LARYNGEAL RIGHT-CURVED STAINLESS STEEL LENGTH=25CM REUSABLE | SURGICAL INSTRUMENT TENDER
13673 | 4229161429600 | SCISSORS MICRO LARYNGEAL UP-ANGLED STAINLESS STEEL LENGTH=25CM REUSABLE | SURGICAL INSTRUMENT TENDER
13674 | 4229161429700 | SCISSORS, BLACK METZENBAUM CURVED 14.0 -15.0 CM, REUSABLE | SURGICAL INSTRUMENT TENDER
13675 | 4229161429900 | SCISSORS, POTTS- DEMARTEL, LENGTH 18.0 - 19.0 CM, 60 DEGREE, REUSABLE | SURGICAL INSTRUMENT TENDER
13676 | 4229161430000 | SCISSORS, REYNOLDS, DELICATE CURVED BLUNT/BLUNT, 14.5CM, REUSABLE | SURGICAL INSTRUMENT TENDER
13677 | 4229161430100 | SCISSORS, IRIS/SHARP-SHARP/CURVED, STAINLESS STEEL, LENGTH 11 - 11.5 CM, REUSABLE | SURGICAL INSTRUMENT TENDER
13678 | 4229161430200 | SCISSORS, SUPERCUT/STEVENS TENOTOMY, BLUNT/BLUNT, CURVED, STAINLESS STEEL, LENGTH 10 - 11 CM, REUSABLE | SURGICAL INSTRUMENT TENDER
13679 | 4229161430300 | SCISSORS VALVE GATE (OR EQUIVALENT) DIAMETER 5 LENGTH=25CM REUSABLE | SURGICAL INSTRUMENT TENDER
13680 | 4229161430400 | SCISSORS WIRE BEEBEE/SHARP-SHARP/CURVED STAINLESS STEEL LENGTH=10.0CM REUSABLE | SURGICAL INSTRUMENT TENDER
13681 | 4229161432000 | INSTRUMENT SCISSORS DRESSING BLUNT MOLDED FROM A HIGH-STIFFNESS STRAIGHT BLUNT/BLUNT LENGTH 14 CM (+/-2) STERILE DISPOSABLE.... | SUPPLEMENTARY GENERAL CONSUMABLES
13682 | 4229161432100 | SPLINTING ACCESSORIES, SCISSORS, NON-STICK, TITANIUM COATED STAINLESS STEEL CAN CUT THROUGH GLUE, TAPE, AND OTHER ADHESIVES WITHOUT DAMAGING THE BLADES, 8 INCH | REHABILITATION,PHYSIOTHERAPY SUPPLIES
13683 | 4229161432200 | SCISSORS, METZENBAUM, FOR THORACOSCOPIC, CURVED TO LEFT, BLADE LENGTH 3 - 4 CM, RING HANDLE, TOTAL LENGTH 42 - 43 CM, REUSABLE | SURGICAL INSTRUMENT TENDER
13684 | 4229161432300 | SCISSORS, JACOBSON/MICRO, SUPERGRIP, STRAIGHT, TIP 7 MM, LENGTH 16.0 - 18.0 CM, SHARP, REUSABLE | SURGICAL INSTRUMENT TENDER
13685 | 4229161432400 | SCISSORS, JACOBSON/MICRO, SUPERGRIP, CURVED, TIP 7 MM, LENGTH 16.0-18.0 CM, SHARP, REUSABLE | SURGICAL INSTRUMENT TENDER
13686 | 4229161432500 | SCISSORS, JACOBSON/MICRO, SUPERGRIP, STRAIGHT, TIP10 MM, LENGTH 16.0 -18.0 CM, SHARP, REUSABLE | SURGICAL INSTRUMENT TENDER
13687 | 4229161432600 | SCISSORS, JACOBSON/MICRO, SUPERGRIP, CURVED, TIP 10 MM, LENGTH 16.0 -18.0 CM, SHARP, REUSABLE | SURGICAL INSTRUMENT TENDER
13688 | 4229161500100 | GLUCK RIB SHEAR BONE CUTTING FORCEPS 22CM GRADE 410-420 SERIES STAINLESS STEEL (HIGH CARBON CONTENT AND A CERTAIN PERCENTAGE OF CHROMIUM) HEAT TREATED FOR GREATER RIGIDITY.. | SUPPLEMENTARY DENTAL SUPPLIES
13689 | 4229161500300 | LISTON KEY HORSLEY RIB SHEAR BONE CUTTING FORCEPS 27CM CHILDREN SIZE GRADE 410-420 SERIES STAINLESS STEEL (HIGH CARBON CONTENT AND A CERTAIN PERCENTAGE OF CHROMIUM) HEAT TREATED FOR GREATER RIGIDITY.. | SUPPLEMENTARY DENTAL SUPPLIES
13690 | 4229161501000 | NEEDLE 29 GAUGE FLEXIBLE STAINLESS STEEL 27MM SIDE PORT TIP FOR CALCIUM HYDROXIDE PASTE APPLICATION | DENTAL GENERAL SUPPLIES
13691 | 4229161600300 | SNARE, POLYPECTOMY, STIFF, ROTATABLE, OVAL, ELECTROSURGICAL, SINGLE USE | ENDOSCOPY CONSUMABLES SUPPLIES
13692 | 4229161600400 | SNARE, POLYPECTOMY, SOFT, ROTATABLE, OVAL, ELECTROSURGICAL, ASSORTED SNARE SIZES AND ASSORTED DIAMETERS, SINGLE USE | ENDOSCOPY CONSUMABLES SUPPLIES
13693 | 4229161602400 | SNARE, POLYPECTOMY, SOFT, ROTATABLE, ROUND, ELECTROSURGICAL, SINGLE USE | ENDOSCOPY CONSUMABLES SUPPLIES
13694 | 4229161602500 | SNARE, POLYPECTOMY, SOFT, ROTATABLE, HEXAGONAL, ELECTROSURGICAL, SINGLE USE | ENDOSCOPY CONSUMABLES SUPPLIES
13695 | 4229161602600 | SNARE, POLYPECTOMY, STIFF, ROTATABLE, ROUND, ELECTROSURGICAL, SINGLE USE | ENDOSCOPY CONSUMABLES SUPPLIES
13696 | 4229161602700 | SNARE, POLYPECTOMY, STIFF, ROTATABLE, HEXAGONAL, ELECTROSURGICAL, SINGLE USE | ENDOSCOPY CONSUMABLES SUPPLIES
13697 | 4229161603600 | POLYPECTOMY ROTATABLE SNARE MULTISTAGE NOT LESS THAN THREE DIFFERENT SIZE IN ONE SNARE ASSORTED SIZES. | ENDOSCOPY CONSUMABLES SUPPLIES
13698 | 4229161900400 | OSTEOTOMES KIT SET OF 5 OFFSET (CURVED) HANDLES SINUS OSTEOTOMES WITH CONCAVE TIP ADJUSTABLE STOPS AND WRENCH FOR ELEVATION OF MAXILLARY SINUS FLOOR IN STAINLESS STEEL CASSETTE 1. OFFSET HANDLE OSTEOTOME WITH CONCAVE TIP DIAMETER OF THE TIP RANGE FROM 2 - 2.6 MM 2. OFFSET HANDLE OSTEOTOME WITH CONCAVE TIP DIAMETER OF THE TIP RANGE FROM 3 - 3.5 MM 3. OFFSET HANDLE OSTEOTOME WITH CONCAVE TIP DIAMETER OF THE TIP RANGE FROM 3.6 - 4 MM 4. OFFSET HANDLE OSTEOTOME WITH CONCAVE TIP DIAMETER OF THE TIP RANGE FROM 4.1 - 4.6 MM 5. OFFSET HANDLE OSTEOTOME WITH CONCAVE TIP DIAMETER OF THE TIP RANGE FROM 4.8 - 5 MM | SUPPLEMENTARY DENTAL SUPPLIES
13699 | 4229161900900 | OSTEOTOME TESSIER HENDERSON CURVED 20CMX15MM STAINLESS STEEL WORKING END WIDTH: 10MM.. | SUPPLEMENTARY DENTAL SUPPLIES
13700 | 4229161901100 | OBWEGESER WEDGE OSTEOTOME STAINLESS STEEL 22CM APPROXIMATE 12MM TIP APPROXIMATE.. | SUPPLEMENTARY DENTAL SUPPLIES
13701 | 4229161901300 | TESSIER OSTEOTOME STAINLESS STEEL CURVED WORKING END: 10MM OVERALL LENGTH: 20CM APPROXIMATE.. | SUPPLEMENTARY DENTAL SUPPLIES
13702 | 4229161901500 | OBWEGESER SPLITTING OSTEOTOME STAINLESS STEEL 22CM APPROXIMATE 8 MM TIP APPROXIMATE.. | SUPPLEMENTARY DENTAL SUPPLIES
13703 | 4229161901800 | OBWEGESER SPLITTING OSTEOTOME STAINLESS STEEL 22CM APPROXIMATE 16MM TIP APPROXIMATE.. | SUPPLEMENTARY DENTAL SUPPLIES
13704 | 4229161901900 | MINI LAMBOTTE OSTEOTOME STAINLESS STEEL STRAIGHT 13CM APPROXIMATE WORKING END WIDTH: SMALL (2-4CM).. | SUPPLEMENTARY DENTAL SUPPLIES
13705 | 4229161902000 | SURGICAL OSTEOTOME OBWEGESER NASAL SEPTUM 18.5CM 6MM TIP GRADE 410-420 SERIES STAINLESS STEEL (HIGH CARBON CONTENT AND A CERTAIN PERCENTAGE OF CHROMIUM) HEAT TREATED FOR GREATER RIGIDITY.. | SUPPLEMENTARY DENTAL SUPPLIES
13706 | 4229161902200 | DOUBLE ENDED PERIOTOME SET, CONTAINS: 4 DOUBLE ENDED PERIOTOMES, 2 DOUBLE ENDED PERIOTOME FOR ANTERIOR TEETH, 2 DOUBLE ENDED PEROTOME FOR POSTERIOR TEETH MEDICAL GRADE STAINLESS STEEL WITH DURABLE TIPS RESISTANT TO BREAKAGE AND SERRATED | DENTAL GENERAL SUPPLIES
13707 | 4229161902300 | OBWGEEZER OSTEOTOME NASAL SEPTUM DOUBLE-GUARDED OSTEOTOME STAINLESS STEEL 18CM APPROXIMATE BLADE WIDTH: 4MM.. | SUPPLEMENTARY DENTAL SUPPLIES
13708 | 4229161902400 | SURGICAL OSTEOTOME CURVED PTERYGO-MAXILLARY STAINLESS STEEL LENGTH 10X22CM APPROXIMATE.. | SUPPLEMENTARY DENTAL SUPPLIES
13709 | 4229161902700 | OBWEGESER OSTEOTOME FOR ALVEOLAR PROCESS STAINLESS STEEL 15CM APPROXIMATE 3 MM TIP APPROXIMATE. | SUPPLEMENTARY DENTAL SUPPLIES
13710 | 4229162100000 | FINGER RING CUTTER WITH 10 SPARE BLADES, ORTHOPEDIC | ORTHOPEDIC & SPINAL SUPPLIES
13711 | 4229162700000 | BUR ANTERIOR SKULL BASE CUTTING BUR 4MM ANGLE 15 DEGREE OR EQUIVALENT | EAR, NOSE & THROAT SUPPLIES (ENT)
13712 | 4229162700100 | BUR ANTERIOR SKULL BASE DIAMOND BUR 5MM ANGLE 15 DEGREE OR EQUIVALENT | EAR, NOSE & THROAT SUPPLIES (ENT)
13713 | 4229162700200 | BUR ANTERIOR SKULL BASE DIAMOND BUR 5MM ANGLE 70 DEGREE OR EQUIVALENT | EAR, NOSE & THROAT SUPPLIES (ENT)
13714 | 4229162700300 | BUR ANTERIOR SKULL BASE DIAMOND BUR 3.2 5MM ANGLE 40 DEGREE OR EQUIVALENT | EAR, NOSE & THROAT SUPPLIES (ENT)
13715 | 4229162700400 | BUR ANTERIOR SKULL BASE DIAMOND BUR 3.2 MM ANGLE 15 DEGREE OR EQUIVALENT | EAR, NOSE & THROAT SUPPLIES (ENT)
13716 | 4229162700900 | BUR, HI SPEED SINUS BUR CURVED 3.6MM 13CM SPEED UP TO 30, 000 RPM, OR EQUIVALENT | EAR, NOSE & THROAT SUPPLIES (ENT)
13717 | 4229162701000 | BUR HI SPEED SINUS BUR FRONTAL 40 DEGREE SPEED UP TO 30 000 RPM OR EQUIVALENT | EAR, NOSE & THROAT SUPPLIES (ENT)
13718 | 4229162701100 | BUR, HI SPEED SINUS BUR REVERSE TAPERED 40° 4MM 13CM SPEED UP TO 30, 000 RPM, OR EQUIVALENT | EAR, NOSE & THROAT SUPPLIES (ENT)
13719 | 4229162701200 | BUR, HI SPEED SINUS BUR REVERSE TAPERED 70° 4MM 13CM SPEED UP TO 30, 000 RPM, OR EQUIVALENT | EAR, NOSE & THROAT SUPPLIES (ENT)
13720 | 4229162701300 | BUR, HI SPEED BUR TAPERED CHOANAL ATRESIA SPEED UP TO 30, 000 RPM, OR EQUIVALENT | EAR, NOSE & THROAT SUPPLIES (ENT)
13721 | 4229162701400 | BUR HI SPEED SINUS BUR CUTTING 70 DEGREE 3MM 13CM SPEED UP TO 30 000 RPM OR EQUIVALENT | EAR, NOSE & THROAT SUPPLIES (ENT)
13722 | 4229162711400 | BUR, OTOLOGY CUTTING MULTI FLUTE LONG, SIZE 1MM OR EQUIVALENT | EAR, NOSE & THROAT SUPPLIES (ENT)
13723 | 4229162711500 | BUR, OTOLOGY CUTTING MULTI FLUTE LONG, SIZE 2MM OR EQUIVALENT | EAR, NOSE & THROAT SUPPLIES (ENT)
13724 | 4229162711700 | BUR, OTOLOGY CUTTING MULTI FLUTE LONG, SIZE 3MM OR EQUIVALENT | EAR, NOSE & THROAT SUPPLIES (ENT)
13725 | 4229162712000 | BUR, OTOLOGY CUTTING MULTI FLUTE, SIZE 4MM OR EQUIVALENT | EAR, NOSE & THROAT SUPPLIES (ENT)
13726 | 4229162712100 | BUR, OTOLOGY CUTTING MULTI FLUTE, SIZE 5MM OR EQUIVALENT | EAR, NOSE & THROAT SUPPLIES (ENT)
13727 | 4229162712200 | BUR, OTOLOGY CUTTING MULTI FLUTE, SIZE 6MM OR EQUIVALENT | EAR, NOSE & THROAT SUPPLIES (ENT)
13728 | 4229162712300 | BUR, OTOLOGY CUTTING MULTI FLUTE LONG, SIZE 0.5MM OR EQUIVALENT | EAR, NOSE & THROAT SUPPLIES (ENT)
13729 | 4229162715500 | BUR, HI SPEED SINUS BUR DIAMOND 40° 3MM 13CM SPEED UP TO 30, 000 RPM, OR EQUIVALENT | EAR, NOSE & THROAT SUPPLIES (ENT)
13730 | 4229162718200 | TREPHINE BUR KIT, GRADED, ASSORTED SIZES | DENTAL GENERAL SUPPLIES
13731 | 4229162718800 | BUR, OTO-FLEX, CRURA SAW, 0.75MM | EAR, NOSE & THROAT SUPPLIES (ENT)
13732 | 4229162718900 | BURR, TAPERED DIAMOND 4MM, CURVED HIGH SPEED, FOR RHINOLOGY | EAR, NOSE & THROAT SUPPLIES (ENT)
13733 | 4229162719800 | BURR, ARTHROSCOPIC, ASSORTED TYPES AND LENGTHS AS REQUESTED BY END USER, ORTHOPEDIC | ORTHOPEDIC & SPINAL SUPPLIES
13734 | 4229162720100 | BUR CHOANAL ATRESIA BUR 4MM HIGH-SPEED OR EQUIVALENT | EAR, NOSE & THROAT SUPPLIES (ENT)
13735 | 4229162720600 | BLADE, CHOANAL ATRESIA NASAL BLADE 2.9 MM, OR EQUIVALENT | EAR, NOSE & THROAT SUPPLIES (ENT)
13736 | 4229162720700 | BLADE, CHOANAL ATRESIA NASAL BLADE 4MM ROTATABLE, OR EQUIVALENT | EAR, NOSE & THROAT SUPPLIES (ENT)
13737 | 4229162730800 | BUR, OTOLOGY SKEETER OR EQUIVALENT, 0.8MM YELLOW | EAR, NOSE & THROAT SUPPLIES (ENT)
13738 | 4229162732800 | BUR, STRAIGHT ROUND CUTTING HIGH SPEED 3.2MM NASAL | EAR, NOSE & THROAT SUPPLIES (ENT)
13739 | 4229162732900 | DIAMOND BUR, FG, LONG, TAPERED, SAFE - END, NON - CUTTING TIP FOR PULP CHAMBER ACCESS | DENTAL GENERAL SUPPLIES
13740 | 4229162734600 | BUR, OTOLOGY COARSE DIAMOND EXTENDED, SIZE 2MM OR EQUIVALENT | EAR, NOSE & THROAT SUPPLIES (ENT)
13741 | 4229162735100 | BUR, OTOLOGY COARSE DIAMOND EXTENDED, SIZE 3MM OR EQUIVALENT | EAR, NOSE & THROAT SUPPLIES (ENT)
13742 | 4229162735900 | BUR, OTOLOGY DIAMOND EXTENDED, 1.5MM OR EQUIVALENT | EAR, NOSE & THROAT SUPPLIES (ENT)
13743 | 4229162736000 | BUR, OTOLOGY COARSE DIAMOND, SIZE 1.5MM OR EQUIVALENT | EAR, NOSE & THROAT SUPPLIES (ENT)
13744 | 4229162736200 | BUR, OTOLOGY COARSE DIAMOND, SIZE 1MM OR EQUIVALENT | EAR, NOSE & THROAT SUPPLIES (ENT)
13745 | 4229162736300 | BUR, OTOLOGY DIAMOND EXTENDED, 2.5MM OR EQUIVALENT | EAR, NOSE & THROAT SUPPLIES (ENT)
13746 | 4229162736400 | BUR, OTOLOGY COARSE DIAMOND, SIZE 2.5MM OR EQUIVALENT | EAR, NOSE & THROAT SUPPLIES (ENT)
13747 | 4229162736500 | BUR, OTOLOGY DIAMOND EXTENDED, 3.5MM OR EQUIVALENT | EAR, NOSE & THROAT SUPPLIES (ENT)
13748 | 4229162736600 | BUR, OTOLOGY COARSE DIAMOND, SIZE 3.5MM OR EQUIVALENT | EAR, NOSE & THROAT SUPPLIES (ENT)
13749 | 4229162736800 | BUR, OTOLOGY COARSE DIAMOND, SIZE 3MM OR EQUIVALENT | EAR, NOSE & THROAT SUPPLIES (ENT)
13750 | 4229162737000 | BUR, OTOLOGY COARSE DIAMOND, SIZE 4MM OR EQUIVALENT | EAR, NOSE & THROAT SUPPLIES (ENT)
13751 | 4229162737200 | BUR, OTOLOGY COARSE DIAMOND, SIZE 5MM OR EQUIVALENT | EAR, NOSE & THROAT SUPPLIES (ENT)
13752 | 4229162737300 | BUR, OTOLOGY COARSE DIAMOND, SIZE 6MM OR EQUIVALENT | EAR, NOSE & THROAT SUPPLIES (ENT)
13753 | 4229163000200 | KNIFE HANDLE, BAYONET HORIZONTAL, LENGTH 25 CM, REUSABLE | SURGICAL INSTRUMENT TENDER
13754 | 4229163000300 | KNIFE HANDLE, BAYONET VERTICAL, LENGTH 25 CM, REUSABLE | SURGICAL INSTRUMENT TENDER
13755 | 4229163200200 | KNIFE HANDLE, BAYONET LATERAL, LENGTH 9 INCH OR EQUIVALENT, SPINAL | ORTHOPEDIC & SPINAL SUPPLIES
13756 | 4229163200300 | KNIFE HANDLE, BAYONET VERTICAL, LENGTH 9 INCH OR EQUIVALENT, SPINAL | ORTHOPEDIC & SPINAL SUPPLIES
13757 | 4229163200400 | STOUT STRAIGHT CHISEL STAINLESS STEEL 5MM.. | SUPPLEMENTARY DENTAL SUPPLIES
13758 | 4229163200500 | SCALPEL HANDLE NO.3 STAINLESS STEEL 12CM APPROXIMATE.. | SUPPLEMENTARY DENTAL SUPPLIES
13759 | 4229163201000 | KNIFE, PLESTER SICKLE, DOUBLE-EDGED, STANDARD MODEL, MEDIUM CURVED, LENGTH 16 CM | EAR, NOSE & THROAT SUPPLIES (ENT)
13760 | 4229163201200 | PLESTER KNIFE FOR EAR SURGERY ASSORTED LENGTH, ANGLED AND SIZE | EAR, NOSE & THROAT SUPPLIES (ENT)
13761 | 4229163201300 | KNIFE, PLESTER SICKLE, DOUBLE-EDGED, STANDARD MODEL, SLIGHTLY CURVED, LENGTH 16 CM | EAR, NOSE & THROAT SUPPLIES (ENT)
13762 | 4229163201400 | KNIFE, PLESTER SICKLE, DOUBLE-EDGED, STANDARD MODEL, STRONGLY CURVED, LENGTH 16 CM | EAR, NOSE & THROAT SUPPLIES (ENT)
13763 | 4229163201500 | KNIFE, HOUSE INCUDOSTAPEDIAL JOINT KNIFE | EAR, NOSE & THROAT SUPPLIES (ENT)
13764 | 4229163201700 | KNIFE, POLITZER EAR, DELICATE, ANGULAR, WORKING LENGTH 7.5 CM | EAR, NOSE & THROAT SUPPLIES (ENT)
13765 | 4229163201800 | KNIFE, ROUND, FOR EAR SURGERY ASSORTED LENGTH, ANGLED AND SIZE | EAR, NOSE & THROAT SUPPLIES (ENT)
13766 | 4229163201900 | KNIFE, ROUND, VERTICAL CUTTING, 3.5 X 2.5 MM, LENGTH 18 CM | EAR, NOSE & THROAT SUPPLIES (ENT)
13767 | 4229163202000 | KNIFE, SICKLE, FOR EAR SURGERY ASSORTED LENGTH, ANGLED AND SIZE | EAR, NOSE & THROAT SUPPLIES (ENT)
13768 | 4229163202300 | HOLDER, SCALPEL BLADE, MINIMALLY INVASIVE, FOR BLADES 10, 11, 12, 15, 18, 19, WITH ADJUSTABLE LENGTH, LENGTH MINIMUM 18 CM, MAXIMUM 25 CM, REUSABLE | SURGICAL INSTRUMENT TENDER
13769 | 4229163202400 | HOLDER, SCALPEL BLADE, MINIMALLY INVASIVE, FOR BLADES 10, 11, 12, 15, 18, 19, WITH ADJUSTABLE LENGTH, LENGTH MINIMUM 29 CM, MAXIMUM 36 CM, REUSABLE | SURGICAL INSTRUMENT TENDER
13770 | 4229163310500 | TIP SABER 36 KHZ SHOULD BE COMPATIBLE WITH HOSPITAL MACHINE.. | SUPPLEMENTARY GENERAL CONSUMABLES
13771 | 4229163310800 | TEMPORAL SPECULUM WITH ASPIRATION LIEBERMAN STYLE 15MM NON SOLID ADULT REUSABLE | OPHTHALMOLOGY SUPPLIES
13772 | 4229163502300 | TROCAR BLADELESS STABILITY SLEEVE WITH SMUDGE REDUCTION ABSORBENT MATERIAL 12 MM X 100 MM MITIGATES INADVERTENT VALVE OPENING/CLOSING DISPOSABLE STERILE. | SUPPLEMENTARY GEN.CONS SURG SUT,LAP,ROB
13773 | 4229163502500 | TROCAR BLADELESS ADVANCED FIXATION CANNULA WITH 5 CC BALLOON AND SYRINGE IN THE VISCERA AND RETENTION RING ON THE SKIN 11 X 100 MM DISPOSABLE STERILE. | SUPPLEMENTARY GEN.CONS SURG SUT,LAP,ROB
13774 | 4229163502600 | TROCAR BLADELESS ADVANCED FIXATION CANNULA WITH 5 CC BALLOON AND SYRINGE IN THE VISCERA AND RETENTION RING ON THE SKIN 5 X 100 MM DISPOSABLE STERILE. | SUPPLEMENTARY GEN.CONS SURG SUT,LAP,ROB
13775 | 4229163502700 | NEURO SPLIT TROCAR, FOR PLACEMENT OF THE SHUNT CATHETER IN BOTH THE VENTRICLE AND PERITONEUM, DISPOSABLE, STERILE. | NEUROSCIENCES CONSUMABLES SUPPLEMENTARY
13776 | 4229163502800 | TROCAR BLADELESS OPTICAL 3 X 60-65 MM WITH OBTURATOR AND STABILITY SLEEVE TRANSPARENT DISPOSABLE STERILE. | SUPPLEMENTARY GEN.CONS SURG SUT,LAP,ROB
13777 | 4229163502900 | TROCAR BLADELESS NON-OPTICAL 3 X 45-50 MM WITH OBTURATOR AND STABILITY SLEEVE WITH SILICONE SUTURE FIXATION DEVICE TRANSPARENT DISPOSABLE STERILE. | SUPPLEMENTARY GEN.CONS SURG SUT,LAP,ROB
13778 | 4229163503000 | TROCAR BLADELESS NON-OPTICAL 3 X 60-65 MM WITH OBTURATOR AND STABILITY SLEEVE WITH SILICONE SUTURE FIXATION DEVICE TRANSPARENT DISPOSABLE STERILE. | SUPPLEMENTARY GEN.CONS SURG SUT,LAP,ROB
13779 | 4229163503100 | TROCAR BLADELESS NON-OPTICAL 3 X 70-75 MM WITH OBTURATOR AND STABILITY SLEEVE TRANSPARENT DISPOSABLE STERILE.. | SUPPLEMENTARY GEN.CONS SURG SUT,LAP,ROB
13780 | 4229163503200 | TROCAR BLADELESS NON-OPTICAL 5 X 100 MM WITH OBTURATOR AND STABILITY SLEEVE TRANSPARENT DISPOSABLE STERILE.. | SUPPLEMENTARY GEN.CONS SURG SUT,LAP,ROB
13781 | 4229163503300 | TROCAR BLADELESS NON-OPTICAL 5 X 150 MM WITH OBTURATOR AND STABILITY SLEEVE TRANSPARENT DISPOSABLE STERILE.. | SUPPLEMENTARY GEN.CONS SURG SUT,LAP,ROB
13782 | 4229163503400 | TROCAR BLADELESS NON-OPTICAL 11 X 100 MM WITH OBTURATOR AND STABILITY SLEEVE TRANSPARENT DISPOSABLE STERILE. | SUPPLEMENTARY GEN.CONS SURG SUT,LAP,ROB
13783 | 4229163503500 | TROCAR BLADELESS NON-OPTICAL 12 X 100 MM WITH OBTURATOR AND STABILITY SLEEVE TRANSPARENT DISPOSABLE STERILE. | SUPPLEMENTARY GEN.CONS SURG SUT,LAP,ROB
13784 | 4229163503600 | TROCAR BLADELESS NON-OPTICAL 12 X 150 MM WITH OBTURATOR AND STABILITY SLEEVE TRANSPARENT DISPOSABLE STERILE. | SUPPLEMENTARY GEN.CONS SURG SUT,LAP,ROB
13785 | 4229163503700 | TROCAR BLADELESS NON-OPTICAL 15 X 100 MM WITH OBTURATOR AND STABILITY SLEEVE TRANSPARENT DISPOSABLE STERILE. | SUPPLEMENTARY GEN.CONS SURG SUT,LAP,ROB
13786 | 4229163503800 | TROCAR BLADELESS NON-OPTICAL 15 X 150 MM WITH OBTURATOR AND STABILITY SLEEVE TRANSPARENT DISPOSABLE STERILE. | SUPPLEMENTARY GEN.CONS SURG SUT,LAP,ROB
13787 | 4229163600000 | TROCAR ADVANCED ACCESS SYSTEM WITH HOLE IN THE TIP DIRECT INSUFFLATION UNDER VISION 5MM X75MM STERILE.. | SUPPLEMENTARY GEN.CONS SURG SUT,LAP,ROB
13788 | 4229163600200 | TROCAR BLADED DILATING TIP WITH STABILITY SLEEVE 5 MM X 50-75 MM REDUCED PENETRATION FORCE WITH FAST BLADE SAFETY SHIELD DISPOSABLE STERILE. | SUPPLEMENTARY GEN.CONS SURG SUT,LAP,ROB
13789 | 4229163600300 | TROCAR BLADED DILATING TIP WITH STABILITY SLEEVE 10 MM X 100 MM REDUCED PENETRATION FORCE WITH FAST BLADE SAFETY SHIELD DISPOSABLE STERILE. | SUPPLEMENTARY GEN.CONS SURG SUT,LAP,ROB
13790 | 4229163600500 | TROCAR BLADELESS OPTICAL 12 X 50-60 MM WITH OBTURATOR AND STABILITY SLEEVE TRANSPARENT DISPOSABLE STERILE. | SUPPLEMENTARY GEN.CONS SURG SUT,LAP,ROB
13791 | 4229163600600 | TROCAR BLADELESS OPTICAL 15 X 150 MM WITH OBTURATOR AND STABILITY SLEEVE TRANSPARENT DISPOSABLE STERILE. | SUPPLEMENTARY GEN.CONS SURG SUT,LAP,ROB
13792 | 4229163600700 | TROCAR BLADELESS OPTICAL 5 X 50-60 MM WITH OBTURATOR AND STABILITY SLEEVE TRANSPARENT DISPOSABLE STERILE. | SUPPLEMENTARY GEN.CONS SURG SUT,LAP,ROB
13793 | 4229163600800 | TROCAR BLADELESS ADVANCED FIXATION CANNULA WITH 5 CC BALLOON AND SYRINGE IN THE VISCERA AND RETENTION RING ON THE SKIN 12 X 150 MM DISPOSABLE STERILE. | SUPPLEMENTARY GEN.CONS SURG SUT,LAP,ROB
13794 | 4229163601000 | TROCAR KIT ONE OPTICAL BLADELESS OBTURATOR WITH TWO STABILITY SLEEVES 11 MM X 100 MM DISPOSABLE STERILE. | SUPPLEMENTARY GEN.CONS SURG SUT,LAP,ROB
13795 | 4229163601100 | TROCAR KIT ONE OPTICAL BLADELESS OBTURATOR WITH TWO STABILITY SLEEVES 12 MM X 100 MM DISPOSABLE STERILE. | SUPPLEMENTARY GEN.CONS SURG SUT,LAP,ROB
13796 | 4229163601200 | TROCAR KIT ONE OPTICAL BLADELESS OBTURATOR WITH TWO STABILITY SLEEVES 5 MM X 100 MM DISPOSABLE STERILE. | SUPPLEMENTARY GEN.CONS SURG SUT,LAP,ROB
13797 | 4229163601300 | TROCAR KIT ONE OPTICAL BLADELESS OBTURATOR WITH TWO STABILITY SLEEVES 5 MM X 75 MM DISPOSABLE STERILE. | SUPPLEMENTARY GEN.CONS SURG SUT,LAP,ROB
13798 | 4229163601400 | STAPLER CIRCULAR SIZE 28-29 MM EXTRA LONG LENGTH CURVED END TO END ANASTOMOSIS STAPLER APPLIES TWO ROWS OF CIRCULAR STAGGERED STAPLER WITH A KNIFE IN BETWEENAIRTIGHT FOR BOTH OPEN AND LAPAROSCOPIC PROCEDURE SHAFT MARKED AND ALONE PIN TROCAR SLIM ANVIL DISPOSABLE STERILE.. | SUPPLEMENTARY GEN.CONS SURG SUT,LAP,ROB
13799 | 4229163601500 | STAPLER CIRCULAR SIZE 32-34 MM EXTRA LONG LENGTH CURVED END TO END ANASTOMOSIS STAPLER APPLIES TWO ROWS OF CIRCULAR STAGGERED STAPLER WITH A KNIFE IN BETWEENAIRTIGHT FOR BOTH OPEN AND LAPAROSCOPIC PROCEDURE SHAFT MARKED AND ALONE PIN TROCAR SLIM ANVIL DISPOSABLE STERILE.. | SUPPLEMENTARY GEN.CONS SURG SUT,LAP,ROB
13800 | 4229170000400 | DRILL, CANNULATED FOR BUTTON LOOP, ASSORTED SIZES | ORTHOPEDIC & SPINAL SUPPLIES
13801 | 4229170102300 | TWIST DRILL FOR RESORBABLE PLATES (ASSORTED SIZE AND DIAMETER).. | SUPPLEMENTARY DENTAL SUPPLIES
13802 | 4229170102700 | DRILL, CONICAL, PLASTIC, DIAMETER 20 MM APPROXIMATELY | PROSTHETICS & ORTHOSIS SUPPLIES
13803 | 4229170102800 | DRILL, CONICAL, PLASTIC, DIAMETER 30 MM APPROXIMATELY | PROSTHETICS & ORTHOSIS SUPPLIES
13804 | 4229170200200 | ZYGOMATIC SUSPENSION AWL 7 18CM GRADE 410-420 SERIES STAINLESS STEEL (HIGH CARBON CONTENT AND A CERTAIN PERCENTAGE OF CHROMIUM) HEAT TREATED FOR GREATER RIGIDITY.. | SUPPLEMENTARY DENTAL SUPPLIES
13805 | 4229170200400 | OBWEGESER MANDIBULAR AWL 16CM APPROXIMATE SLIGHTLY CURVE STAINLESS STEEL.. | SUPPLEMENTARY DENTAL SUPPLIES
13806 | 4229170301300 | PERFORATOR, FISCH MANUAL STAPES FOOTPLATE, ASSORTED SIZES | EAR, NOSE & THROAT SUPPLIES (ENT)
13807 | 4229170301400 | PERFORATOR, FOR SKULL BONE, HUDSON CHUCK, LARGE, 13 MM, THICK, DISPOSABLE | NEUROSCIENCES CONSUMABLES SUPPLEMENTARY
13808 | 4229170301500 | PERFORATOR, FOR SKULL BONE, HUDSON CHUCK, LARGE, 13 MM, THIN, DISPOSABLE | NEUROSCIENCES CONSUMABLES SUPPLEMENTARY
13809 | 4229170301600 | PERFORATOR, FOR SKULL BONE, HUDSON CHUCK, MEDIUM, 11 MM, THICK, DISPOSABLE | NEUROSCIENCES CONSUMABLES SUPPLEMENTARY
13810 | 4229170301700 | PERFORATOR, FOR SKULL BONE, HUDSON CHUCK, SMALL, 9 MM, THICK, DISPOSABLE | NEUROSCIENCES CONSUMABLES SUPPLEMENTARY
13811 | 4229171000000 | HOOK AMNIOTIC HOOK PLASTIC STRAIGHT OR CURVED DISPOSABLE STERILE.. | SUPPLEMENTARY GENERAL CONSUMABLES
13812 | 4229171300200 | TREPHINE BLADE VACUUM, DIFFERENT SIZE RANGES (6MM TO 9MM)-(RECIPIENT AND DONOR) AS PER HOSPITAL REQUEST, DISPOSABLE, STERILE | OPHTHALMOLOGY SUPPLIES
13813 | 4229171302600 | KELLY PUNCH, STAINLESS STEEL, REUSABLE | OPHTHALMOLOGY SUPPLIES
13814 | 4229171304900 | BONE PUNCH, FRONTAL SINUS, 70 DEGREE UPTURNED, BACKWARD CUTTING, MEDIUM JAW 3.5 X 3 MM, 13 CM LENGTH | EAR, NOSE & THROAT SUPPLIES (ENT)
13815 | 4229171305000 | BONE PUNCH, FRONTAL SINUS, 70 DEGREE UPTURNED, BACKWARD CUTTING, SMALL JAW 2.5 X 2 MM, 13 CM LENGTH | EAR, NOSE & THROAT SUPPLIES (ENT)
13816 | 4229171305200 | BONE PUNCH, KERRISON, RIGID, DOWNBITING, 40 DEGREE FORWARD, SIZE 2 MM, 17 CM LENGTH | EAR, NOSE & THROAT SUPPLIES (ENT)
13817 | 4229171305300 | BONE PUNCH, KERRISON, RIGID, DOWNBITING, 40 DEGREE FORWARD, SIZE 3 MM, 17 CM LENGTH | EAR, NOSE & THROAT SUPPLIES (ENT)
13818 | 4229171305400 | BONE PUNCH, KERRISON, RIGID, UPBITING, 40 DEGREE FORWARD, SIZE 2 MM, 17 CM LENGTH | EAR, NOSE & THROAT SUPPLIES (ENT)
13819 | 4229171305700 | FORCEPS, ANTRUM PUNCH, LEFT SIDE BACKWARD CUTTING, WITH CLEANING CONNECTOR, 10 CM LENGTH | EAR, NOSE & THROAT SUPPLIES (ENT)
13820 | 4229171305800 | FORCEPS, ANTRUM PUNCH, RIGHT SIDE BACKWARD CUTTING, WITH CLEANING CONNECTOR, 10 CM LENGTH | EAR, NOSE & THROAT SUPPLIES (ENT)
13821 | 4229171305900 | FORCEPS, ANTRUM PUNCH, SMALL PEDIATRIC SIZE, LEFT SIDE BACKWARD CUTTING, WITH CLEANING CONNECTOR, 10 CM LENGTH | EAR, NOSE & THROAT SUPPLIES (ENT)
13822 | 4229171306000 | FORCEPS, ANTRUM PUNCH, SMALL PEDIATRIC SIZE, RIGHT SIDE BACKWARD CUTTING, WITH CLEANING CONNECTOR, 10 CM LENGTH | EAR, NOSE & THROAT SUPPLIES (ENT)
13823 | 4229171306100 | KERRISON PUNCH, DISMANTLING, BAYONET-SHAPED, 40-45° DEGREE, UPBITING, ASSORTED TIP SIZES, ASSORTED LENGTH, SPINAL | ORTHOPEDIC & SPINAL SUPPLIES
13824 | 4229171306500 | PUNCH CASTELNUOVO SPHENOID RIGID 30 DEGREE UPTURNED NOT THROUGH-CUTTING UPBITING FORWARD CUTTING FIXED JAW EXTRA FLAT SIZE 2 X 2 MM WORKING LENGTH 11 CM | EAR, NOSE & THROAT SUPPLIES (ENT)
13825 | 4229171306800 | PUNCH, HOSEMANN SPHENOID, STRAIGHT, HEAD DIAMETER 3.5 MM, SHEATH DIAMETER 2.5 MM, IRRIGATION CHANNEL WITH LUER-LOCK, WORKING LENGTH 13 CM | EAR, NOSE & THROAT SUPPLIES (ENT)
13826 | 4229171306900 | PUNCH, STAMMBERGER ANTRUM LEFT SIDE DOWNWARD AND FORWARD CUTTING, WORKING LENGTH 10 CM | EAR, NOSE & THROAT SUPPLIES (ENT)
13827 | 4229171307000 | STAMMBERGER ANTRUM PUNCH, RIGHT SIDE DOWNWARD AND FORWARD CUTTING, WORKING LENGTH 10 CM | EAR, NOSE & THROAT SUPPLIES (ENT)
13828 | 4229171307700 | PUNCH, HIP ARTHROSCOPY ASSORTED TYPES | ORTHOPEDIC & SPINAL SUPPLIES
13829 | 4229171307800 | PUNCH, SMALL JOINTS ARTHROSCOPY ASSORTED TYPES | ORTHOPEDIC & SPINAL SUPPLIES
13830 | 4229171307900 | PUNCH, SHOULDER ARTHROSCOPY ASSORTED TYPES | ORTHOPEDIC & SPINAL SUPPLIES
13831 | 4229171308000 | KERRISON BONE PUNCH, DISMANTLING, 40-45 DEGREE UPBITING, NOT THROUGH-CUTTING, 2 MM, WORKING LENGTH 23- 24 CM, SPINAL | ORTHOPEDIC & SPINAL SUPPLIES
13832 | 4229171308100 | KERRISON BONE PUNCH, DISMANTLING, 40-45 DEGREE UPBITING, NOT THROUGH-CUTTING, 4 MM, WORKING LENGTH 23- 24 CM, SPINAL | ORTHOPEDIC & SPINAL SUPPLIES
13833 | 4229171308400 | FORCEPS, PUNCH, STAMMBERGER, CIRCULAR, 65 DEGREE, TIP SIZE 3.5 MM, TOTAL LENGTH 17 - 18 CM, REUSABLE | SURGICAL INSTRUMENT TENDER
13834 | 4229171308500 | FORCEPS, PUNCH, STAMMBERGER, CIRCULAR, STRAIGHT, TIP SIZE 3.5 MM, TOTAL LENGTH 18 CM, REUSABLE | SURGICAL INSTRUMENT TENDER
13835 | 4229171308600 | FORCEPS, PUNCH, STAMMBERGER, CIRCULAR, 65 DEGREE, TIP SIZE 4.5 MM, TOTAL LENGTH 17 - 18 CM, REUSABLE | SURGICAL INSTRUMENT TENDER
13836 | 4229171308700 | FORCEPS, PUNCH, STAMMBERGER, CIRCULAR, STRAIGHT, TIP SIZE 4.5 MM, TOTAL LENGTH 18 CM, REUSABLE | SURGICAL INSTRUMENT TENDER
13837 | 4229171308800 | PUNCH PARSONS UPBITING, BACKWARD CUTTING, 2.5MM, REUSABLE | SURGICAL INSTRUMENT TENDER
13838 | 4229180000500 | CLAMP, TUBING, PLASTIC FOR PERITONEAL DIALYSIS | RENAL SUPPLEMENTARY
13839 | 4229180001500 | FORCEPS, HEANEY HYSTERECTOMY, CURVED, LENGTH 25CM, REUSABLE | SURGICAL INSTRUMENT TENDER
13840 | 4229180002400 | INSTRUMENT FORCEPS ADSON NON-TOOTHED MOLDED FROM A HIGH-STIFFNESS LENGTH 12 CM (+/-2) STERILE DISPOSABLE. | SUPPLEMENTARY GENERAL CONSUMABLES
13841 | 4229180002500 | INSTRUMENT FORCEPS DISSECTING MOLDED FROM A HIGH-STIFFNESS LENGTH 14 CM (+/-2) STERILE DISPOSABLE. | SUPPLEMENTARY GENERAL CONSUMABLES
13842 | 4229180002600 | INSTRUMENT FORCEPS HALSTED MOSQUITO STRAIGHT MOLDED FROM A HIGH-STIFFNESS 12 CM LENGTH (+/-2) STERILE DISPOSABLE. | SUPPLEMENTARY GENERAL CONSUMABLES
13843 | 4229180002700 | INSTRUMENT FORCEPS IRIS NON-TOOTHED MOLDED FROM A HIGH-STIFFNESS LENGTH 12 CM (+/-2) STERILE DISPOSABLE. | SUPPLEMENTARY GENERAL CONSUMABLES
13844 | 4229180002800 | INSTRUMENT FORCEPS KELLY STRAIGHT MOLDED FROM A HIGH-STIFFNESS LENGTH 14 CM (+/-2) STERILE DISPOSABLE. | SUPPLEMENTARY GENERAL CONSUMABLES
13845 | 4229180002900 | INSTRUMENT FORCEPS KOCHER STRAIGHT MOLDED FROM A HIGH-STIFFNESS LENGTH 16 CM (+/-2) STERILE DISPOSABLE. | SUPPLEMENTARY GENERAL CONSUMABLES
13846 | 4229180003000 | INSTRUMENT FORCEPS PEAN STRAIGHT MOLDED FROM A HIGH-STIFFNESS LENGTH 14 CM (+/-2) STERILE DISPOSABLE.. | SUPPLEMENTARY GENERAL CONSUMABLES
13847 | 4229180003100 | INSTRUMENT FORCEPS ROCHESTER-PEAN STRAIGHT MOLDED FROM A HIGH-STIFFNESS LENGTH 16 CM (+/-2) STERILE DISPOSABLE.. | SUPPLEMENTARY GENERAL CONSUMABLES
13848 | 4229180003200 | INSTRUMENT FORCEPS SPONGE STRAIGHT MOLDED FROM A HIGH-STIFFNESS LENGTH 20 CM (+/-2) STERILE DISPOSABLE. | SUPPLEMENTARY GENERAL CONSUMABLES
13849 | 4229180003300 | INSTRUMENT FORCEPS TISSUE TOOTHED MOLDED FROM A HIGH-STIFFNESS LENGTH 14 CM (+/-2) STERILE DISPOSABLE. | SUPPLEMENTARY GENERAL CONSUMABLES
13850 | 4229180100000 | BAND FOR HEMORRHOID RUBBER (PROVIDE RUBBER BAND APPLICATOR WITH EACH 50 RUBBER) DISPOSABLE STERILE.. | SUPPLEMENTARY GENERAL CONSUMABLES
13851 | 4229180100300 | PORT SITE CLOSURE WITH SUTURE PASSER FOR LAPAROSCOPIC WITH SUTURE GUIDE 10/12MM DISPOSABLE STERILE.. | SUPPLEMENTARY GEN.CONS SURG SUT,LAP,ROB
13852 | 4229180203400 | DINGMAN BONE HOLDING FORCEPS 19CM APPROXIMATE STAINLESS STEEL.. | SUPPLEMENTARY DENTAL SUPPLIES
13853 | 4229180212300 | MICRO HALSTEAD HEMOSTATIC FORCEPS STAINLESS STEELSTRAIGHT12.5CM.. | SUPPLEMENTARY DENTAL SUPPLIES
13854 | 4229180212900 | MICROFORCEPS, ILM ENDGRIPPING, 23G, DISPOSABLE, STERILE | OPHTHALMOLOGY SUPPLIES
13855 | 4229180213000 | HARTMANN HEMOSTATIC FORCEPS STRAIGHT STAINLESS STEEL.. | SUPPLEMENTARY DENTAL SUPPLIES
13856 | 4229180213100 | DEBAKEY NON-TOOTHED TISSUE FORCEPS STAINLESS STEEL STRAIGHT LENGTH: 20CM TIP SIZE: 1.5MM.. | SUPPLEMENTARY DENTAL SUPPLIES
13857 | 4229180213200 | ROWE DISIMPACTION FORCEPS RIGHT AND LEFT GRADE 410-420 SERIES STAINLESS STEEL (HIGH CARBON CONTENT AND A CERTAIN PERCENTAGE OF FORCE PS CHROMIUM) HEAT TREATED FOR GREATER RIGIDITY.. | SUPPLEMENTARY DENTAL SUPPLIES
13858 | 4229180218100 | CLIP, ROTATABLE HEMOSTATIC METALLIC CLIP, ASSORTED SIZES OF OPENING ≤17MM, AND ASSORTED WORKING LENGTH, SINGLE USE | ENDOSCOPY CONSUMABLES SUPPLIES
13859 | 4229180218700 | CLIP SCALP HEMOSTATIC SECURE ATRAUMATIC PLACEMENT NON BULKY LOW PROFILE HYPO-ALLERGENIC DISPOSABLE STERILE APPLIER MUST BE PROVIDED FREE OF CHARGE WITH 3000 CLIPS.. | SUPPLEMENTARY GENERAL CONSUMABLES
13860 | 4229180219100 | MICRO FORCEPS TIP, ILM END GRIPPING, 23 GAUGE, COMPATIBLE WITH HOSPITAL REUSABLE HANDLE, DISPOSABLE, STERILE | OPHTHALMOLOGY SUPPLIES
13861 | 4229180219200 | MICROFORCEPS TIP, ILM ENDGRIPPING, 25 GAUGE, COMPATIBLE WITH HOSPITAL REUSABLE HANDLE, DISPOSABLE, STERILE | OPHTHALMOLOGY SUPPLIES
13862 | 4229180219300 | MICROFORCEPS, ILM ENDGRIPPING, 27G, DISPOSABLE, STERILE | OPHTHALMOLOGY SUPPLIES
13863 | 4229180219400 | MICRO FORCEPS, VITREORETINAL, SERRATED JAWS, 27 GAUGE, DISPOSABLE, STERILE | OPHTHALMOLOGY SUPPLIES
13864 | 4229180219700 | MICRO FORCEPS, ECKARDT, ILM END GRIPPING, 27 GAUGE, DISPOSABLE, STERILE | OPHTHALMOLOGY SUPPLIES
13865 | 4229180219900 | MICRO FORCEPS, ECKARDT, ILM END GRIPPING, 25 GAUGE, REUSABLE | OPHTHALMOLOGY SUPPLIES
13866 | 4229180220200 | FORCEPS, TYING, TENNANT, DELICATE, LONG AND SMOOTH JAWS, STRAIGHT, REUSABLE | OPHTHALMOLOGY SUPPLIES
13867 | 4229180220300 | MICRO FORCEPS, VITREORETINAL, SERRATED JAWS, 23 GAUGE, DISPOSABLE, STERILE | OPHTHALMOLOGY SUPPLIES
13868 | 4229180220400 | FORCEPS SET, SCHARIOTH INTRAOCULAR LENS (IOL) SCLERAL FIXATION, STRAIGHT AND CURVED, 25 GAUGE, DISPOSABLE, STERILE | OPHTHALMOLOGY SUPPLIES
13869 | 4229180220700 | FORCEPS TWEEZERS PLASTIC 15CM (+ \-2) DISPOSABLE STERILE.. | SUPPLEMENTARY GEN.SUPPLIES NURS,BURN
13870 | 4229180221100 | FORCEPS CASTROVIEJO CURVED 1X2 TEETH SIZE 0.12MM WITH TYING PLATFORM REUSABLE | OPHTHALMOLOGY SUPPLIES
13871 | 4229180221200 | MICRO FORCEPS, ECKARDT, ILM END GRIPPING, 25 GAUGE, DISPOSABLE, STERILE | OPHTHALMOLOGY SUPPLIES
13872 | 4229180223900 | CLAMP, DEBAKEY, FOR THORACOSCOPIC, WITH RATCHET, 1X2, WORKING LENGTH 11 - 12 CM, TOTAL LENGTH 29 - 30 CM, REUSABLE | SURGICAL INSTRUMENT TENDER
13873 | 4229180224300 | CLAMP, THORACOSCOPIC, LEFT CURVED FOERSTER RING HANDLE WITH OVAL RING JAWS STAINLESS STEEL 10 MM X 20 MM REUSABLE | SURGICAL INSTRUMENT TENDER
13874 | 4229180228300 | FORCEP ADSON TG MICRO STEEL 15CM REUSABLE.. | SUPPLEMENTARY DENTAL SUPPLIES
13875 | 4229180229200 | LAPAROSCOPIC, BIOPSY FORCEPS, 5 FR, DOUBLE ACTION JAWS, FLEXIBLE, LENGTH 40 - 60 CM (OR EQUIVALENT), REUSABLE | SURGICAL INSTRUMENT TENDER
13876 | 4229180232000 | FORCEPS, BONNEY TISSUE 1X2 17.0 - 18.0 CM REUSABLE | SURGICAL INSTRUMENT TENDER
13877 | 4229180234100 | LAPAROSCOPIC ROTHENBERG BOWEL GRASPER, ROTATING, DISMANTLING, INSULATED, WITH CONNECTOR PIN FOR UNIPOLAR COAGULATION, WITH LUER-LOCK IRRIGATION CONNECTOR FOR CLEANING, DOUBLE ACTION JAWS, SIZE 3MM, LENGTH 20 CM, REUSABLE | SURGICAL INSTRUMENT TENDER
13878 | 4229180234200 | FORCEPS, GRASPING STONE SMALL FRAGMENTS FLEXIBLE STEEL 5 FR X 73CM REUSABLE | SURGICAL INSTRUMENT TENDER
13879 | 4229180235700 | FORCEPS, CLAMP, LAHEY SWEET STEEL 20 CM REUSABLE | SURGICAL INSTRUMENT TENDER
13880 | 4229180242000 | LAPAROSCOPIC, GRASPING FORCEPS, DOUBLE ACTION JAWS, FLEXIBLE, 3 FR., LENGTH 75 CM (OR EQUIVALENT), REUSABLE | SURGICAL INSTRUMENT TENDER
13881 | 4229180244300 | LUSK MICRO BITE OR EQUIVALENT, 45 DEGREE | EAR, NOSE & THROAT SUPPLIES (ENT)
13882 | 4229180244400 | LUSK MICRO BITE OR EQUIVALENT, STRAIGHT | EAR, NOSE & THROAT SUPPLIES (ENT)
13883 | 4229180245300 | CLAMP, DERLACKI OSSICLE HOLDING | EAR, NOSE & THROAT SUPPLIES (ENT)
13884 | 4229180245400 | FORCEPS BACKBITING ROTATABLE ADULT | EAR, NOSE & THROAT SUPPLIES (ENT)
13885 | 4229180245500 | FORCEPS, BACKBITING ROTATABLE, PEDIA | EAR, NOSE & THROAT SUPPLIES (ENT)
13886 | 4229180245700 | FORCEPS, KUHN RHINOFORCE II FRONTAL SINUS, FLAT JAWS, THROUGH-CUTTING, SHEATH 60 DEGREE UPTURNED, BACKWARD OPENING WITH CLEANING CONNECTOR, WORKING LENGTH 12 - 13 CM, TO THE LEFT, REUSABLE | SURGICAL INSTRUMENT TENDER
13887 | 4229180245800 | FORCEPS, KUHN RHINOFORCE II FRONTAL SINUS, FLAT JAWS, THROUGH-CUTTING, SHEATH 60 DEGREE UPTURNED, BACKWARD OPENING WITH CLEANING CONNECTOR, WORKING LENGTH 12 - 13 CM, TO THE RIGHT, REUSABLE | SURGICAL INSTRUMENT TENDER
13888 | 4229180246200 | NEEDLE HOLDER, MINIMALLY INVASIVE, RYDER-STYLE, WITH RATCHET, DIAMETER 5MM, LENGTH 25 - 26 CM, TUNGSTEN CARBIDE, REUSABLE | SURGICAL INSTRUMENT TENDER
13889 | 4229180246300 | NEEDLE HOLDER, RYDER-STYLE, DELICATE, TIP SIZE 2.0MM, LENGTH 24 - 26 CM, TUNGSTEN CARBIDE, REUSABLE | SURGICAL INSTRUMENT TENDER
13890 | 4229180246800 | CLAMP THORACOSCOPIC DEBAKEY COOLEY FORCEPS (10 MM) RING HANDLE, 90 DEGREE ANGLED JAW WITHOUT RATCHET 9-1/2 / 24 CM, WORKING LENGTH 13-1/2 / 34 CM (OR EQUIVALENT) REUSABLE | SURGICAL INSTRUMENT TENDER
13891 | 4229180246900 | CLAMP, MINIMALLY INVASIVE, CHITWOOD, 1X2 DEBAKEY/SERRATED, ANGLED SHANKS, SLIDER SHAFT, JAW LENGTH 7 - 8 CM, TOTAL LENGTH 32 - 36 CM, STAINLESS STEEL, REUSABLE | SURGICAL INSTRUMENT TENDER
13892 | 4229180247000 | CLAMP MINIMALLY INVASIVE CHITWOOD 2X3 DEBAKEY/SERRATED ANGLED SHANKS SLIDER SHAFT JAW LENGTH 10 CM TOTAL LENGTH 32 - 36 CM STAINLESS STEEL REUSABLE | SURGICAL INSTRUMENT TENDER
13893 | 4229180247200 | LAPAROSCOPIC, BABCOCK GRASPING FORCEPS, ROTATING, DISMANTLING, INSULATED, WITH CONNECTOR PIN FOR UNIPOLAR COAGULATION, WITH LUER-LOCK IRRIGATION CONNECTOR FOR CLEANING, DOUBLE ACTION JAWS, ATRAUMATIC, FENESTRATED, SIZE 3.5 MM, LENGTH 20 CM, REUSABLE | SURGICAL INSTRUMENT TENDER
13894 | 4229180247300 | LAPAROSCOPIC, FORCEPS, DISSECTING AND GRASPING,<(>,<)> ROTATING, DISMANTLING, INSULATED, WITH CONNECTOR PIN FOR UNIPOLAR COAGULATION, WITH LUER-LOCK IRRIGATION CONNECTOR FOR CLEANING, DOUBLE ACTION JAWS, RIGHT ANGLED, SIZE 3.5 MM, LENGTH 20 CM, REUSABLE | SURGICAL INSTRUMENT TENDER
13895 | 4229180247400 | LAPAROSCOPIC, FORCEPS, DISSECTING AND GRASPING,<(>,<)> ROTATING, DISMANTLING, INSULATED, WITH CONNECTOR PIN FOR UNIPOLAR COAGULATION, WITH LUER-LOCK IRRIGATION CONNECTOR FOR CLEANING, SINGLE ACTION JAWS, “TIGER JAWS”, 2 X 4 TEETH, SIZE 3.5 MM, LENGTH 20 CM, REUSABLE | SURGICAL INSTRUMENT TENDER
13896 | 4229180247500 | LAPAROSCOPIC, GRASPING FORCEPS, ROTATING, DISMANTLING, INSULATED, WITH CONNECTOR PIN FOR UNIPOLAR COAGULATION, WITH LUER-LOCK IRRIGATION CONNECTOR FOR CLEANING, DOUBLE ACTION JAWS, ATRAUMATIC, FENESTRATED, SIZE 3.5 MM, LENGTH 20 CM, REUSABLE | SURGICAL INSTRUMENT TENDER
13897 | 4229180247600 | LAPAROSCOPIC, GRASPING FORCEPS, ROTATING, DISMANTLING, INSULATED, WITH CONNECTOR PIN FOR UNIPOLAR COAGULATION, WITH LUER-LOCK IRRIGATION CONNECTOR FOR CLEANING, DOUBLE ACTION JAWS, ATRAUMATIC, WAVY SERRATION, SIZE 3.5 MM, LENGTH 20 CM, REUSABLE | SURGICAL INSTRUMENT TENDER
13898 | 4229180247700 | MICRO GRASPING FORCEPS, SINGLE SHAFT, ROTATABLE, FOR NEUROSURGERY, REUSABLE, ASSORTED SIZES AND SHAPES | NEUROSCIENCES CONSUMABLES SUPPLEMENTARY
13899 | 4229180247800 | LAPAROSCOPIC, KELLY FORCEPS, DISSECTING AND GRASPING,<(>,<)> ROTATING, DISMANTLING, INSULATED, WITH CONNECTOR PIN FOR UNIPOLAR COAGULATION, WITH LUER-LOCK IRRIGATION CONNECTOR FOR CLEANING, DOUBLE ACTION JAWS, SIZE 3.5 MM, LENGTH 20 CM, REUSABLE | SURGICAL INSTRUMENT TENDER
13900 | 4229180247900 | LAPAROSCOPIC, MICRO HOOK SCISSORS, ROTATING, DISMANTLING, INSULATED, WITH CONNECTOR PIN FOR UNIPOLAR COAGULATION, WITH LUER-LOCK IRRIGATION CONNECTOR FOR CLEANING, SINGLE ACTION JAWS, SIZE 3.5 MM, LENGTH 20 CM, REUSABLE | SURGICAL INSTRUMENT TENDER
13901 | 4229180248100 | LAPAROSCOPIC, PERCUTANEOUS PYLORIC SPREADER ROTATING DISMANTLING WITHOUT CONNECTOR PIN FOR UNIPOLAR COAGULATION WITH LUER-LOCK IRRIGATION CONNECTOR FOR CLEANING DOUBLE ACTION JAWS SIZE 3.5 MM LENGTH 20 CM, REUSABLE | SURGICAL INSTRUMENT TENDER
13902 | 4229180248200 | LAPAROSCOPIC, REDDICK-OLSEN FORCEPS, DISSECTING AND GRASPING,<(>,<)> ROTATING, DISMANTLING, INSULATED, WITH CONNECTOR PIN FOR UNIPOLAR COAGULATION, WITH LUER-LOCK IRRIGATION CONNECTOR FOR CLEANING, DOUBLE ACTION JAWS, ROBUST, SIZE 3.5 MM, LENGTH 20 CM, REUSABLE | SURGICAL INSTRUMENT TENDER
13903 | 4229180248300 | LAPAROSCOPIC, REDDICK-OLSEN FORCEPS, DISSECTING AND GRASPING,<(>,<)> ROTATING, DISMANTLING, WITHOUT CONNECTOR PIN FOR UNIPOLAR COAGULATION, WITH LUER-LOCK IRRIGATION CONNECTOR FOR CLEANING, DOUBLE ACTION JAWS, ROBUST, SIZE 3.5 MM, LENGTH 20 CM, REUSABLE | SURGICAL INSTRUMENT TENDER
13904 | 4229180248400 | LAPAROSCOPIC ROTHENBERG BOWEL GRASPER, ROTATING, DISMANTLING, INSULATED, WITH CONNECTOR PIN FOR UNIPOLAR COAGULATION, WITH LUER-LOCK IRRIGATION CONNECTOR FOR CLEANING, DOUBLE ACTION JAWS, SIZE 3.5 MM, LENGTH 20 CM, REUSABLE | SURGICAL INSTRUMENT TENDER
13905 | 4229180248500 | MICRO SCISSOR, SINGLE SHAFT, ROTATABLE, FOR NEUROSURGERY, REUSABLE, ASSORTED SIZES AND SHAPES | NEUROSCIENCES CONSUMABLES SUPPLEMENTARY
13906 | 4229180248600 | LAPAROSCOPIC, TAN PYLORIC SPREADER AND GRASPING FORCEPS ROTATING DISMANTLING INSULATED WITH CONNECTOR PIN FOR UNIPOLAR COAGULATION WITH LUER- LOCK IRRIGATION CONNECTOR FOR CLEANING DOUBLE ACTION JAWS IN- AND OUTSIDE SERRATED JAWS SIZE 3.5 MM LENGTH 20 CM, REUSABLE | SURGICAL INSTRUMENT TENDER
13907 | 4229180248900 | KELLY FORCEPS, DISSECTING AND GRASPING, ROTATING WITH CONNECTOR PIN FOR UNIPOLAR COAGULATION SIZE 5 MM LENGTH 36 CM DOUBLE ACTION JAWS CONSISTING OF: PLASTIC HANDLE WITHOUT RATCHET OUTER TUBE INSULATED FORCEPS INSERT REUSABLE | SURGICAL INSTRUMENT TENDER
13908 | 4229180249200 | PUSHER, MINIMALLY INVASIVE, FOR VALVE POSITIONING, LENGTH 35 CM, REUSABLE | SURGICAL INSTRUMENT TENDER
13909 | 4229180249300 | FORCEPS, REDDICK-OLSEN DISSECTING AND GRASPING, ROTATING WITH CONNECTOR PIN FOR UNIPOLAR COAGULATION SIZE 5 MM LENGTH 36 CM HEAVY DOUBLE ACTION JAWS WITH DISENGAGEABLE RATCHET WITH LARGER CONTACT AREA AT THE FINGER RING REUSABLE | SURGICAL INSTRUMENT TENDER
13910 | 4229180249800 | LAPAROSCOPIC (KOH) ULTRA MICRO NEEDLE HOLDER JAWS CURVED TO LEFT WITH TUNGSTEN CARBIDE INSERT STRAIGHT HANDLE WITH DISENGAGEABLE RATCHET SIZE 3.5 MM LENGTH 20 CM, REUSABLE | SURGICAL INSTRUMENT TENDER
13911 | 4229180249900 | LAPAROSCOPIC (KOH) ULTRA MICRO NEEDLE HOLDER JAWS CURVED TO RIGHT WITH TUNGSTEN CARBIDE INSERT STRAIGHT HANDLE WITH DISENGAGEABLE RATCHET SIZE 3.5 MM LENGTH 20 CM, REUSABLE | SURGICAL INSTRUMENT TENDER
13912 | 4229180250000 | CLAMP, THORACOSCOPIC, FOERSTER, 7 MM SHAFT, RING HANDLE, CURVED LEFT 12 MM OVAL RING JAWS, WITH RATCHET, WORKING LENGTH 23 - 24 CM, TOTAL LENGTH 33 - 36 CM (OR EQUIVALENT) REUSABLE | SURGICAL INSTRUMENT TENDER
13913 | 4229180250200 | CLAMP, THORACOSCOPIC, DUVAL (10 MM) RING HANDLE CURVED LEFT 1 CM WIDTH TRIANGULAR RING JAWS WITH RATCHET (23.0 - 24.0) CM WORKING LENGTH 34 CM (OR EQUIVALENT) REUSABLE | SURGICAL INSTRUMENT TENDER
13914 | 4229180250400 | OPTICAL FORCEPS ,LARGE JAWS BLUNT, SERRATED FOR REMOVING LARGE FOREIGN BODIES, REUSABLE | SURGICAL INSTRUMENT TENDER
13915 | 4229180250600 | ADAPTOR, GLASS WINDOW, FOR RIGID BRONCHOSCOPE AND ESOPHAGOSCOPE, REUSABLE | SURGICAL INSTRUMENT TENDER
13916 | 4229180250700 | FORCEPS, BABCOCK, COMPLETE, INCLUDE OUTER SHEATH/METAL HANDLE, NON RATCHET, DIAMETER 10 MM, REUSABLE | SURGICAL INSTRUMENT TENDER
13917 | 4229180250800 | FORCEPS, STONE GRASPER 10MM FENESTRATED COMPLETE, NON-RATCHET, METAL HANDLE, LENGTH 36 CM, REUSABLE | SURGICAL INSTRUMENT TENDER
13918 | 4229180250900 | CLAMP, BULLDOG, DEBAKEY-HESS, CURVED JAW, JAW LENGTH 2 CM, TOTAL LENGTH 3.5 CM, STAINLESS STEEL, REUSABLE | SURGICAL INSTRUMENT TENDER
13919 | 4229180251000 | FORCEPS, DEBAKEY, TITANIUM, LENGTH 19.5 CM, TIP WIDTH 2.5 MM (OR EQUIVALENT), REUSABLE | SURGICAL INSTRUMENT TENDER
13920 | 4229180253000 | FORCEPS, CAPSULORHEXIS, MICRO INCISION, CURVED, CYSTOTOME TIP, FLAT CROSS ACTION HANDLE, FIT IN 1.8 MM INCISION, REUSABLE | OPHTHALMOLOGY SUPPLIES SUPPLEMENTARY
13921 | 4229180253200 | FORCEPS, JUMBO CUP BIOPSY, WITHOUT NEEDLE, SINGLE USE | ENDOSCOPY CONSUMABLES SUPPLIES
13922 | 4229180253300 | FORCEPS, ALLIGATOR GRASPING FOR FOREIGN BODY, ASSORTED WORKING LENGTH, SINGLE USE | ENDOSCOPY CONSUMABLES SUPPLIES
13923 | 4229180253400 | FORCEPS, RAT TOOTH GRASPING FOR FOREIGN BODY, ASSORTED WORKING LENGTH, SINGLE USE | ENDOSCOPY CONSUMABLES SUPPLIES
13924 | 4229180253500 | FORCEPS, RUBBER TIPPED GRASPING, SINGLE USE | ENDOSCOPY CONSUMABLES SUPPLIES
13925 | 4229180253700 | BIOPSY FORCEPS, STAINLESS STEEL SHEATH, DIMETER 1.9MM TO 2.2 MM, LENGTH 220 CM TO 250CM, WITH GUIDWIRE PORT, SINGLE USE | ENDOSCOPY CONSUMABLES SUPPLIES
13926 | 4229180253800 | BIOPSY FORCEPS, STAINLESS STEEL SHEATH, DIMETER 1.9MM TO 2.2 MM, LENGTH 220 CM TO 250CM, WITHOUT GUIDWIRE PORT, SINGLE USE | ENDOSCOPY CONSUMABLES SUPPLIES
13927 | 4229180254300 | FORCEPS, MINIMALLY INVASIVE, DEBAKEY, LENGTH 36 CM, ANGLED, 45 DEGREE, DIAMETER 5 MM, REUSABLE | SURGICAL INSTRUMENT TENDER
13928 | 4229180254400 | FORCEPS, MINIMALLY INVASIVE, DEBAKEY, LENGTH 30CM, STRAIGHT, DIAMETER 5MM, REUSABLE | SURGICAL INSTRUMENT TENDER
13929 | 4229180254500 | FORCEPS, MINIMALLY INVASIVE, DEBAKEY, CURVED, 17 MM JAWS, DIAMETER 5 MM, LENGTH 36 CM, REUSABLE | SURGICAL INSTRUMENT TENDER
13930 | 4229180254600 | FORCEPS, MINIMALLY INVASIVE, DEBAKEY, LENGTH 36 CM, STRAIGHT, DIAMETER 5 MM, REUSABLE | SURGICAL INSTRUMENT TENDER
13931 | 4229180254700 | FORCEPS, MINIMALLY INVASIVE, DEBAKEY, LENGTH 36 CM, STRAIGHT, DIAMETER 1.5 MM, REUSABLE | SURGICAL INSTRUMENT TENDER
13932 | 4229180254800 | FORCEPS, MINIMALLY INVASIVE, FENESTRATED, LENGTH 36 CM, DIAMETER 5 MM, JAW LENGTH 23 MM, WITH PROGRESSIVE RATCHET, REUSABLE | SURGICAL INSTRUMENT TENDER
13933 | 4229180254900 | FORCEPS, MINIMALLY INVASIVE, FENESTRATED FORCEPS, LENGTH 44 CM DIAMETER 5 MM, JAW LENGTH 23 MM, WITH PROGRESSIVE RATCHET, REUSABLE | SURGICAL INSTRUMENT TENDER
13934 | 4229180255000 | FORCEPS, MINIMALLY INVASIVE, RESANO, LENGTH 30 CM, DIAMETER 5 MM, REUSABLE | SURGICAL INSTRUMENT TENDER
13935 | 4229180255100 | FORCEPS, MINIMALLY INVASIVE, RESANO, LENGTH 36 CM, DIAMETER 5 MM, REUSABLE | SURGICAL INSTRUMENT TENDER
13936 | 4229180255200 | CLAMP MINIMALLY INVASIVE CHITWOOD 1X2 DEBAKEY/SERRATED ANGLED SHANKS SLIDER SHAFT JAW LENGTH 8 CM TOTAL LENGTH 26 - 27 CM STAINLESS STEEL REUSABLE | SURGICAL INSTRUMENT TENDER
13937 | 4229180255300 | CLAMP MINIMALLY INVASIVE CHITWOOD 1X2 DEBAKEY/SERRATED ANGLED SHANKS SLIDER SHAFT JAW LENGTH 10 CM TOTAL LENGTH 30 - 32 CM STAINLESS STEEL REUSABLE | SURGICAL INSTRUMENT TENDER
13938 | 4229180255500 | CLAMP, MINIMALLY INVASIVE, CHITWOOD, 2X3 DEBAKEY/SERRATED, ANGLED SHANKS, SLIDER SHAFT, JAW LENGTH 7 - 8 CM, TOTAL LENGTH 26 - 30 CM, STAINLESS STEEL, REUSABLE | SURGICAL INSTRUMENT TENDER
13939 | 4229180255600 | CLAMP, MINIMALLY INVASIVE, CHITWOOD, 2X3 DEBAKEY/SERRATED, ANGLED SHANKS, SLIDER SHAFT, JAW LENGTH 7 - 8 CM, TOTAL LENGTH 32 CM, STAINLESS STEEL, REUSABLE | SURGICAL INSTRUMENT TENDER
13940 | 4229180255700 | CLAMP, MINIMALLY INVASIVE, CHITWOOD, 2X3 DEBAKEY/SERRATED, ANGLED SHANKS, SLIDER SHAFT, JAW LENGTH 7 - 8 CM, TOTAL LENGTH 36 - 37 CM, STAINLESS STEEL, REUSABLE | SURGICAL INSTRUMENT TENDER
13941 | 4229180255800 | FORCEPS, SUPERGRIP HEAVY, TIP WIDTH 3.5 MM, RESANO/DEBAKEY, ROUND HANDLES, LENGTH 21 - 22 CM, REUSABLE | SURGICAL INSTRUMENT TENDER
13942 | 4229180255900 | FORCEPS, SUPERGRIP HEAVY, TIP WIDTH 3.5 MM, RESANO/DEBAKEY, ROUND HANDLES, LENGTH 24 - 25 CM, REUSABLE | SURGICAL INSTRUMENT TENDER
13943 | 4229180256000 | FORCEPS, MICRO, DEBAKEY, ANGLED, TIP WIDTH 1.0 - 1.3 MM, BLACK COATING, LENGTH 18.0 - 20.0 CM REUSABLE. | SURGICAL INSTRUMENT TENDER
13944 | 4229180256100 | FORCEPS, MICRO, DEBAKEY, STRAIGHT, TIP WIDTH 1.0 - 1.3 MM, BLACK COATING, LENGTH 18.0 - 20.0 CM REUSABLE. | SURGICAL INSTRUMENT TENDER
13945 | 4229180256200 | FORCEPS, MICRO, DEBAKEY, ANGLED, TIP WIDTH 1.0 - 1.3 MM, BLACK COATING, LENGTH 21.0 - 23.0 CM REUSABLE. | SURGICAL INSTRUMENT TENDER
13946 | 4229180256300 | FORCEPS, MICRO, DEBAKEY, STRAIGHT, TIP WIDTH 1.0 - 1.3 MM, BLACK COATING, LENGTH 21.0 - 23.0 CM REUSABLE. | SURGICAL INSTRUMENT TENDER
13947 | 4229180256500 | CLAMP, BULLDOG, DIETHRICH, STRAIGHT JAW, JAW LENGTH 13 MM, TOTAL LENGTH 6 CM, STAINLESS STEEL, REUSABLE | SURGICAL INSTRUMENT TENDER
13948 | 4229180256600 | CLAMP, ATRAUMATIC CROSS, WITH-LOCK, LENGTH 26 CM, 2X3 DEBAKEY JAWS, REUSABLE | SURGICAL INSTRUMENT TENDER
13949 | 4229180256700 | FORCEPS, CARPENTIER, ORIGINAL VASCULAR ATRAUMATIC TISSUE, LENGTH 28 CM, RESANO JAWS, 3 ARTICULATIONS, REUSABLE | SURGICAL INSTRUMENT TENDER
13950 | 4229180256800 | CLAMP CASTANEDA MICRO VASCULAR DEBAKEY NEONATAL CURVED SHANKS ASSORTED DEGREE ANGELATION AND ASSORTED SIZESTITANIUM REUSABLE | SURGICAL INSTRUMENT TENDER
13951 | 4229180256900 | FORCEPS DIADUST MICRO ROUND HANDLE HEAVY STYLE TIP DIAMETER 0.7 - 0.8 MM LENGTH 20 - 21 CM REUSABLE | SURGICAL INSTRUMENT TENDER
13952 | 4229180257000 | FORCEPS, DIADUST MICRO RING, DIAMETER 1 MM STRAIGHT, LENGTH 21 CM, REUSABLE | SURGICAL INSTRUMENT TENDER
13953 | 4229180257100 | FORCEPS, MICRO TISSUE SUPERGRIP TYING, DIAMETER 8 MM, BLACK COATING, 18 CM, REUSABLE | SURGICAL INSTRUMENT TENDER
13954 | 4229180257400 | CLAMP, COOLEY, CURVED, TOOTH, RING HANDLE, JAW LENGTH 50 MM, TOTAL LENGTH 12 CM, REUSABLE | SURGICAL INSTRUMENT TENDER
13955 | 4229180257600 | CLAMP, GLOVER, ATRAUMATIC, DEBAKEY, VASCULAR, STRONGLY CURVED, LENGTH 21 - 22 CM, REUSABLE | SURGICAL INSTRUMENT TENDER
13956 | 4229180257700 | CLAMP, THORACIC, KANTROWITZ, LENGTH 27 - 28 CM, REUSABLE | SURGICAL INSTRUMENT TENDER
13957 | 4229180257800 | CLAMP, VASCULAR, ATTRUMATIC, DEBAKEY, 90 DEGREE, LENGTH 10 - 11 CM, REUSABLE | SURGICAL INSTRUMENT TENDER
13958 | 4229180257900 | CLAMP, FORCEPS, TONSIL, COLVER, SEIZING, STRAIGHT, TOTAL LENGTH 19 - 20 CM, STAINLESS STEEL, REUSABLE | SURGICAL INSTRUMENT TENDER
13959 | 4229180258000 | TUBING CLAMP, WITH SAFETY GUARD, SERRATED, LENGTH 15 - 18 CM REUSABLE | SURGICAL INSTRUMENT TENDER
13960 | 4229180258100 | CLAMP, VASCULAR, COOLEY, ANGLED 15 DEGREE, 50 MM 12.0 - 13.0 MM, REUSABLE | SURGICAL INSTRUMENT TENDER
13961 | 4229180258200 | CLAMP, VASCULAR, CURVED, DEBAKEY, JAW LENGTH 50 MM, 16 CM, REUSABLE | SURGICAL INSTRUMENT TENDER
13962 | 4229180258400 | CLAMP, ALPHA, VESSEL CLIP, VASCULAR, MULLER, ANGLED, 350 GRAMS, REUSABLE | SURGICAL INSTRUMENT TENDER
13963 | 4229180258500 | CLAMP, ALPHA, VESSEL CLIP, VASCULAR, MULLER, SLIGHTLY CURVED, 350 GRAMS, , REUSABLE | SURGICAL INSTRUMENT TENDER
13964 | 4229180258600 | CLAMP, ALPHA, VESSEL CLIP, VASCULAR, MULLER, CURVED, 350 GRAMS, REUSABLE | SURGICAL INSTRUMENT TENDER
13965 | 4229180258700 | CLAMP, ATRAUMATIC SLIDER-SHAFT, JAW LENGTH 115MM, SHAFT 100MM, 1X2 DEBAKEY-SERRATIONS, TOTAL LENGTH 37 CM (OR EQUIVALENT), REUSABLE | SURGICAL INSTRUMENT TENDER
13966 | 4229180258800 | FORCEPS, CLAMP, VASCULAR, SATINSKY/LARGE, LIGHT CURVED, STAINLESS STEEL, LENGTH 24.0 - 26.0 CM, REUSABLE | SURGICAL INSTRUMENT TENDER
13967 | 4229180258900 | FORCEPS, CLAMP, VASCULAR, SATINSKY/SMALL, LIGHT CURVED, STAINLESS STEEL, LENGTH 24.0 - 26.0 CM, REUSABLE | SURGICAL INSTRUMENT TENDER
13968 | 4229180259000 | CLAMP, AORTA/MORRIS, TOTAL LENGTH 17 - 19 CM, STAINLESS STEEL, REUSABLE | SURGICAL INSTRUMENT TENDER
13969 | 4229180259100 | CLAMP, BULLDOG, DIETHRICH DEBAKEY, ANGLED JAW, JAW LENGTH 2 CM, TOTAL LENGTH 5 CM, PRESSURE 80 GR, REUSABLE | SURGICAL INSTRUMENT TENDER
13970 | 4229180259200 | CLAMP, HEAVY FIXATION, COMPATIBLE WITH COSGROVE RETRACTOR, ASSORTED SHAPES, SIZE 6MM, REUSABLE | SURGICAL INSTRUMENT TENDER
13971 | 4229180259400 | CLAMP, BULLDOG, MINI, CURVED JAW, JAW LENGTH 14 MM, TOTAL LENGTH 3 - 4 CM, REUSABLE | SURGICAL INSTRUMENT TENDER
13972 | 4229180259500 | CLAMP, PENIS, WITH RUBBER COAT, LENGTH 11 CM, REUSABLE | SURGICAL INSTRUMENT TENDER
13973 | 4229180259700 | FORCEPS, ADSON MICRO GRASPING STRAIGHT 17.5 CM, BAYONET, SERRATED, REUSABLE | SURGICAL INSTRUMENT TENDER
13974 | 4229180259800 | FORCEPS, ATRAUMATIC, DEBAKEY, VASCULAR TISSUE 1MM TIP, 15C M, REUSABLE | SURGICAL INSTRUMENT TENDER
13975 | 4229180259900 | FORCEPS, CLAMP, BABCOCK/ATRAUMATIC, INTESTINAL GRASPING STRAIGHT 20 CM, REUSABLE | SURGICAL INSTRUMENT TENDER
13976 | 4229180260100 | FORCEPS, CLAMP, BRIDGE DELICATE, CURVED, STAINLESS STEEL, 26.0 -28.0 CM, REUSABLE | SURGICAL INSTRUMENT TENDER
13977 | 4229180260200 | FORCEPS, SUTURING, CASTROVIEJO/TYING PLATFORM/ANGLED, DIAMETER 0.3 MM, STAINLESS STEEL, LENGTH 10 - 11 CM, REUSABLE | SURGICAL INSTRUMENT TENDER
13978 | 4229180260500 | FORCEPS, CLAMP, CRAWFORD DELICATE, CURVED, STAINLESS STEEL, 24.0 -25.0 CM, REUSABLE | SURGICAL INSTRUMENT TENDER
13979 | 4229180260700 | FORCEPS, CLAMP, PEAN/CURVED, STAINLESS STEEL, LENGTH 27 - 28 CM, REUSABLE | SURGICAL INSTRUMENT TENDER
13980 | 4229180260800 | FORCEPS, DEBAKEY, STRAIGHT, WIDTH TIP 3.5 MM, STAINLESS STEEL, 24CM, REUSABLE | SURGICAL INSTRUMENT TENDER
13981 | 4229180260900 | FORCEPS, CLAMP, DEBAKEY, COARCTATION/ GLOVER, 16.0 -17.0 CM, REUSABLE | SURGICAL INSTRUMENT TENDER
13982 | 4229180261000 | FORCEPS, DEBAKEY DELICATE 1.5 MM WIDE 24 CM LONG, REUSABLE | SURGICAL INSTRUMENT TENDER
13983 | 4229180261200 | FORCEPS, TISSUE, STRAIGHT, SERRATED TIP, STAINLESS STEEL, LENGTH 30 - 31 CM, REUSABLE | SURGICAL INSTRUMENT TENDER
13984 | 4229180261400 | FORCEPS, FIXATION GREEN WITH LOCK, DIAMETER 5.0 MM, REUSABLE | SURGICAL INSTRUMENT TENDER
13985 | 4229180261500 | FORCEPS, GERALD/STRAIGHT/DELICATE, STAINLESS STEEL, LENGTH 23CM, REUSABLE | SURGICAL INSTRUMENT TENDER
13986 | 4229180261600 | LAPAROSCOPIC, GRASPING FENESTRATED FORCEPS, DOUBLE ACTION JAWS, FENESTRATED, LENGTH 30 - 31 CM, REUSABLE | SURGICAL INSTRUMENT TENDER
13987 | 4229180261700 | FORCEPS, HEANY HYSTERECTOMY STRAIGHT 22 - 23 CM, REUSABLE | SURGICAL INSTRUMENT TENDER
13988 | 4229180261900 | FORCEPS, IRIS/CURVED/WITHOUT TYING PLATFORM, TEETH: 1X2, STAINLESS STEEL, LENGTH 7 - 8 CM, REUSABLE | SURGICAL INSTRUMENT TENDER
13989 | 4229180262000 | FORCEPS, CLAMP, KOCHER/CURVED, STAINLESS STEEL, LENGTH 18 - 19 CM, 1X2, REUSABLE | SURGICAL INSTRUMENT TENDER
13990 | 4229180262100 | FORCEPS, LANE, 1X2, 14.0 - 14.5 CM REUSABLE | SURGICAL INSTRUMENT TENDER
13991 | 4229180262200 | FORCEPS, LANE, 1X2, 17 - 17.5 CM, REUSABLE | SURGICAL INSTRUMENT TENDER
13992 | 4229180262300 | FORCEPS, CLAMP, LISTON, BONE CUTTING, LENGTH 14 CM, REUSABLE | SURGICAL INSTRUMENT TENDER
13993 | 4229180262400 | FORCEPS, MCINDOE, SERRATED W/O TEETH, STAINLESS STEEL, LENGTH 15 CM, REUSABLE | SURGICAL INSTRUMENT TENDER
13994 | 4229180262700 | FORCEPS, NASAL, TILLEY, JAW WIDTH 3 MM, TOTAL LENGTH 13 CM, STAINLESS STEEL, REUSABLE | SURGICAL INSTRUMENT TENDER
13995 | 4229180262900 | FORCEPS, CLAMP, NISSEN DELICATE CURVED, STAINLESS STEEL, LENGTH 18 - 19 CM REUSABLE | SURGICAL INSTRUMENT TENDER
13996 | 4229180263000 | FORCEPS, BLACK BAYONET TUMOR, WORKING LENGTH 9.0 -10.0 CM, REUSABLE | SURGICAL INSTRUMENT TENDER
13997 | 4229180263100 | FORCEPS FERRIS-SMITH STAINLESS STEEL STRAIGHT 1X2 LENGTH 18.0 CM REUSABLE | SURGICAL INSTRUMENT TENDER
13998 | 4229180263300 | FORCEPS, EAR POLYPUS, STRUEMPEL, UPWARD 45 DEGREE, WORKING LENGTH 8 CM, STAINLESS STEEL, REUSABLE | SURGICAL INSTRUMENT TENDER
13999 | 4229180263600 | FORCEPS, TISSUE, STAINLESS STEEL, 2X3, LENGTH 15 - 16 CM, REUSABLE | SURGICAL INSTRUMENT TENDER
14000 | 4229180263900 | FORCEPS, CLAMP, ALLIS INTESTINAL GRASPING STRAIGHT 15.0 -16.0 CM, TOOTHED (5X6) REUSABLE | SURGICAL INSTRUMENT TENDER
14001 | 4229180264000 | FORCEPS, CLAMP, ALLIS, STAINLESS STEEL, LENGTH 22 CM, TEETH 5X6, REUSABLE | SURGICAL INSTRUMENT TENDER
14002 | 4229180264100 | FORCEPS, BIOPSY, CUP-SHAPED, FLEXIBLE, DOUBLE ACTION JAWS, 7 FR, LENGTH 40 CM, REUSABLE | SURGICAL INSTRUMENT TENDER
14003 | 4229180264200 | FORCEPS, BIOPSY, CUP-SHAPED, FLEXIBLE, DOUBLE ACTION JAWS, 9 FR, LENGTH 40 CM, REUSABLE | SURGICAL INSTRUMENT TENDER
14004 | 4229180264300 | FORCEPS, CLAMP, HEANEY/STRAIGHT, STAINLESS STEEL, LENGTH = 19.0 - 21.0 CM, TEETH: 1, HYSTERECTOMY, REUSABLE | SURGICAL INSTRUMENT TENDER
14005 | 4229180264500 | FORCEPS CLAMP HEANEY/STRAIGHT STAINLESS STEEL LENGTH=21.5CM TEETH: 2 HYSTERECTOMY REUSABLE | SURGICAL INSTRUMENT TENDER
14006 | 4229180265100 | FORCEPS, RESANO, STAINLESS STEEL, SIZE 18 - 19 CM REUSABLE | SURGICAL INSTRUMENT TENDER
14007 | 4229180265200 | FORCEPS, CUSHING, TISSUE 1X2, STAINLESS STEEL, LENGTH 18 CM, REUSABLE | SURGICAL INSTRUMENT TENDER
14008 | 4229180265300 | FORCEPS DEBAKEY STRAIGHT WIDTH TIP 1.0 MM STAINLESS STEEL LENGTH 19 - 20 CM REUSABLE | SURGICAL INSTRUMENT TENDER
14009 | 4229180265400 | FORCEPS, DIAMOND DUST JAW, MICRO RING, CURVED, DIAMETER 1 MM, LENGTH 15 CM, REUSABLE | SURGICAL INSTRUMENT TENDER
14010 | 4229180265500 | FORCEPS, DIAMOND DUST JAW, MICRO RING, DIAMETER 1 MM, STRAIGHT, LENGTH 18 - 19 CM, REUSABLE | SURGICAL INSTRUMENT TENDER
14011 | 4229180265600 | FORCEPS, DIAMOND DUST JAW,MICRO, PLATEAU, STRAIGHT, LENGTH 15 - 16 CM, REUSABLE | SURGICAL INSTRUMENT TENDER
14012 | 4229180265700 | FORCEPS, DIAMOND DUST JAW,MICRO RING, DIAMETER 2 MM STRAIGHT, LENGTH 18 - 19 CM, REUSABLE | SURGICAL INSTRUMENT TENDER
14013 | 4229180265800 | FORCEPS, DIAMOND DUST JAW, MICRO, PLATEAU, STRAIGHT, LENGTH 18 - 19 CM, REUSABLE | SURGICAL INSTRUMENT TENDER
14014 | 4229180265900 | FORCEPS, CLAMP, MIXTER/ANGLED/90 DEGREE, STAINLESS STEEL, LENGTH 14 - 15 CM, REUSABLE | SURGICAL INSTRUMENT TENDER
14015 | 4229180266000 | FORCEPS, CLAMP, KELLY/SLIGHT CURVED, STAINLESS STEEL, LENGTH 16 CM, REUSABLE | SURGICAL INSTRUMENT TENDER
14016 | 4229180266200 | FORCEPS, FOREIGN BODY REMOVAL, FLEXIBLE, DOUBLE ACTION JAWS,5 FR, LENGTH 40 CM, REUSABLE | SURGICAL INSTRUMENT TENDER
14017 | 4229180266300 | FORCEPS, GERALD/DEBAKEY, TIP 1.0 - 1.2 MM, LENGTH 18 CM, REUSABLE | SURGICAL INSTRUMENT TENDER
14018 | 4229180266400 | FORCEPS, GILLIES, STAINLESS STEEL, LENGTH 15 - 15.5 CM, REUSABLE | SURGICAL INSTRUMENT TENDER
14019 | 4229180266500 | FORCEPS, GIRAFFE, CUP, FRONTAL SINUS, ANGLE 110 DEGREE, HORIZONTAL, DOUBLE ACTION, SIZE 4 MM, REUSABLE | SURGICAL INSTRUMENT TENDER
14020 | 4229180266600 | FORCEPS, GIRAFFE, CUP, FRONTAL SINUS, ANGLE 45 DEGREE, HORIZONTAL, SIZE 2 MM, REUSABLE | SURGICAL INSTRUMENT TENDER
14021 | 4229180266700 | FORCEPS, GIRAFFE, CUP, FRONTAL SINUS, ANGLE 45 DEGREE, VERTICAL, SIZE 2 MM, REUSABLE | SURGICAL INSTRUMENT TENDER
14022 | 4229180266800 | FORCEPS, GIRAFFE, CUP, FRONTAL SINUS, ANGLE 45 DEGREE, VERTICAL, SIZE 3 MM, REUSABLE | SURGICAL INSTRUMENT TENDER
14023 | 4229180266900 | FORCEPS, GIRAFFE, CUP, FRONTAL SINUS, ANGLE 70 DEGREE, HORIZONTAL, DOUBLE ACTION, SIZE 3 MM, REUSABLE | SURGICAL INSTRUMENT TENDER
14024 | 4229180267000 | FORCEPS, GIRAFFE, CUP, FRONTAL SINUS, ANGLE 70 DEGREE, HORIZONTAL, DOUBLE ACTION, SIZE 4 MM, REUSABLE | SURGICAL INSTRUMENT TENDER
14025 | 4229180267300 | FORCEPS, GIRAFFE, THROUGH CUTTING, FRONTAL SINUS, ANGLE 70 DEGREE, VERTICAL, TIP SIZE 3 X 6 MM, REUSABLE. | SURGICAL INSTRUMENT TENDER
14026 | 4229180267400 | FORCEPS, HARMS/SMOOTH JAWS WITH TYING PLATFORM, STRAIGHT, STAINLESS STEEL, REUSABLE | SURGICAL INSTRUMENT TENDER
14027 | 4229180267500 | FORCEPS, MCPHERSON, TYING PLATFORM TEETH 1X2, ANGLED, REUSABLE | SURGICAL INSTRUMENT TENDER
14028 | 4229180267800 | FORCEPS, MINIMALLY INVASIVE, DEBAKEY LENGTH 25CM, STRAIGHT, DIAMETER 5MM, REUSABLE | SURGICAL INSTRUMENT TENDER
14029 | 4229180267900 | FORCEPS, MINIMALLY INVASIVE, RESANO LENGTH 25 CM, STRAIGHT, DIAMETER 5 MM, REUSABLE | SURGICAL INSTRUMENT TENDER
14030 | 4229180268000 | FORCEPS, SKIN, GRAEFE, WITH JAWS, 4X5 TEETH, LENGTH 10 - 11 CM, STAINLESS STEEL, REUSABLE | SURGICAL INSTRUMENT TENDER
14031 | 4229180268200 | FORCEPS, SKIN, GRAEFE, WITH JAWS, 1X2 TEETH, LENGTH 7 - 8 CM, STAINLESS STEEL, REUSABLE | SURGICAL INSTRUMENT TENDER
14032 | 4229180268300 | FORCEPS DIADUST MICRO ROUND HANDLE TIP DIAMETER 0.5 - 0.7 MM WITH PLATFORM COUNTERBALANCED 18 - 19 GR REUSABLE | SURGICAL INSTRUMENT TENDER
14033 | 4229180268400 | CLAMP, BULLDOG, DEBAKEY, CURVED JAW, JAW LENGTH 50 - 55 MM, TOTAL LENGTH 11 - 13 CM, STAINLESS STEEL, REUSABLE | SURGICAL INSTRUMENT TENDER
14034 | 4229180269800 | FORCEPS CHITWOOD DEBAKEY LT 1.5MM JAW NEEDLE PULLING TISSUE FORCEP STRAIGHT JAW TIP LENGTH 19 - 20 CM | SURGICAL INSTRUMENT TENDER
14035 | 4229180273100 | FORCEPS CLAMP BAILEY RING HANDLE ANGLED 60 DEGREE STAINLESS STEEL TOTAL LENGTH 18 -20 CM REUSABLE | SURGICAL INSTRUMENT TENDER
14036 | 4229180274000 | LAPAROSCOPIC, GRASPING FORCEPS, ROTATING, DISMANTLING, INSULATED, WITH CONNECTOR PIN FOR UNIPOLAR COAGULATION, WITH LUER-LOCK IRRIGATION CONNECTOR FOR CLEANING, SINGLE ACTION JAWS, FENESTRATED, WITH ESPECIALLY FINE ATRAUMATIC SERRATION, SIZE 3.0 - 3.5 MM, LENGTH 20 CM, REUSABLE | SURGICAL INSTRUMENT TENDER
14037 | 4229180400100 | DEVICE CIRCUMCISION PLASTIC SIZE: 1.2 CM DISPOSABLE STERILE.. | SUPPLEMENTARY GENERAL CONSUMABLES
14038 | 4229180400200 | DEVICE CIRCUMCISION PLASTIC SIZE: 1.3 CM DISPOSABLE STERILE.. | SUPPLEMENTARY GENERAL CONSUMABLES
14039 | 4229180400300 | DEVICE CIRCUMCISION PLASTIC SIZE: 1.1 CM DISPOSABLE STERILE.. | SUPPLEMENTARY GENERAL CONSUMABLES
14040 | 4229180400400 | DEVICE CIRCUMCISION PLASTIC SIZE: 1.4 CM DISPOSABLE STERILE.. | SUPPLEMENTARY GENERAL CONSUMABLES
14041 | 4229180400500 | DEVICE CIRCUMCISION PLASTIC SIZE: 1.5 CM DISPOSABLE STERILE.. | SUPPLEMENTARY GENERAL CONSUMABLES
14042 | 4229180400700 | DEVICE CIRCUMCISION PLASTIC SIZE: 1.7 CM DISPOSABLE STERILE.. | SUPPLEMENTARY GENERAL CONSUMABLES
14043 | 4229180500200 | CLAMP UMBILICAL BABY STERILE DISPOSABLE.. | SUPPLEMENTARY GENERAL CONSUMABLES
14044 | 4229180500300 | LIGATURE UMBILICAL NEONATE COTTON FOR TYING THE UMBILICAL STUMP DURING UMBILICAL CATHETER INSERTION.. | SUPPLEMENTARY GENERAL CONSUMABLES
14045 | 4229180800700 | HALSTEAD MOSQUITO FORCEPS STAINLESS STEEL STRAIGHT 12.5CM. | SUPPLEMENTARY DENTAL SUPPLIES
14046 | 4229190100100 | GUIDE, HIP ARTHROSCOPIC PORTAL SYSTEM | ORTHOPEDIC & SPINAL SUPPLIES
14047 | 4229190100200 | POSITIONER HEART APEX FOR MINIMAL INVASIVE CORONARY SURGERY. | SUPPLEMENTARY CARDIOVASCULAR SURG SUPPL.
14048 | 4229190100600 | HOLDER, SHEA SPECULUM | EAR, NOSE & THROAT SUPPLIES (ENT)
14049 | 4229190100700 | SUPPORT TABLE, GOTTINGEN MODEL, FOR LARYNGOSCOPE HOLDER, INCLUDING SWIVEL ARM WITH MOVABLE PLATE, HOLDING ROD FOR HEIGHT ADJUSTMENT, ATTACHMENT BLOCKS | EAR, NOSE & THROAT SUPPLIES (ENT)
14050 | 4229190200800 | DRESSING POLYURETHANE FOAM ADHESIVE BORDER CIRCULAR CUTTING IN THE MIDDLE WITH A SIDE CUT FOR SECUREMENT THE TUBE 10 X 10 CM (+/- 1 CM) DISPOSABLE STERILE (WOUND AND OSTOMY CARE).... | SUPPLEMENTARY GEN.SUPPLIES NURS,BURN
14051 | 4229200100600 | MIRROR LARYNGEAL SIZE 0 DIAMETER=10MM WITH COMPATIBLE MIRROR HANDLE REUSABLE | SURGICAL INSTRUMENT TENDER
14052 | 4229200100700 | MIRROR LARYNGEAL SIZE 1 DIAMETER=12MM COMPATIBLE MIRROR HANDLE REUSABLE | SURGICAL INSTRUMENT TENDER
14053 | 4229200100800 | MIRROR LARYNGEAL SIZE 10 DIAMETER=30MM COMPATIBLE MIRROR HANDLE REUSABLE | SURGICAL INSTRUMENT TENDER
14054 | 4229200100900 | MIRROR LARYNGEAL SIZE 6 DIAMETER=22MM WITH COMPATIBLE MIRROR HANDLE REUSABLE | SURGICAL INSTRUMENT TENDER
14055 | 4229200101000 | MIRROR LARYNGEAL SIZE 7 DIAMETER=24MM COMPATIBLE MIRROR HANDLE REUSABLE | SURGICAL INSTRUMENT TENDER
14056 | 4229200101100 | MIRROR LARYNGEAL SIZE 8 DIAMETER=26MM COMPATIBLE MIRROR HANDLE REUSABLE | SURGICAL INSTRUMENT TENDER
14057 | 4229200300000 | HANDLE, MIRROR, 11CM (4.4 INCH), REUSABLE | SURGICAL INSTRUMENT TENDER
14058 | 4229210200000 | EXTRACTOR MUCOUS WITH NON RETURN VALVE AND FILTER 20-30 ML CATHETER SIZE 10 FRENCH DISPOSABLE STERILE.. | SUPPLEMENTARY GEN.SUPPLIES NURS,BURN
14059 | 4229210200100 | EXTRACTOR MUCOUS WITH NON RETURN VALVE AND FILTER 20-30 ML CATHETER SIZE 12 FRENCH DISPOSABLE STERILE.. | SUPPLEMENTARY GEN.SUPPLIES NURS,BURN
14060 | 4229210200200 | EXTRACTOR MUCOUS WITH NON RETURN VALVE AND FILTER 20-30 ML CATHETER SIZE 14 FRENCH DISPOSABLE STERILE.. | SUPPLEMENTARY GEN.SUPPLIES NURS,BURN
14061 | 4229210200300 | SET, BROKEN SCREW MINI FRAGMENT UNIVERSAL INSTRUMENTATION | ORTHOPEDIC & SPINAL SUPPLIES
14062 | 4229210201000 | COMPLETE SPINE UNIVERSAL SCREW REMOVAL INSTRUMENT SET DESIGNED TO REMOVE SOLID AND CANNULATED SCREWS, REMOVE STRIPPED AND BROKEN SCREWS (ALL SIZES, TYPES, SHORT AND LONG FOR POSTERIOR AND ANTERIOR CERVICAL AND THORACOLUMBAR SYSTEMS), SPINAL | ORTHOPEDIC & SPINAL SUPPLIES
14063 | 4229210201400 | EXTRACTOR MUCUS CATHETER SIZE 16 FRENCH SINGLE CHAMBER 60-80 ML DISPOSABLE STERILE.. | SUPPLEMENTARY GEN.SUPPLIES NURS,BURN
14064 | 4229210201700 | BTR BROKEN INSTRUMENT REMOVAL KIT INCLUDE ( CALIBRATOR TOOL TIP WITH 0.3 WITH LOOP SPRING SOFT-MEDIUM-HARD AND RING) | DENTAL GENERAL SUPPLIES
14065 | 4229230100100 | BENDER, PLATE PRESS (MECHANICAL), ORTHOPEDIC | ORTHOPEDIC & SPINAL SUPPLIES
14066 | 4229230100200 | PLIER, WIRE BENDING, SPINAL | ORTHOPEDIC & SPINAL SUPPLIES
14067 | 4229230100600 | BENDING TOOL, FOR MALLEABLE NASAL INSTRUMENTS | EAR, NOSE & THROAT SUPPLIES (ENT)
14068 | 4229230200000 | PISTON, TITANIUM STAPES PROSTHESIS SELF CRIMPED, 0.6 DIAMETER, SIZE 4.25 OR EQUIVALENT | EAR, NOSE & THROAT SUPPLIES (ENT)
14069 | 4229230200100 | PISTON, TITANIUM STAPES PROSTHESIS SELF CRIMPED, 0.6 DIAMETER, SIZE 4.5 OR EQUIVALENT | EAR, NOSE & THROAT SUPPLIES (ENT)
14070 | 4229230200200 | PISTON, TITANIUM STAPES PROSTHESIS SELF CRIMPED, 0.6 DIAMETER, SIZE 5 OR EQUIVALENT | EAR, NOSE & THROAT SUPPLIES (ENT)
14071 | 4229230200300 | CRIMPER, TO CRIMP STAPES PROSTHESIS | EAR, NOSE & THROAT SUPPLIES (ENT)
14072 | 4229230300000 | SURGICAL HOOK CRIMPING PLIER | DENTAL GENERAL SUPPLIES
14073 | 4229230300100 | PLIERS (WIDE AND NARROW TIP POWER GRIP), ASSORTED AS REQUESTED BY END USER | ORTHOPEDIC & SPINAL SUPPLIES
14074 | 4229230300300 | PLIER, BROAD END, SPINAL | ORTHOPEDIC & SPINAL SUPPLIES
14075 | 4229230300500 | WIRE BENDING PLIER SET ASSORTED 5 PCS/SET (ECONO - CASE - TECHNICAL PLIERS).. | SUPPLEMENTARY DENTAL SUPPLIES
14076 | 4229230400000 | WIRE TENSIONING DEVICE EXTRA INSTRUMENT, ORTHOPEDIC | ORTHOPEDIC & SPINAL SUPPLIES
14077 | 4229230600000 | VERBRUGGE BONE HOLDING FORCEPS 14.5 CM GRADE 410 - 420 SERIES STAINLESS STEEL (HIGH CARBON CONTENT AND A CERTAIN PERCENTAGE OF CHROMIUM) HEAT TREATED FOR GREATER RIGIDITY.. | SUPPLEMENTARY DENTAL SUPPLIES
14078 | 4229230600200 | WIRE HOLDING FORCEPS TUNGSTEN CARBIDE BLADE ROUNDED END LENGTH 20CM.. | SUPPLEMENTARY DENTAL SUPPLIES
14079 | 4229230600300 | FORCEPS, FOREIGN BODY REMOVAL, FLEXIBLE, DOUBLE ACTION JAWS, 7 FR, LENGTH 40 CM, REUSABLE | SURGICAL INSTRUMENT TENDER
14080 | 4229230600400 | FORCEPS, FOREIGN BODY REMOVAL, FLEXIBLE, DOUBLE ACTION JAWS, 9 FR, LENGTH 40 CM, REUSABLE | SURGICAL INSTRUMENT TENDER
14081 | 4229230700100 | WRENCH TORQUE STERILE TIP 23 KHZ SHOULD BE COMPATIBLE WITH HOSPITAL MACHINE.. | SUPPLEMENTARY GENERAL CONSUMABLES
14082 | 4229230700200 | Y TUBE FOR ENDO V PUMP FOR GAS INSUFFLATION AND REGULATION DISPOSABLE.. | SUPPLEMENTARY GENERAL CONSUMABLES
14083 | 4229230700300 | WRENCH TORQUE STERILE TIP 36 KHZ SHOULD BE COMPATIBLE WITH HOSPITAL MACHINE. | SUPPLEMENTARY GENERAL CONSUMABLES
14084 | 4229230700400 | WRENCH, FOR PLACEMENT AND REMOVAL OF ANCHOR BOLTS, 25 CM (+/- 2 CM), REUSABLE | NEUROSCIENCES CONSUMABLES SUPPLEMENTARY
14085 | 4229230700500 | ADJUSTMENT WRENCH, FOR MINI FIXATOR LENGTHENING SYSTEM | ORTHOPEDIC & SPINAL SUPPLIES
14086 | 4229240200600 | SCREWDRIVER FOR DISTRACTORS (SIZE AND TYPE TO BE SPECIFIED).. | SUPPLEMENTARY DENTAL SUPPLIES
14087 | 4229240200700 | SCREWDRIVER TITANIUM FOR RESORBABLE PLATE (SIZE TO BE SPECIFIED).. | SUPPLEMENTARY DENTAL SUPPLIES
14088 | 4229240201500 | UNIVERSAL SCREWDRIVER REMOVAL KIT.. | SUPPLEMENTARY DENTAL SUPPLIES
14089 | 4229240500100 | WIDENING DRILL WITH COUNTERSINK 4MM, OR EQUIVALENT | EAR, NOSE & THROAT SUPPLIES (ENT)
14090 | 4229250200300 | MALLET STAINLESS STEAL 170-200 G LENGTH 18 CM APPROXIMATE.. | SUPPLEMENTARY DENTAL SUPPLIES
14091 | 4229250200400 | MALLET STAINLESS STEEL 18 CM APPROXIMATE WITH INTERCHANGEABLE FIBER FACES 2 EXTRA FIBER FACES 320 G.. | SUPPLEMENTARY DENTAL SUPPLIES
14092 | 4229250200800 | HANDPIECE BLUE FOR USE WITH OPEN ULTRASONIC DEVICES GENERATORS REUSABLE.. | SUPPLEMENTARY GENERAL CONSUMABLES
14093 | 4229250200900 | HANDPIECE FOR ARGON CUTTING AND COAGULATION with 3.5-4 M CORD SHOULD BE COMPATABLE WITH HOSPITAL MACHINE DISPOABLE STERILE.. | SUPPLEMENTARY GENERAL CONSUMABLES
14094 | 4229250201000 | HANDPIECE GREY FOR USE WITH LAPAROSCOPIC ULTRASONIC DEVICES.. | SUPPLEMENTARY GEN.CONS SURG SUT,LAP,ROB
14095 | 4229250201100 | HEADBAND SURGICAL FOR COOLING NON-STERILE DISPOSABLE.. | SUPPLEMENTARY GENERAL CONSUMABLES
14096 | 4229250201400 | MALLET OMBREDANNE LENGTH=240MM (9 1/2 INCH) DIAMETER=40MM PEEK HANDLE STAINLESS STEEL 900 G 550 G REUSABLE | SURGICAL INSTRUMENT TENDER
14097 | 4229250300100 | COMPLETE SET OF ALL SHAPES AND SIZES OF BONE GRAFT IMPACTORS IN SUITABLE BOX AND TRAY, REUSABLE | ORTHOPEDIC & SPINAL SUPPLIES
14098 | 4229250300200 | BONE GRAFT IMPACTORS, ASSORTED SHAPES AND SIZES, REUSABLE | ORTHOPEDIC & SPINAL SUPPLIES
14099 | 4229250400000 | PRESS HOUSE GELFAOM PRESS | EAR, NOSE & THROAT SUPPLIES (ENT)
14100 | 4229250400100 | PRESS, SHEEHY FASCIA PRESS | EAR, NOSE & THROAT SUPPLIES (ENT)
14101 | 4229260101500 | DILATOR VAN BUREN FR 32, REUSABLE | SURGICAL INSTRUMENT TENDER
14102 | 4229260101600 | DILATOR VAN BUREN FR 34, REUSABLE | SURGICAL INSTRUMENT TENDER
14103 | 4229260101700 | DILATOR VAN BUREN FR 36, REUSABLE | SURGICAL INSTRUMENT TENDER
14104 | 4229260102400 | DILATOR, GARRETT VASCULAR, STAINLESS STEEL, 21CM, 1.5MM, (OR EQUIVALENT), REUSABLE | SURGICAL INSTRUMENT TENDER
14105 | 4229260102500 | DILATOR, GARRETT VASCULAR, STAINLESS STEEL, 21CM, 1MM, (OR EQUIVALENT), REUSABLE | SURGICAL INSTRUMENT TENDER
14106 | 4229260102600 | DILATOR, GARRETT VASCULAR, STAINLESS STEEL, 21CM, 2.5MM, (OR EQUIVALENT), REUSABLE | SURGICAL INSTRUMENT TENDER
14107 | 4229260102700 | DILATOR, GARRETT VASCULAR, STAINLESS STEEL, 21CM, 2MM, (OR EQUIVALENT), REUSABLE | SURGICAL INSTRUMENT TENDER
14108 | 4229260102800 | DILATOR, GARRETT VASCULAR, STAINLESS STEEL, 21CM, 3.5MM, (OR EQUIVALENT), REUSABLE | SURGICAL INSTRUMENT TENDER
14109 | 4229260102900 | DILATOR, GARRETT VASCULAR, STAINLESS STEEL, 21CM, 3MM, (OR EQUIVALENT), REUSABLE | SURGICAL INSTRUMENT TENDER
14110 | 4229260103000 | DILATOR, GARRETT VASCULAR, STAINLESS STEEL, 21CM, 4.5MM, (OR EQUIVALENT), REUSABLE | SURGICAL INSTRUMENT TENDER
14111 | 4229260103100 | DILATOR, GARRETT VASCULAR, STAINLESS STEEL, 21CM, 4MM, (OR EQUIVALENT), REUSABLE | SURGICAL INSTRUMENT TENDER
14112 | 4229260103200 | DILATOR, GARRETT VASCULAR, STAINLESS STEEL, 21CM, 5MM, (OR EQUIVALENT), REUSABLE | SURGICAL INSTRUMENT TENDER
14113 | 4229260103300 | DILATOR, HEGAR UTERINE, DOUBLE ENDED 11MM/ 12MM LENGTH 20.5CM, REUSABLE | SURGICAL INSTRUMENT TENDER
14114 | 4229260103400 | DILATOR, HEGAR UTERINE, DOUBLE ENDED 13MM/ 14MM LENGTH 20.5CM, REUSABLE | SURGICAL INSTRUMENT TENDER
14115 | 4229260103500 | DILATOR, HEGAR UTERINE, DOUBLE ENDED 15MM/ 16MM LENGTH 20.5CM, REUSABLE | SURGICAL INSTRUMENT TENDER
14116 | 4229260103600 | DILATOR, HEGAR UTERINE, DOUBLE ENDED 17MM/ 18MM LENGTH 20.5CM, REUSABLE | SURGICAL INSTRUMENT TENDER
14117 | 4229260103700 | DILATOR, HEGAR UTERINE, DOUBLE ENDED 19MM/ 20MM LENGTH 20.5CM, REUSABLE | SURGICAL INSTRUMENT TENDER
14118 | 4229260103800 | DILATOR, HEGAR UTERINE, DOUBLE ENDED 21MM/ 22MM LENGTH 20.5CM, REUSABLE | SURGICAL INSTRUMENT TENDER
14119 | 4229260103900 | DILATOR, HEGAR UTERINE, DOUBLE ENDED 3MM/ 4MM LENGTH 20.5CM, REUSABLE | SURGICAL INSTRUMENT TENDER
14120 | 4229260104000 | DILATOR, HEGAR UTERINE, DOUBLE ENDED 5MM/ 6MM LENGTH 20.5CM, REUSABLE | SURGICAL INSTRUMENT TENDER
14121 | 4229260104100 | DILATOR, HEGAR UTERINE, DOUBLE ENDED 7MM/ 8MM LENGTH 20.5CM, REUSABLE | SURGICAL INSTRUMENT TENDER
14122 | 4229260104200 | DILATOR, HEGAR UTERINE, DOUBLE ENDED 9MM/ 10MM LENGTH 20.5CM, REUSABLE | SURGICAL INSTRUMENT TENDER
14123 | 4229260300500 | HANDHELD SMART PEDICLE PROBE/AWL CAPABLE OF ALERTING THE SURGEON TO POTENTIAL PEDICULAR OR VERTEBRAL BREACHES 2.5 MM OR EQUIVALENT STRAIGHT, STERILE, SPINAL | ORTHOPEDIC & SPINAL SUPPLIES
14124 | 4229260300600 | HANDHELD SMART PEDICLE PROBE/AWL CAPABLE OF ALERTING THE SURGEON TO POTENTIAL PEDICULAR OR VERTEBRAL BREACHES 3.2 MM OR EQUIVALENT STRAIGHT, STERILE, SPINAL | ORTHOPEDIC & SPINAL SUPPLIES
14125 | 4229260300700 | HANDHELD SMART PEDICLE PROBE/AWL CAPABLE OF ALERTING THE SURGEON TO POTENTIAL PEDICULAR OR VERTEBRAL BREACHES 4 MM OR EQUIVALENT STRAIGHT, STERILE, SPINAL | ORTHOPEDIC & SPINAL SUPPLIES
14126 | 4229260300800 | HANDHELD SMART PEDICLE PROBE/AWL CAPABLE OF ALERTING THE SURGEON TO POTENTIAL PEDICULAR OR VERTEBRAL BREACHES, CANNULATED WITH COMPATIBLE HANDLE , STERILE, SPINAL | ORTHOPEDIC & SPINAL SUPPLIES
14127 | 4229260300900 | HANDHELD SMART PEDICLE PROBE/AWL CAPABLE OF ALERTING THE SURGEON TO POTENTIAL PEDICULAR OR VERTEBRAL BREACHES, CURVED,ASSORTED DIAMETERS AS REQUESTED BY END USER, S TERILE, SPINAL | ORTHOPEDIC & SPINAL SUPPLIES
14128 | 4229260301200 | LIGATURE DIRECTOR, DOUBLE ENDED, STRAIGHT AND, CURVED ENDS | DENTAL GENERAL SUPPLIES
14129 | 4229260301500 | BOWMAN LACRIMAL PROBES SET DIFFERENT SIZES.. | SUPPLEMENTARY DENTAL SUPPLIES
14130 | 4229260301800 | PROBE, TISSUE MANIPULATION, STAINLESS STEEL, BUTTON END, DIAMETER 1.5 MM, LENGTH 13 CM, REUSABLE | SURGICAL INSTRUMENT TENDER
14131 | 4229260302100 | PROBE, MALLEABLE SINUS PROBE, DOUBLE ENDED, 260 MM | EAR, NOSE & THROAT SUPPLIES (ENT)
14132 | 4229260302200 | PROBE, MALLEABLE SUCTION PROBE, 115 MM | EAR, NOSE & THROAT SUPPLIES (ENT)
14133 | 4229260400400 | DILATOR VAN BUREN FR 12, REUSABLE | SURGICAL INSTRUMENT TENDER
14134 | 4229260401200 | DILATOR VAN BUREN FR 28, REUSABLE | SURGICAL INSTRUMENT TENDER
14135 | 4229260401300 | DILATOR VAN BUREN FR 30, REUSABLE | SURGICAL INSTRUMENT TENDER
14136 | 4229260401500 | DILATOR VAN BUREN FR 8, REUSABLE | SURGICAL INSTRUMENT TENDER
14137 | 4229260401600 | DILATOR SET URETHRAL S-SHAPE 8FR - 20FR STERILE DISPOSABLE.. | SUPPLEMENTARY GENERAL CONSUMABLES
14138 | 4229270000000 | ELEVATOR, DOUBLE ENDED, ONE END JOSEPH ELEVATOR AND THE OTHER END IS SHARP, LENGTH 22.5 CM | EAR, NOSE & THROAT SUPPLIES (ENT)
14139 | 4229270100000 | SYSTEM DISSECTOR COMBINATION OF A DISSECTOR AND AN ACCESS DEVICE (STRUCTURAL BALLOON TROCAR) INTEGRATED INTO A SINGLE MODULAR DEVICE FOR TEP LAPAROSCOPIC INGUINAL HERNIA REPAIR ELASTIC AND ROUND DISSECTION BALLOON INTEGRATED FLIP TOP REDUCER 5 MM INSTRUMENTS SEALED ACCESS FOR 5 10 AND 12 MM INSTRUMENTS ADJUSTABLE FOAM LOCKING COLLAR VACUUM AND MARKED INFLATION PORT SITES LUBRICANT INCLUDED FOR EASY BALLOON AND PORT INSERTION DISPOSABLE STERILE.. | SUPPLEMENTARY GEN.CONS SURG SUT,LAP,ROB
14140 | 4229270100300 | DISSECTOR, DURAL SEPARATOR 215 MM, ROUGH HANDLE OR EQUIVALENT, SPINAL | ORTHOPEDIC & SPINAL SUPPLIES
14141 | 4229270100400 | DISSECTOR, FELLRATH P. L.L. SHARP KNIFE, ROUGH HANDLE, 215 MM OR EQUIVALENT, SPINAL | ORTHOPEDIC & SPINAL SUPPLIES
14142 | 4229270100500 | DISSECTOR, PINFIELD #3, ROUGH HANDLE, 215 MM OR EQUIVALENT, SPINAL | ORTHOPEDIC & SPINAL SUPPLIES
14143 | 4229270100600 | DISSECTOR, PINFIELD #2, ROUGH HANDLE, 215 MM OR EQUIVALENT, SPINAL | ORTHOPEDIC & SPINAL SUPPLIES
14144 | 4229270100700 | DISSECTOR, PINFIELD #4, ROUGH HANDLE, 215 MM OR EQUIVALENT, SPINAL | ORTHOPEDIC & SPINAL SUPPLIES
14145 | 4229270100800 | DISSECTOR FREER ELEVATOR 4 MM, ROUGH HANDLE, 190 MM OR EQUIVALENT, SPINAL | ORTHOPEDIC & SPINAL SUPPLIES
14146 | 4229270100900 | DISSECTOR, FELLRATH P. L.L. SHARP KNIFE, ROUGH HANDLE, 280 MM OR EQUIVALENT, SPINAL | ORTHOPEDIC & SPINAL SUPPLIES
14147 | 4229270101000 | DISSECTOR, FELLRATH P. L.L. SHARP KNIFE, ROUGH HANDLE, 330 MM OR EQUIVALENT, SPINAL | ORTHOPEDIC & SPINAL SUPPLIES
14148 | 4229270101100 | DISSECTOR, PINFIELD #2, ROUGH HANDLE, 265 MM OR EQUIVALENT, SPINAL | ORTHOPEDIC & SPINAL SUPPLIES
14149 | 4229270101200 | DISSECTOR, PINFIELD #3, ROUGH HANDLE, 265 MM OR EQUIVALENT, SPINAL | ORTHOPEDIC & SPINAL SUPPLIES
14150 | 4229270101300 | DISSECTOR, PINFIELD #4, ROUGH HANDLE, 265 MM OR EQUIVALENT, SPINAL | ORTHOPEDIC & SPINAL SUPPLIES
14151 | 4229270101400 | DISSECTOR, NEIDRE ELEVATOR, ROUGH HANDLE, 265 MM OR EQUIVALENT, SPINAL | ORTHOPEDIC & SPINAL SUPPLIES
14152 | 4229270101500 | DISSECTOR, WOODSON ELEVATOR, ROUGH HANDLE, 215 MM OR EQUIVALENT, SPINAL | ORTHOPEDIC & SPINAL SUPPLIES
14153 | 4229270101600 | DISSECTOR, WOODSON ELEVATOR, ROUGH HANDLE, 265 MM OR EQUIVALENT, SPINAL | ORTHOPEDIC & SPINAL SUPPLIES
14154 | 4229270101800 | DISSECTOR, ANTERIOR PINFIELD #4, ROUGH HANDLE, 240 MM OR EQUIVALENT, SPINAL | ORTHOPEDIC & SPINAL SUPPLIES
14155 | 4229270101900 | DISSECTOR, MICRO AXIAL PINFIELD 2 MM, ROUGH HANDLE, 240 MM OR EQUIVALENT, SPINAL | ORTHOPEDIC & SPINAL SUPPLIES
14156 | 4229270102000 | DISSECTOR, MICRO AXIAL PINFIELD 3 MM, ROUGH HANDLE, 240 MM OR EQUIVALENT, SPINAL | ORTHOPEDIC & SPINAL SUPPLIES
14157 | 4229270102100 | DISSECTOR, MICRO AXIAL PINFIELD 4 MM, ROUGH HANDLE, 240 MM OR EQUIVALENT, SPINAL | ORTHOPEDIC & SPINAL SUPPLIES
14158 | 4229270102500 | CASPAR MICRO LUMBAR DISCECTOMY SYSTEM WITH ALL SIZE S OF BLADES (TWO FROM EACH SIZE) SPINAL | ORTHOPEDIC & SPINAL SUPPLIES
14159 | 4229270102900 | TUBE SUCTION, DISSECTOR NEGUS, DIAMETER 6 MM, LENGTH 20 - 21 CM, REUSABLE | SURGICAL INSTRUMENT TENDER
14160 | 4229270103100 | DISSECTOR, SHARP, TIP ANGLED 15 DEGREE, WITH ROUND HANDLE, SIZE 2 MM, LENGTH 25 CM OR EQUIVALENT, SPINAL | ORTHOPEDIC & SPINAL SUPPLIES
14161 | 4229270103200 | DISSECTOR MICRO VERTEBRAL BAYONET LENGTH 20 - 21 REUSABLE | SURGICAL INSTRUMENT TENDER
14162 | 4229270103300 | DISSECTOR, MICRO, BAYONET, DIAMETER 2 MM, TOTAL LENGTH 24 - 25 CM, ANGLE DOWN, REUSABLE | SURGICAL INSTRUMENT TENDER
14163 | 4229270103400 | DISSECTOR, MICRO, BAYONET, DIAMETER 2 MM, TOTAL LENGTH 24 - 25 CM, ANGLE UP, REUSABLE | SURGICAL INSTRUMENT TENDER
14164 | 4229270103500 | DISSECTOR, THORACOSCOPIC DENNIS 7.0 MM, RING HANDLE, CURVED, RIGHT, SERRATED JAWS WITH RATCHET, WORKING LENGTH 23 CM, TOTAL LENGTH, 33.5 CM (OR EQUIVALENT), REUSABLE | SURGICAL INSTRUMENT TENDER
14165 | 4229270200000 | SET OF TWO FREER (DISSECTOR) ELEVATOR STAINLESS STEEL 19.5CM SHARP AND BLUNT.. | SUPPLEMENTARY DENTAL SUPPLIES
14166 | 4229270200200 | OBWEGESER PERIOSTEAL ELEVATOR STAINLESS STEEL STRAIGHT TIP SIZE: 4CM.. | SUPPLEMENTARY DENTAL SUPPLIES
14167 | 4229270200300 | ROWE ZYGOMATIC ELEVATOR 26 CM APPROXIMATE STAINLESS STEEL.. | SUPPLEMENTARY DENTAL SUPPLIES
14168 | 4229270200400 | SMALL ELEVATOR, 10 INCH OVERALL LENGTH, NON SLIPPERY HANDLE SIZE 1/2 INCH OR EQUIVALENT, SPINAL | ORTHOPEDIC & SPINAL SUPPLIES
14169 | 4229270200500 | SMALL ELEVATOR, 10 INCH OVERALL LENGTH, NON SLIPPERY HANDLE SIZE 1/4 INCH OR EQUIVALENT, SPINAL | ORTHOPEDIC & SPINAL SUPPLIES
14170 | 4229270200600 | SMALL ELEVATOR, 10 INCH OVERALL LENGTH, NON SLIPPERY HANDLE SIZE 3/8 INCH OR EQUIVALENT, SPINAL | ORTHOPEDIC & SPINAL SUPPLIES
14171 | 4229270200800 | WINTER ROOT ELEVATOR LEFT STAINLESS STEEL.. | SUPPLEMENTARY DENTAL SUPPLIES
14172 | 4229270200900 | FLAT COBB ELEVATOR, LONG NON SLIPPERY HANDLE (NON WOVEN), 15 INCH OVERALL LENGTH, SIZE 1/2 INCH OR EQUIVALENT, SPINAL | ORTHOPEDIC & SPINAL SUPPLIES
14173 | 4229270201000 | FLAT COBB ELEVATOR, LONG NON SLIPPERY HANDLE (NON WOVEN), 15 INCH OVERALL LENGTH, SIZE 1 INCH OR EQUIVALENT, SPINAL | ORTHOPEDIC & SPINAL SUPPLIES
14174 | 4229270201100 | COBB ELEVATOR 15 INCH OVERALL LENGTH, NON SLIPPERY HANDLE (NON WOVEN), ASSORTED TIP WIDTH/ANGLE, SPINAL | ORTHOPEDIC & SPINAL SUPPLIES
14175 | 4229270201200 | FLAT COBB ELEVATOR, LONG NON SLIPPERY HANDLE (NON WOVEN), 15 INCH OVERALL LENGTH, SIZE 5/8 INCH OR EQUIVALENT, SPINAL | ORTHOPEDIC & SPINAL SUPPLIES
14176 | 4229270201300 | COBB ELEVATOR 10 INCH OVERALL LENGTH, NON SLIPPERY HANDLE (NON WOVEN), ASSORTED TIP WIDTH/ANGLE, SPINAL | ORTHOPEDIC & SPINAL SUPPLIES
14177 | 4229270201400 | FLAT COBB ELEVATOR 10 INCH OVERALL LENGTH OR EQUIVALENT, NON SLIPPERY HANDLE (NON WOVEN) 5 INCH SIZE 1/2 INCH OR EQUIVALENT, SPINAL | ORTHOPEDIC & SPINAL SUPPLIES
14178 | 4229270201500 | FLAT COBB ELEVATOR 10 INCH OVERALL LENGTH, NON SLIPPERY HANDLE (NON WOVEN), SIZE 3/8 INCH OR EQUIVALENT, SPINAL | ORTHOPEDIC & SPINAL SUPPLIES
14179 | 4229270201600 | FLAT COBB ELEVATOR 13 INCH OVERALL LENGTH, NON SLIPPERY HANDLE (NON WOVEN), SIZE 1 INCH OR EQUIVALENT, SPINAL | ORTHOPEDIC & SPINAL SUPPLIES
14180 | 4229270201700 | FLAT COBB ELEVATOR 13 INCH OVERALL LENGTH, NON SLIPPERY HANDLE (NON WOVEN), SIZE 1/2 INCH OR EQUIVALENT, SPINAL | ORTHOPEDIC & SPINAL SUPPLIES
14181 | 4229270201800 | FLAT COBB ELEVATOR 13 INCH OVERALL LENGTH, NON SLIPPERY HANDLE (NON WOVEN), SIZE 3/4 INCH OR EQUIVALENT, SPINAL | ORTHOPEDIC & SPINAL SUPPLIES
14182 | 4229270201900 | COBB ELEVATOR 13 INCH OVERALL LENGTH, NON SLIPPERY HANDLE (NON WOVEN), ASSORTED TIP WIDTH/ANGLE, SPINAL | ORTHOPEDIC & SPINAL SUPPLIES
14183 | 4229270202000 | FLAT COBB ELEVATOR 13 INCH OVERALL LENGTH, NON SLIPPERY HANDLE (NON WOVEN), SIZE 5/8 INCH OR EQUIVALENT, SPINAL | ORTHOPEDIC & SPINAL SUPPLIES
14184 | 4229270202100 | FLAT COBB ELEVATOR 15 INCH OVERALL LENGTH, NON SLIPPERY HANDLE (NON WOVEN), SIZE 1 INCH OR EQUIVALENT, SPINAL | ORTHOPEDIC & SPINAL SUPPLIES
14185 | 4229270202200 | FLAT COBB ELEVATOR 15 INCH OVERALL LENGTH, NON SLIPPERY HANDLE (NON WOVEN), SIZE 1/2 INCH OR EQUIVALENT, SPINAL | ORTHOPEDIC & SPINAL SUPPLIES
14186 | 4229270202300 | FLAT COBB ELEVATOR 15 INCH OVERALL LENGTH, NON SLIPPERY HANDLE (NON WOVEN), SIZE 3/4 INCH OR EQUIVALENT, SPINAL | ORTHOPEDIC & SPINAL SUPPLIES
14187 | 4229270202400 | FLAT COBB ELEVATOR 15 INCH OVERALL LENGTH, NON SLIPPERY HANDLE (NON WOVEN), SIZE 30 MM OR EQUIVALENT, SPINAL | ORTHOPEDIC & SPINAL SUPPLIES
14188 | 4229270202500 | FLAT COBB ELEVATOR 15 INCH OVERALL LENGTH, NON SLIPPERY HANDLE (NON WOVEN), SIZE 5/8 INCH OR EQUIVALENT, SPINAL | ORTHOPEDIC & SPINAL SUPPLIES
14189 | 4229270202600 | SHOVEL NOSE ELEVATOR 15 INCH OVERALL LENGTH, ASSORTED TIP SIZE, SPINAL | ORTHOPEDIC & SPINAL SUPPLIES
14190 | 4229270202700 | SHOVEL NOSE ELEVATOR 15 INCH OVERALL LENGTH, SIZE 3/4 INCH OR EQUIVALENT, SPINAL | ORTHOPEDIC & SPINAL SUPPLIES
14191 | 4229270202800 | SPINAL LONG NON SLIPPERY HANDLE (NON WOVEN) COBB ELEVATOR, 13 INCH OVERALL LENGTH, SIZE 1 INCH OR EQUIVALENT, SPINAL | ORTHOPEDIC & SPINAL SUPPLIES
14192 | 4229270202900 | SPINAL LONG NON SLIPPERY HANDLE (NON WOVEN) COBB ELEVATOR, 13 INCH OVERALL LENGTH, SIZE 30 MM OR EQUIVALENT, SPINAL | ORTHOPEDIC & SPINAL SUPPLIES
14193 | 4229270203000 | SPINAL LONG NON SLIPPERY HANDLE (NON WOVEN) COBB ELEVATOR, 15 INCH OVERALL LENGTH, SIZE 1 INCH OR EQUIVALENT, SPINAL | ORTHOPEDIC & SPINAL SUPPLIES
14194 | 4229270203100 | SPINAL LONG NON SLIPPERY HANDLE (NON WOVEN) COBB ELEVATOR, 15 INCH OVERALL LENGTH, SIZE 5/8 INCH OR EQUIVALENT, SPINAL | ORTHOPEDIC & SPINAL SUPPLIES
14195 | 4229270203200 | SPINAL LONG NON SLIPPERY HANDLE (NON WOVEN) COBB ELEVATOR, 15 INCH OVERALL LENGTH, SIZE 1/2 INCH OR EQUIVALENT, SPINAL | ORTHOPEDIC & SPINAL SUPPLIES
14196 | 4229270203300 | SPINAL LONG NON SLIPPERY HANDLE (NON WOVEN) COBB ELEVATOR, 15 INCH OVERALL LENGTH, SIZE 3/4 INCH OR EQUIVALENT, SPINAL | ORTHOPEDIC & SPINAL SUPPLIES
14197 | 4229270203400 | SPINAL LONG NON SLIPPERY HANDLE (NON WOVEN) COBB ELEVATOR, 15 INCH OVERALL LENGTH, SIZE 30 MM OR EQUIVALENT, SPINAL | ORTHOPEDIC & SPINAL SUPPLIES
14198 | 4229270203500 | SPINAL LONG NON SLIPPERY HANDLE (NON WOVEN) COBB ELEVATOR, 13 INCH OVERALL LENGTH, SIZE 1/2 INCHOR EQUIVALENT, SPINAL | ORTHOPEDIC & SPINAL SUPPLIES
14199 | 4229270203600 | SPINAL LONG NON SLIPPERY HANDLE (NON WOVEN) COBB ELEVATOR, 13 INCH OVERALL LENGTH, SIZE 3/4 INCH OR EQUIVALENT, SPINAL | ORTHOPEDIC & SPINAL SUPPLIES
14200 | 4229270203700 | SPINAL LONG NON SLIPPERY HANDLE (NON WOVEN) COBB ELEVATOR, 13 INCH OVERALL LENGTH, SIZE 5/8 INCH OR EQUIVALENT, SPINAL | ORTHOPEDIC & SPINAL SUPPLIES
14201 | 4229270203800 | ELEVATOR, FOR ARTHROSCOPY PROCEDURES, ASSORTED SIZES AND TYPES, ORTHOPEDIC | ORTHOPEDIC & SPINAL SUPPLIES
14202 | 4229270203900 | OBWEGESER V-NOTCH CORONOID STRIPPER STAINLESS STEEL TIP SIZE: 7CM APPROXIMATE.. | SUPPLEMENTARY DENTAL SUPPLIES
14203 | 4229270204200 | ELEVATOR, MACDONALD, DOUBLE ENDED, LENGTH 18 - 20 CM, REUSABLE | SURGICAL INSTRUMENT TENDER
14204 | 4229270204500 | HOOK, FISCH ANTERIOR FOOTPLATE, TIP ANGLED UPWARDS 90 DEGREE, 0.2 MM, LENGTH 16 CM | EAR, NOSE & THROAT SUPPLIES (ENT)
14205 | 4229270204600 | ELEVATOR, BEALES, CURVED, WIDTH 1.5 MM, LENGTH 16 CM | EAR, NOSE & THROAT SUPPLIES (ENT)
14206 | 4229270204700 | ELEVATOR, HUGHES, CURVED, WIDTH 1.1 MM, LENGTH 16 CM | EAR, NOSE & THROAT SUPPLIES (ENT)
14207 | 4229270205000 | ELEVATOR, CASTELNUOVO, DOUBLE-ENDED, BLUNT END ANGLED, SEMISHARP END SLIGHTLY CURVED, GRADUATED, LENGTH 26 CM | EAR, NOSE & THROAT SUPPLIES (ENT)
14208 | 4229270205200 | ELEVATOR FISCH ANTERIOR FOOTPLATE TIP ANGLED DOWNWARDS 90 DEGREE 0.2 MM LENGTH 16 CM | EAR, NOSE & THROAT SUPPLIES (ENT)
14209 | 4229270205300 | ELEVATOR, MALLEABLE SUCTION, BLUNT, 115 MM | EAR, NOSE & THROAT SUPPLIES (ENT)
14210 | 4229270205800 | ELEVATOR, CREGO PERIOSTEAL, BLUNT, SLIGHT CURVED 7MM, LENGTH 19.0 - 20.0 CM, REUSABLE | SURGICAL INSTRUMENT TENDER
14211 | 4229270206000 | ELEVATOR MASING DOUBLE ENDED GRADUATED BLUNT/BLUNTLENGTH: 20.0 - 23.0 CM REUSABLE | SURGICAL INSTRUMENT TENDER
14212 | 4229270206100 | ELEVATOR, PERIOSTEAL, MOLT WOODSON, STAINLESS STEEL, DOUBLE ENDED, LENGTH 17 - 19CM, REUSABLE | SURGICAL INSTRUMENT TENDER
14213 | 4229270206600 | RHOTON, MICRO DISSECTOR ELEVATOR, TIP 1.2 MM, CURVED, REUSABLE | SURGICAL INSTRUMENT TENDER
14214 | 4229270206700 | RHOTON, MICRO DISSECTOR ELEVATOR, TIP 2.8MM, REUSABLE | SURGICAL INSTRUMENT TENDER
14215 | 4229270206800 | RHOTON, MICRO ELEVATOR, TIP 1.0MM, ROUND SHAPE, REUSABLE | SURGICAL INSTRUMENT TENDER
14216 | 4229270206900 | RHOTON, MICRO ELEVATOR, TIP 1.0MM, SPATULA SHAPE, REUSABLE | SURGICAL INSTRUMENT TENDER
14217 | 4229270207000 | RHOTON, MICRO ELEVATOR, TIP 1.5MM, SPATULA SHAPE, REUSABLE | SURGICAL INSTRUMENT TENDER
14218 | 4229270207100 | RHOTON, MICRO ELEVATOR, TIP 2.0MM, ROUND SHAPE, REUSABLE | SURGICAL INSTRUMENT TENDER
14219 | 4229270207200 | RHOTON, MICRO ELEVATOR, TIP 2.0MM, SPATULA SHAPE, REUSABLE | SURGICAL INSTRUMENT TENDER
14220 | 4229270207500 | ELEVATOR, PERIOSTEAL, STRAIGHT, WORKING LENGTH 16 - 17CM, TOTAL LENGTH 42 - 43 CM, REUSABLE | SURGICAL INSTRUMENT TENDER
14221 | 4229270300500 | ASSISTIVE TOOLS, LEG LIFTER, A READY MADE FOOT SUPPORT WITH A HEAVY GAUGE WIRE INSERT THAT CAN BE MODIFIED BY BENDING IT TO THE DESIRED SHAPE, WITH LOOP FITS AROUND THE HAND AND WRIST AND THE LOWER STIFFENED LOOP, SLIDES OVER THE FOOT TO GIVE CONTROL WHEN LIFTING OR REPOSITIONING THE LEG BY THE USER, 100 CM APPROXIMATELY LONG | REHABILITATION,PHYSIOTHERAPY SUPPLIES
14222 | 4229270400000 | SET, COMPLETE INSTRUMENTATION FOR ARTHROSCOPIC MICROFRACTURES, INCLUDING ALL SIZES | ORTHOPEDIC & SPINAL SUPPLIES
14223 | 4229270400100 | PICK, FOR EAR SURGERY ASSORTED ANGLES, LENGTH AND DIAMETER | EAR, NOSE & THROAT SUPPLIES (ENT)
14224 | 4229280100000 | MARKER, OPTIC ZONE, ASSORTED FROM 3.0 TO 9.0 MM, WITHOUT CROSS HAIRS, REUSABLE | OPHTHALMOLOGY SUPPLIES
14225 | 4229280200700 | PASSIVE MARKER SPHERES, FOR NAVIGATION SYSTEM, STERILE | ORTHOPEDIC & SPINAL SUPPLIES
14226 | 4229290000100 | SUTURE POLYDIOXANONE ANTIBACTERIAL (COATED TRICLOSAN) MONOFILAMENT ABSORBABLE SIZE 6/0 13-14 MM 3/8 CIRCLE ROUND BODY DOUBLE ARMED NEEDLE 70-75 CM VIOLET STERILE.. | SUPPLEMENTARY GEN.CONS SURG SUT,LAP,ROB
14227 | 4229290000200 | SUTURE POLYGLYTONE MONOFILAMENT ABSORBABLE SIZE 4/0 19-20 MM 3/8 CIRCLE REVERSE CUTTING NEEDLE 45-50 CM UNDYED STERILE.. | SUPPLEMENTARY GEN.CONS SURG SUT,LAP,ROB
14228 | 4229290000300 | SUTURE, POLYAMIDE, MONOFILAMENT, NON-ABSORBABLE, SIZE 1, 30 MM ( +/- 1 MM ), 1/2 CIRCLE, TAPER POINT HEAVY NEEDLE, 100 CM, STERILE | SUPPLEMENTARY GEN.CONS SURG SUT,LAP,ROB
14229 | 4229290000400 | SUTURE POLYESTER COATED SILICON OR POLYBUTILATE MULTIFILAMENT NON-ABSORBABLE SIZE 0 31 MM (+/- 1 MM) 1/2 CIRCLE TAPER POINT NEEDLE 7 0-75 CM GREEN STERILE | SUPPLEMENTARY GEN.CONS SURG SUT,LAP,ROB
14230 | 4229290000500 | SUTURE LAPAROSCOPIC LOOP POLYGLACTIN 910 MULTIFILAMENT ABSORBABLE SIZE: 2/0 50 CM ( +/- 5 CM ) WITH DELIVERY SYSTEM STERILE.. | SUPPLEMENTARY GEN.CONS SURG SUT,LAP,ROB
14231 | 4229290000600 | SUTURE POLYDIOXANONE ANTIBACTERIAL (COATED TRICLOSAN) MONOFILAMENT ABSORBABLE SIZE 0 31 MM ( +/- 1 MM ) 1/2 CIRCLE ROUND BODY 70 CM VIOLET STERILE.. | SUPPLEMENTARY GEN.CONS SURG SUT,LAP,ROB
14232 | 4229290000700 | SUTURE POLYDIOXANONE ANTIBACTERIAL (COATED TRICLOSAN) MONOFILAMENT ABSORBABLE SIZE 0 36 MM ( +/- 1 MM ) 1/2 CIRCLE TAPER CUT 90 CM VIOLET STERILE.. | SUPPLEMENTARY GEN.CONS SURG SUT,LAP,ROB
14233 | 4229290000800 | SUTURE POLYDIOXANONE ANTIBACTERIAL (COATED TRICLOSAN) MONOFILAMENT ABSORBABLE SIZE 4/0 13-14 MM 1/2 CIRCLE ROUND BODY 45-50 CM VIOLET STERILE.. | SUPPLEMENTARY GEN.CONS SURG SUT,LAP,ROB
14234 | 4229290000900 | SUTURE POLYDIOXANONE ANTIBACTERIAL (COATED TRICLOSAN) MONOFILAMENT ABSORBABLE SIZE 3/0 25-26 MM 1/2 CIRCLE TAPER POINT NEEDLE 70 CM VIOLET STERILE.. | SUPPLEMENTARY GEN.CONS SURG SUT,LAP,ROB
14235 | 4229290001000 | SUTURE POLYGLYTONE MONOFILAMENT ABSORBABLE SIZE 6/0 11-12 MM 3/8 CIRCLE REVERSE CUTTING NEEDLE 45-50 CM UNDYED STERILE.. | SUPPLEMENTARY GEN.CONS SURG SUT,LAP,ROB
14236 | 4229290001100 | SUTURE POLYGLACTIN 910 ANTIBACTERIAL (COATED TRICLOSAN) MULTIFILAMENT ABSORBABLE SIZE 0 27-28 MM 5/8 CIRCLE TAPER POINT NEEDLE 70-75 CM VIOLET STERILE.. | SUPPLEMENTARY GEN.CONS SURG SUT,LAP,ROB
14237 | 4229290001200 | SUTURE POLYGLACTIN 910 ANTIBACTERIAL (COATED TRICLOSAN) MULTIFILAMENT ABSORBABLE SIZE 0 40 MM ( +/- 1 MM ) 1/2 CIRCLE TAPER= POINT NEEDLE 70-75 CM VIOLET STERILE.. | SUPPLEMENTARY GEN.CONS SURG SUT,LAP,ROB
14238 | 4229290001500 | SUTURE POLYGLACTIN 910 MULTIFILAMENT ABSORBABLE SIZE 3/0 60 MM ( +/- 2 MM ) STRAIGHT REVERSE CUTTING NEEDLE 70-75 CM VIOLET STERILE.. | SUPPLEMENTARY GEN.CONS SURG SUT,LAP,ROB
14239 | 4229290001700 | SUTURE POLYGLACTIN 910 ANTIBACTERIAL (COATED TRICLOSAN) MULTIFILAMENT ABSORBABLE SIZE 1 48 MM ( +/- 1 MM) 1/2 CIRCLE ROUND BODY NEEDLE 70-75 CM VIOLET STERILE.. | SUPPLEMENTARY GEN.CONS SURG SUT,LAP,ROB
14240 | 4229290001800 | SUTURE POLYGLACTIN 910 ANTIBACTERIAL (COATED TRICLOSAN) MULTIFILAMENT ABSORBABLE SIZE 2 25-26 MM 1/2 CIRCLE ROUND BODY NEEDLE 70-75 CM VIOLET STERILE.. | SUPPLEMENTARY GEN.CONS SURG SUT,LAP,ROB
14241 | 4229290001900 | SUTURE POLYGLACTIN 910 ANTIBACTERIAL (COATED TRICLOSAN) MULTIFILAMENT ABSORBABLE SIZE 3/0 19-20 MM 3/8 CIRCLE REVERSE CUTTING NEEDLE 45-50 CM UNDYED STERILE.. | SUPPLEMENTARY GEN.CONS SURG SUT,LAP,ROB
14242 | 4229290002000 | SUTURE POLYGLACTIN 910 ANTIBACTERIAL (COATED TRICLOSAN) MULTIFILAMENT ABSORBABLE SIZE 5/0 15-16 MM 3/8 CIRCLE REVERSE CUTTING NEEDLE 45-50 CM UNDYED STERILE.. | SUPPLEMENTARY GEN.CONS SURG SUT,LAP,ROB
14243 | 4229290002200 | SUTURE POLYGLACTIN 910 MULTIFILAMENT RAPID ABSORPTION SIZE 6/0 11-12 MM 3/8 CIRCLE CUTTING NEEDLE 70-75 CM UNDYED STERILE.. | SUPPLEMENTARY GEN.CONS SURG SUT,LAP,ROB
14244 | 4229290002300 | SUTURE POLYDIOXANONE ANTIBACTERIAL (COATED TRICLOSAN) MONOFILAMENT ABSORBABLE SIZE 0 36 MM ( +/- 1 MM ) 1/2 CIRCLE ROUND BODY 90-95 CM VIOLET STERILE.. | SUPPLEMENTARY GEN.CONS SURG SUT,LAP,ROB
14245 | 4229290002400 | SUTURE POLYGLACTIN 910 ANTIBACTERIAL (COATED TRICLOSAN) MULTIFILAMENT ABSORBABLE SIZE 3/0 17-18 MM 1/2 CIRCLE TAPER POINT DETACHABLE NEEDLE 45-50 CM VIOLET STERILE.. | SUPPLEMENTARY GEN.CONS SURG SUT,LAP,ROB
14246 | 4229290002500 | SUTURE POLYGLACTIN 910 ANTIBACTERIAL (COATED TRICLOSAN) MULTIFILAMENT ABSORBABLE SIZE 3/0 60 MM ( +/- 1 MM ) STRAIGHT REVERSE CUTTING NEEDLE 70-75 CM UNDYED STERILE.. | SUPPLEMENTARY GEN.CONS SURG SUT,LAP,ROB
14247 | 4229290002600 | SUTURE POLYGLACTIN 910 ANTIBACTERIAL (COATED TRICLOSAN) MULTIFILAMENT ABSORBABLE SIZE 3/0 25-26 MM 1/2 CIRCLE TAPER POINT BLACK NEEDLE 70-75 CM VIOLET STERILE.. | SUPPLEMENTARY GEN.CONS SURG SUT,LAP,ROB
14248 | 4229290002700 | SUTURE POLYGLACTIN 910 ANTIBACTERIAL (COATED TRICLOSAN) MULTIFILAMENT ABSORBABLE SIZE 0 36 MM ( +/- 1 MM) J-NEEDLE TAPER POINT NEEDLE 70-75 CM VIOLET STERILE.. | SUPPLEMENTARY GEN.CONS SURG SUT,LAP,ROB
14249 | 4229290002800 | SUTURE POLYGLACTIN 910 ANTIBACTERIAL (COATED TRICLOSAN) MULTIFILAMENT ABSORBABLE SIZE 0 48 MM ( +/- 1 MM ) 1/2 CIRCLE ROUND= BODY NEEDLE 70-75 CM VIOLET STERILE.. | SUPPLEMENTARY GEN.CONS SURG SUT,LAP,ROB
14250 | 4229290003000 | SUTURE POLYGLACTIN 910 ANTIBACTERIAL (COATED TRICLOSAN) MULTIFILAMENT ABSORBABLE SIZE 1 30 MM ( +/- 1 MM ) 1/2 CIRCLE ROUND = BODY NEEDLE 70-75 CM VIOLET STERILE.... | SUPPLEMENTARY GEN.CONS SURG SUT,LAP,ROB
14251 | 4229290003100 | SUTURE POLYGLACTIN 910 ANTIBACTERIAL (COATED TRICLOSAN) MULTIFILAMENT ABSORBABLE SIZE 1 35 MM ( +/- 1 MM ) 1/2 CIRCLE TAPER = CUT HEAVY NEEDLE 70-75 CM VIOLET STERILE.... | SUPPLEMENTARY GEN.CONS SURG SUT,LAP,ROB
14252 | 4229290003200 | SUTURE POLYGLACTIN 910 ANTIBACTERIAL (COATED TRICLOSAN) MULTIFILAMENT ABSORBABLE SIZE 1 45 MM ( +/- 1 MM ) 1/2 CIRCLE ROUND / BODY NEEDLE 70-75 CM VIOLET STERILE.... | SUPPLEMENTARY GEN.CONS SURG SUT,LAP,ROB
14253 | 4229290003400 | SUTURE POLYGLACTIN 910 ANTIBACTERIAL (COATED TRICLOSAN) MULTIFILAMENT ABSORBABLE SIZE 2 45 MM ( +/- 1 MM) 1/2 CIRCLE TAPER CUT NEEDLE 70-75 CM VIOLET STERILE.. | SUPPLEMENTARY GEN.CONS SURG SUT,LAP,ROB
14254 | 4229290003500 | SUTURE POLYGLACTIN 910 ANTIBACTERIAL (COATED TRICLOSAN) MULTIFILAMENT ABSORBABLE SIZE 2/0 60 MM ( +/- 1 MM) STRAIGHT REVERSE= CUTTING NEEDLE 70-75 CM UNDYED STERILE.. | SUPPLEMENTARY GEN.CONS SURG SUT,LAP,ROB
14255 | 4229290003700 | SUTURE POLYGLACTIN 910 ANTIBACTERIAL (COATED TRICLOSAN) MULTIFILAMENT ABSORBABLE SIZE 3/0 21-22 MM 1/2 CIRCLE ROUND BODY NEEDLE 70-75 CM VIOLET STERILE.... | SUPPLEMENTARY GEN.CONS SURG SUT,LAP,ROB
14256 | 4229290003800 | SUTURE POLYGLACTIN 910 ANTIBACTERIAL (COATED TRICLOSAN) MULTIFILAMENT ABSORBABLE SIZE 3/0 25-26 MM 1/2 CIRCLE ROUND BODY NEEDLE 70-75 CM VIOLET STERILE.. | SUPPLEMENTARY GEN.CONS SURG SUT,LAP,ROB
14257 | 4229290003900 | SUTURE POLYGLACTIN 910 ANTIBACTERIAL (COATED TRICLOSAN) MULTIFILAMENT ABSORBABLE SIZE 4/0 21-22 MM 1/2 CIRCLE REVERSE CUTTING NEEDLE 70-75 CM VIOLET STERILE.... | SUPPLEMENTARY GEN.CONS SURG SUT,LAP,ROB
14258 | 4229290004400 | SUTURE, POLYGLACTIN 910, MULTIFILAMENT, ABSORBABLE, SIZE 3/0, 31 MM ( +/- 1 MM), 1/2 CIRCLE, ROUND BODY NEEDLE, 70-75 CM, VIOLET, STERILE | SUPPLEMENTARY GEN.CONS SURG SUT,LAP,ROB
14259 | 4229290004500 | SUTURE KNOTLESS SPIRAL UNIDIRECTIONAL WITH FLEXIBLE LOOP POLIGLECAPRONE 25 ANTIBACTERIAL (COATED TRICLOSAN) MONOFILAMENT ABSORBABLE SIZE 4/0 19-20 MM 3/8 CIRCLE REVERSE CUTTING NEEDLE 45-50 CM UNDYED STERILE.. | SUPPLEMENTARY GEN.CONS SURG SUT,LAP,ROB
14260 | 4229290004600 | SUTURE POLYPROPYLENE MONOFILAMENT NON-ABSORBABLE SIZE 3/0 25-26 MM 1/2 CIRCLE TAPER POINT DOUBLE ARM NEEDLE 90-95 CM BLUE STERILE | SUPPLEMENTARY GEN.CONS SURG SUT,LAP,ROB
14261 | 4229290004700 | SUTURE POLYPROPYLENE MONOFILAMENT NON-ABSORBABLE SIZE 4/0 19-20 MM 3/8 CIRCLE PRIME CUTTING NEEDLE 45-50 CM BLUE STERILE | SUPPLEMENTARY GEN.CONS SURG SUT,LAP,ROB
14262 | 4229290004800 | SUTURE POLYPROPYLENE MONOFILAMENT NON-ABSORBABLE SIZE 5/0 15-16 MM 3/8 CIRCLE REVERSE CUTTING NEEDLE 45-50 CM BLUE STERILE | SUPPLEMENTARY GEN.CONS SURG SUT,LAP,ROB
14263 | 4229290004900 | SUTURE POLYPROPYLENE MONOFILAMENT NON-ABSORBABLE SIZE 6/0 11-12 MM 3/8 CIRCLE REVERSE CUTTING NEEDLE 45-50 CM BLUE STERILE | SUPPLEMENTARY GEN.CONS SURG SUT,LAP,ROB
14264 | 4229290005000 | SUTURE POLYPROPYLENE MONOFILAMENT NON-ABSORBABLE SIZE 8/0 6.5 MM 3/8 CIRCLE TUNGSTEN-RHENIUM ALLOY TAPER POINT DOUBLE ARM NEEDLE 45-50 CM BLUE STERILE.. | SUPPLEMENTARY GEN.CONS SURG SUT,LAP,ROB
14265 | 4229290005100 | SUTURE SILK MULTIFILAMENT NON-ABSORBABLE SIZE 3/0 19-20 MM 1/2 CIRCLE TAPER POINT NEEDLE 70-75 CM BLACK STERILE | SUPPLEMENTARY GEN.CONS SURG SUT,LAP,ROB
14266 | 4229290005200 | SUTURE SILK MULTIFILAMENT NON-ABSORBABLE SIZE 3/0 17-18 MM 1/2 CIRCLE TAPER POINT DETACHABLE NEEDLE 5 X 45-50 CM BLACK STERILE.. | SUPPLEMENTARY GEN.CONS SURG SUT,LAP,ROB
14267 | 4229290005300 | SUTURE SILK MULTIFILAMENT NON-ABSORBABLE SIZE 4/0 19-20 MM 1/2 CIRCLE TAPER POINT NEEDLE 70-75 CM BLACK STERILE | SUPPLEMENTARY GEN.CONS SURG SUT,LAP,ROB
14268 | 4229290005400 | SUTURE POLYESTER COATED SILICON OR POLYBUTILATE MULTIFILAMENT NON-ABSORBABLE SIZE 2/0 19-20 MM 1/2 CIRCLE ROUND BODY NEEDLE 70-75 CM GREEN STERILE | SUPPLEMENTARY GEN.CONS SURG SUT,LAP,ROB
14269 | 4229290005500 | SUTURE POLYESTER COATED SILICON OR POLYBUTILATE MULTIFILAMENT NON-ABSORBABLE SIZE 2/0 19-20 MM 1/2 CIRCLE TAPER POINT DOUBLE ARM NEE = DLE 70-75 CM GREEN STERILE.. | SUPPLEMENTARY GEN.CONS SURG SUT,LAP,ROB
14270 | 4229290005600 | SUTURE POLIGLECAPRONE 25 UNIDIRECTIONAL DUAL ANGLE CUT LOOP LOCK MONOFILAMENT ABSORBABLE SIZE 2/0 25-26 MM 1/2 CIRCLE TAPER POINT NEEDLE 45-50 CM VIOLET STERILE.. | SUPPLEMENTARY GEN.CONS SURG SUT,LAP,ROB
14271 | 4229290005700 | SUTURE STERNAL WIRES STAINLESS STEEL MONOFILAMENT NON-ABSORBABLE SIZE 4 48 MM ( +/- 1 MM ) 1/2 CIRCLE TAPER CUT NEEDLE 4 X 45-50 CM STERILE.. | SUPPLEMENTARY GEN.CONS SURG SUT,LAP,ROB
14272 | 4229290005900 | SUTURE POLIGLECAPRONE 25 MONOFILAMENT ABSORBABLE SIZE 0 36 MM ( +/-1 MM ) 1/2 CIRCLE ROUND BODY NEEDLE 70-75 CM VIOLET STERILE.. | SUPPLEMENTARY GEN.CONS SURG SUT,LAP,ROB
14273 | 4229290006000 | SUTURE POLIGLECAPRONE 25 ANTIBACTERIAL (COATED TRICLOSAN) MONOFILAMENT ABSORBABLE SIZE 0 40 MM ( +/-1 MM ) 1/2 CIRCLE ROUND BODY NEEDLE 70-75 CM VIOLET STERILE.. | SUPPLEMENTARY GEN.CONS SURG SUT,LAP,ROB
14274 | 4229290006100 | SUTURE POLYPROPYLENE MONOFILAMENT NON-ABSORBABLE SIZE 0 40 MM ( +/- 1 MM ) 1/2 CIRCLE ROUND BODY NEEDLE 100 CM BLUE STERILE.. | SUPPLEMENTARY GEN.CONS SURG SUT,LAP,ROB
14275 | 4229290006200 | SUTURE POLYPROPYLENE MONOFILAMENT NON-ABSORBABLE SIZE 1 40 MM ( +/- 1 MM ) 1/2 CIRCLE BLUNT POINT NEEDLE 100 CM BLUE STERILE.. | SUPPLEMENTARY GEN.CONS SURG SUT,LAP,ROB
14276 | 4229290006400 | SUTURE POLYPROPYLENE MONOFILAMENT NON-ABSORBABLE 1 TO 1 RATIO SIZE 4/0 19-20 MM 1/2 CIRCLE TAPER POINT DOUBLE ARM NEEDLE 90-95 CM BLUE STERILE.. | SUPPLEMENTARY GEN.CONS SURG SUT,LAP,ROB
14277 | 4229290006500 | SUTURE POLYPROPYLENE MONOFILAMENT NON-ABSORBABLE 1 TO 1 RATIO SIZE 5/0 17-18 MM 1/2 CIRCLE TAPER POINT DOUBLE ARM NEEDLE 90-95 CM BLUE STERILE.. | SUPPLEMENTARY GEN.CONS SURG SUT,LAP,ROB
14278 | 4229290006600 | SUTURE POLYPROPYLENE MONOFILAMENT NON-ABSORBABLE SIZE 6/0 9.3 MM 3/8 CIRCLE ROUND BODY DOUBLE ARM NEEDLE 60-65 CM BLUE STERILE.. | SUPPLEMENTARY GEN.CONS SURG SUT,LAP,ROB
14279 | 4229290006700 | SUTURE POLYPROPYLENE MONOFILAMENT NON-ABSORBABLE SIZE 4/0 19-20 MM 3/8 CIRCLE PRIME REVERSE CUTTING NEEDLE 45-50 CM BLUE STERILE.. | SUPPLEMENTARY GEN.CONS SURG SUT,LAP,ROB
14280 | 4229290006800 | SUTURE POLYGLACTIN 910 ANTIBACTERIAL (COATED TRICLOSAN) MULTIFILAMENT ABSORBABLE SIZE 1 36 MM ( +/- 1 MM ) 1/2 CIRCLE TAPER= CUT NEEDLE 90-95 CM VIOLET STERILE.. | SUPPLEMENTARY GEN.CONS SURG SUT,LAP,ROB
14281 | 4229290006900 | SUTURE POLYGLACTIN 910 ANTIBACTERIAL (COATED TRICLOSAN) MULTIFILAMENT ABSORBABLE SIZE 4/0 17-18 MM 1/2 CIRCLE ROUND BODY BLACK NEEDLE 70-75 CM VIOLET STERILE.. | SUPPLEMENTARY GEN.CONS SURG SUT,LAP,ROB
14282 | 4229290007000 | SUTURE POLYGLACTIN 910 MULTIFILAMENT ABSORBABLE SIZE 0 45 MM ( +/- 1 MM ) 1/2 CIRCLE ROUND BODY NEEDLE 70-75 CM VIOLET STERILE.. | SUPPLEMENTARY GEN.CONS SURG SUT,LAP,ROB
14283 | 4229290007100 | SUTURE POLYGLACTIN 910 MULTIFILAMENT ABSORBABLE SIZE 0 NEEDLE FREE 6 X 45-50 CM VIOLET STERILE.... | SUPPLEMENTARY GEN.CONS SURG SUT,LAP,ROB
14284 | 4229290007200 | SUTURE POLYGLACTIN 910 MULTIFILAMENT RAPID ABSORPTION SIZE 2/0 25-26 MM 3/8 CIRCLE REVERSE CUTTING NEEDLE 70-75 CM UNDYED STERILE.. | SUPPLEMENTARY GEN.CONS SURG SUT,LAP,ROB
14285 | 4229290007300 | SUTURE POLYGLACTIN 910 MULTIFILAMENT ABSORBABLE SIZE 2/0 36 MM ( +/- 1 MM ) 1/2 CIRCLE ROUND BODY NEEDLE 70-75 CM VIOLET STERILE.. | SUPPLEMENTARY GEN.CONS SURG SUT,LAP,ROB
14286 | 4229290007400 | SUTURE POLYGLACTIN 910 ANTIBACTERIAL (COATED TRICLOSAN) MULTIFILAMENT ABSORBABLE SIZE 3/0 21-22 MM 1/2 CIRCLE ROUND BODY DETACHABLE NEEDLE 8 X 45-50 CM VIOLET STERILE.. | SUPPLEMENTARY GEN.CONS SURG SUT,LAP,ROB
14287 | 4229290007500 | SUTURE POLYGLACTIN 910 MULTIFILAMENT RAPID ABSORPTION SIZE 3/0 21-22 MM 1/2 CIRCLE CUTTING NEEDLE 45-50 CM UNDYED STERILE.. | SUPPLEMENTARY GEN.CONS SURG SUT,LAP,ROB
14288 | 4229290007700 | SUTURE POLYGLACTIN 910 MULTIFILAMENT ABSORBABLE SIZE 3/0 21-22 MM 1/2 CIRCLE CUTTING NEEDLE 45-50 CM VIOLET STERILE.. | SUPPLEMENTARY GEN.CONS SURG SUT,LAP,ROB
14289 | 4229290007800 | SUTURE POLYGLACTIN 910 ANTIBACTERIAL (COATED TRICLOSAN) MULTIFILAMENT ABSORBABLE SIZE 2/0 21-22 MM 1/2 CIRCLE ROUND BODY BLACK NEEDLE 70-75 CM VIOLET STERILE.. | SUPPLEMENTARY GEN.CONS SURG SUT,LAP,ROB
14290 | 4229290007900 | SUTURE HOLDER INSERTS USED FOR PERICARDIAL SUSPENSION DISPOSABLE STERILE IT SHOULD BE COMPATIBLE WITH HOSPITAL STERNAL RETRACTOR. | SUPPLEMENTARY CARDIOVASCULAR SURG SUPPL.
14291 | 4229290008100 | SUTURE POLYESTER COATED SILICON OR POLYBUTILATE MULTIFILAMENT NON-ABSORBABLE SIZE 2/0 19-20 MM 1/2 CIRCLE ROUND BODY NEEDLE 90-95 CM GREEN STERILE | OBESITY/ENDOSCOPIC SURGERY/SUTURING & ROBOTIC SURGERY
14292 | 4229290008200 | SUTURE, POLYGLYCONATE, UNIDIRECTIONAL, DUAL ANGLE CUT, LOOP LOCK, MONOFILAMENT, ABSORBABLE, SIZE 2/0, 25-26 MM, 1/2 CIRCLE, TAPER PO INT NEEDLE, 15 CM, STERILE | OBESITY/ENDOSCOPIC SURGERY/SUTURING & ROBOTIC SURGERY
14293 | 4229290300000 | BOOT RUBBER SHOT FOR SUTURE DESIGNED TO FACILITATE THE GRASPING AND TAGGING OF SUTURE FIRMLY HOLDS THE FINEST SUTURE WITHOUT DAMAGE DOES NOT SLIP RADIOPAQUE PACKAGE IN CONVENIENT FOAM CARTRIDGE WITH PEEL OFF ADHESIVE BACKING ONE CARTRIDGE PER PACKAGE STERILE.. | SUPPLEMENTARY GENERAL CONSUMABLES
14294 | 4229290300200 | COUNTER FOR NEEDLE MAGNETIC TO SECURE NEEDLES PLACEMENT RETENTION AND COUNT AFTER USE IN SURGERY CLEAR TOP SINGLE BLACK MAGNETIC SWITH BOX LOCKS COUNT/CAPACITY (10/10) DISPOSABLE STERILE.. | SUPPLEMENTARY GENERAL CONSUMABLES
14295 | 4229290300300 | COUNTER FOR NEEDLE MAGNETIC TO SECURE NEEDLES PLACEMENT RETENTION AND COUNT AFTER USE IN SURGERY DOUBLE BLACK MAGNETIC WITH BLADE REMOVAL SYSTEM AND BOX LOCKS COUNT/CAPACITY (60 /60) DISPOSABLE STERILE.. | SUPPLEMENTARY GENERAL CONSUMABLES
14296 | 4229290300900 | MICRO BAYONET NEEDLE HOLDER CURVED JAW, 9 INCH LONG OR EQUIVALENT, SPINAL | ORTHOPEDIC & SPINAL SUPPLIES
14297 | 4229290301000 | MICRO BAYONET NEEDLE HOLDER STRAIGHT JAW, 9 INCH LONG OR EQUIVALENT, SPINAL | ORTHOPEDIC & SPINAL SUPPLIES
14298 | 4229290301100 | MICRO BAYONET NEEDLE HOLDER WITH LOCK, CURVED JAW, 8 INCH LONG OR EQUIVALENT, SPINAL | ORTHOPEDIC & SPINAL SUPPLIES
14299 | 4229290301200 | MICRO BAYONET NEEDLE HOLDER WITH LOCK, STRAIGHT JAW, 8 INCH LONG OR EQUIVALENT, SPINAL | ORTHOPEDIC & SPINAL SUPPLIES
14300 | 4229290309200 | NEEDLE HOLDER, FOR THORACOSCOPIC, CURVED, GOLD RING HANDLE, DIAMETER 7 - 8 MM, TOTAL LENGTH 28 - 29 CM, CARBON INLAY, REUSABLE | SURGICAL INSTRUMENT TENDER
14301 | 4229290310600 | NEEDLE HOLDER THORACOSCOPIC (10MM) (FOR 2-0 AND SMALLER NEEDLES) GOLD RING HANDLE STRAIGHT CARBON-INLAY JAWS, WORKING LENGTH 21 CM, TOTAL LENGTH 34 CM, REUSABLE | SURGICAL INSTRUMENT TENDER
14302 | 4229290310700 | NEEDLE HOLDER, MICRO, STRAIGHT, WITH LOCK, TITANIUM, TOTAL LENGTH 18 - 19 CM, DIAMOND DUST JAW, REUSABLE | SURGICAL INSTRUMENT TENDER
14303 | 4229290310800 | NEEDLE HOLDER THORACOSCOPIC (7 MM) (FOR 4-0 AND SMALLER NEEDLES) GOLD RING HANDLE STRAIGHT CARBON-INLAY JAWS, WORKING LENGTH 21 - 22 CM, TOTAL LENGTH 34 CM, REUSABLE | SURGICAL INSTRUMENT TENDER
14304 | 4229290310900 | NEEDLE HOLDER, MICRO, STRAIGHT, WITH LOCK, TITANIUM, TOTAL LENGTH 20 - 21 CM, DIAMOND DUST JAW, REUSABLE | SURGICAL INSTRUMENT TENDER
14305 | 4229290311000 | NEEDLE HOLDER, MICRO, STRAIGHT, WITH LOCK, TITANIUM, TOTAL LENGTH 23 CM, DIAMOND DUST JAW, REUSABLE | SURGICAL INSTRUMENT TENDER
14306 | 4229290312300 | NEEDLE HOLDER, JACOBSON/MICRO, LENGTH 21 CM, ROUND HANDLE, STRAIGHT, WITH RATCHET, DIAMOND DUST JAW, TITANIUM, REUSABLE | SURGICAL INSTRUMENT TENDER
14307 | 4229290312400 | NEEDLE HOLDER, JACOBSON/MICRO, LENGTH 18 - 19 CM, STRAIGHT, WIDTH 0.3 MM, WITH RATCHET, DIAMOND DUST JAW, BLACK COATING, REUSABLE | SURGICAL INSTRUMENT TENDER
14308 | 4229290312500 | NEEDLE HOLDER, JACOBSON/MICRO, LENGTH 20 - 21 CM, STRAIGHT, WIDTH 0.8 MM, WITH RATCHET, DIAMOND DUST JAW, BLACK COATING, REUSABLE | SURGICAL INSTRUMENT TENDER
14309 | 4229290312600 | NEEDLE HOLDER, JACOBSON/MICRO, LENGTH 20 -21 CM, STRAIGHT, WIDTH 1 - 1.5 MM, WITH RATCHET, DIAMOND DUST JAW, TUNGSTEN CARBIDE INSERTS, BLACK COATING, REUSABLE | SURGICAL INSTRUMENT TENDER
14310 | 4229290312700 | NEEDLE HOLDER, JACOBSON/MICRO, HEAVY STYLE, STREAMLINE DESIGN, LENGTH 23 CM, ROUND HANDLE, STRAIGHT, WITH RATCHET, TUNGSTEN CARBIDE, REUSABLE | SURGICAL INSTRUMENT TENDER
14311 | 4229290312800 | NEEDLE HOLDER, JACOBSON/MICRO, HEAVY STYLE, STREAMLINE DESIGN, LENGTH 25 CM, ROUND HANDLE, STRAIGHT, WITH RATCHET, TUNGSTEN CARBIDE, REUSABLE | SURGICAL INSTRUMENT TENDER
14312 | 4229290312900 | NEEDLE HOLDER, MINIMALLY INVASIVE, CURVED/WITH LOCK, TUNGSTEN CARBIDE, DIAMETER 5 - 6 MM, LENGTH 25 CM, REUSABLE | SURGICAL INSTRUMENT TENDER
14313 | 4229290313000 | NEEDLE HOLDER, MINIMALLY INVASIVE, STRAIGHT/WITH LOCK, TUNGSTEN CARBIDE, DIAMETER 5 - 6 MM, LENGTH 25 CM, REUSABLE | SURGICAL INSTRUMENT TENDER
14314 | 4229290313100 | NEEDLE HOLDER, MINIMALLY INVASIVE, CURVED/WITH LOCK, TUNGSTEN CARBIDE, DIAMETER 5 - 6 MM, LENGTH 30 CM, REUSABLE | SURGICAL INSTRUMENT TENDER
14315 | 4229290313200 | NEEDLE HOLDER, MINIMALLY INVASIVE, CURVED/WITH LOCK, DIAMOND DUST JAW, DIAMETER 5 - 6 MM, LENGTH 36 CM, REUSABLE | SURGICAL INSTRUMENT TENDER
14316 | 4229290313300 | NEEDLE HOLDER, MINIMALLY INVASIVE, CURVED/WITH LOCK, TUNGSTEN CARBIDE, DIAMETER 5 - 6 MM, LENGTH 35 - 36 CM, REUSABLE | SURGICAL INSTRUMENT TENDER
14317 | 4229290313400 | NEEDLE HOLDER, MINIMALLY INVASIVE, STRAIGHT/WITH LOCK, TUNGSTEN CARBIDE, DIAMETER 5 - 6 MM, LENGTH 35 - 36 CM, REUSABLE | SURGICAL INSTRUMENT TENDER
14318 | 4229290313500 | NEEDLE HOLDER, MINIMALLY INVASIVE, STRAIGHT/WITH LOCK, DIAMOND DUST JAW, DIAMETER 5 - 6 MM, LENGTH 36 CM, REUSABLE | SURGICAL INSTRUMENT TENDER
14319 | 4229290313600 | NEEDLE HOLDER, MINIMALLY INVASIVE, CURVED, TUNGSTEN CARBIDE, DIAMETER 5 MM, LENGTH 35 - 36 CM, REUSABLE | SURGICAL INSTRUMENT TENDER
14320 | 4229290313700 | NEEDLE HOLDER, MINIMALLY INVASIVE, STRAIGHT, TUNGSTEN CARBIDE, DIAMETER 5 MM, LENGTH 35 - 36 CM, REUSABLE | SURGICAL INSTRUMENT TENDER
14321 | 4229290313900 | NEEDLE HOLDER, JACOBSON/MICRO, LENGTH 22 - 23 CM, STRAIGHT, WIDTH 0.8MM, WITH LOCK, DIAMOND DUST JAW, WITHOUT BLACK COATING, REUSABLE | SURGICAL INSTRUMENT TENDER
14322 | 4229290314000 | NEEDLE HOLDER, MICRO/ROUND HANDLE, TOTAL LENGTH 18 - 18.5 CM, DIAMOND DUST JAW, REUSABLE | SURGICAL INSTRUMENT TENDER
14323 | 4229290314300 | NEEDLE HOLDER, DEBAKEY, TUNGSTEN CARBIDE, LENGTH 15 - 16 CM, REUSABLE | SURGICAL INSTRUMENT TENDER
14324 | 4229290314500 | NEEDLE HOLDER, MICRO/ROUND HANDLE, HEAVY, TIP 2 MM, TOTAL LENGTH 19 -20 CM, DIAMOND DUST JAW, REUSABLE | SURGICAL INSTRUMENT TENDER
14325 | 4229290314600 | NEEDLE HOLDER, DISMANTLING, ERGONOMIC PISTOL HANDLE W/ DISENGAGEABLE RATCHET, RATCHET RELEASE ON RIGHT SIDE, STRAIGHT JAWS, 5 MM, LENGTH 33 CM, REUSABLE | SURGICAL INSTRUMENT TENDER
14326 | 4229290314800 | NEEDLE HOLDER, RYDER-STYLE, DELICATE, LENGTH 26 - 27 CM, TUNGSTEN CARBIDE, REUSABLE | SURGICAL INSTRUMENT TENDER
14327 | 4229290314900 | NEEDLE HOLDER, LAPAROSCOPY, CURVED TO RIGHT, DIAMETER 5 MM, LENGTH 30 - 31 CM, TUNGSTEN CARBIDE, REUSABLE | SURGICAL INSTRUMENT TENDER
14328 | 4229290315000 | NEEDLE HOLDER, LAPAROSCOPY, CURVED TO LEFT, DIAMETER 5 MM, LENGTH 30 - 31 CM, TUNGSTEN CARBIDE, REUSABLE | SURGICAL INSTRUMENT TENDER
14329 | 4229290315100 | NEEDLE HOLDER, LAPAROSCOPY, STRAIGHT, DIAMETER 5 MM, LENGTH 30 - 31 CM, TUNGSTEN CARBIDE, REUSABLE | SURGICAL INSTRUMENT TENDER
14330 | 4229290315300 | NEEDLE HOLDER, HALSEY/SERRATED, LENGTH 13 CM, STAINLESS STEEL, REUSABLE | SURGICAL INSTRUMENT TENDER
14331 | 4229290315500 | LAPAROSCOPIC NEEDLE HOLDER WITH RATCHET HANDLE, CURVED 5MM 31 CM, REUSABLE | SURGICAL INSTRUMENT TENDER
14332 | 4229290315600 | NEEDLE HOLDER, RYDER, STRAIGHT, LENGTH 14 CM, TUNGSTEN CARBIDE, DIAMOND DUST JAW, REUSABLE | SURGICAL INSTRUMENT TENDER
14333 | 4229290315800 | NEEDLE HOLDER MINIMALLY INVASIVE CURVED WITH LOCK LARGE TUNGSTEN CARBIDE REUSABLE | SURGICAL INSTRUMENT TENDER
14334 | 4229290315900 | NEEDLE HOLDER MINIMALLY INVASIVE CURVED WITH LOCK SMALL TUNGSTEN CARBIDE REUSABLE | SURGICAL INSTRUMENT TENDER
14335 | 4229290316000 | NEEDLE HOLDER MINIMALLY INVASIVE STRAIGHT WITH LOCK LARGE TUNGSTEN CARBIDE REUSABLE | SURGICAL INSTRUMENT TENDER
14336 | 4229290316100 | NEEDLE HOLDER MINIMALLY INVASIVE STRAIGHT WITH LOCK SMALL TUNGSTEN CARBIDE REUSABLE | SURGICAL INSTRUMENT TENDER
14337 | 4229290316400 | NEEDLE HOLDER, CRILE-WOOD, TUNGSTEN CARBIDE, LENGTH 14 - 15 CM, REUSABLE | SURGICAL INSTRUMENT TENDER
14338 | 4229290316600 | NEEDLE HOLDER, CRILE-WOOD, TUNGSTEN CARBIDE, LENGTH 25 - 26 CM, REUSABLE | SURGICAL INSTRUMENT TENDER
14339 | 4229290316700 | NEEDLE HOLDER, CRILE-WOOD, TUNGSTEN CARBIDE, LENGTH 30 - 31 CM, REUSABLE | SURGICAL INSTRUMENT TENDER
14340 | 4229290316800 | NEEDLE HOLDER, MAYO-HEGAR, TUNGSTEN CARBIDE, LENGTH 12 - 13 CM, REUSABLE | SURGICAL INSTRUMENT TENDER
14341 | 4229290317100 | NEEDLE HOLDER, SAROT, TUNGSTEN CARBIDE, LENGTH 25 - 26 CM, REUSABLE | SURGICAL INSTRUMENT TENDER
14342 | 4229290317200 | NEEDLE HOLDER STRATTE/CURVED TO LEFT TUNGSTEN CARBIDE LENGTH=23.0CM REUSABLE | SURGICAL INSTRUMENT TENDER
14343 | 4229290317500 | NEEDLE, LIGATURE, DESCHAMPS/CURVED TO LEFT, BLUNT, LENGTH 23 - 24 CM, REUSABLE | SURGICAL INSTRUMENT TENDER
14344 | 4229290317600 | NEEDLE, LIGATURE, DESCHAMPS/CURVED TO RIGHT, BLUNT, LENGTH 23 - 24 CM, REUSABLE | SURGICAL INSTRUMENT TENDER
14345 | 4229290319800 | INSTRUMENT NEEDLE HOLDER MAYO MOLDED FROM A HIGH-STIFFNESS LENGTH 15 CM (+/-2) STERILE DISPOSABLE. | SUPPLEMENTARY GENERAL CONSUMABLES
14346 | 4229290319900 | FLEXIBLE ARM, FOR NATHONSON LIVER RETRACTOR, REUSABLE | SURGICAL INSTRUMENT TENDER
14347 | 4229290320000 | NEEDLE HOLDER, MICRO, STRAIGHT, WITHOUT LOCK, LENGTH 14 - 15 CM, TUNGSTEN CARBIDE, REUSABLE | SURGICAL INSTRUMENT TENDER
14348 | 4229290320100 | NEEDLE HOLDER, MICRO, STRAIGHT, WITHOUT LOCK, LENGTH 20 - 21 CM, TUNGSTEN CARBIDE, REUSABLE | SURGICAL INSTRUMENT TENDER
14349 | 4229290320200 | NEEDLE HOLDER, JACOBSON/MICRO, ROUND HANDLE, STRAIGHT, WITH RATCHET, DIAMOND DUST JAW, LENGTH 17 - 18 CM, TITANIUM, REUSABLE | SURGICAL INSTRUMENT TENDER
14350 | 4229290320300 | NEEDLE HOLDER, JACOBSON/MICRO, ROUND HANDLE, STRAIGHT, WITHOUT LOCK, DIAMOND DUST JAW, LENGTH 13 - 14 CM,TITANIUM, REUSABLE | SURGICAL INSTRUMENT TENDER
14351 | 4229290400500 | WIRE PASSER, FOR PELVIC REDUCTION PROCEDURES, ASSORTED TYPES | ORTHOPEDIC & SPINAL SUPPLIES
14352 | 4229290401400 | SUTURE KNOTLESS SPIRAL UNIDIRECTIONAL WITH FLEXIBLE LOOP / POLIGLECAPRONE 25 ANTIBACTERIAL (COATED TRICLOSAN) MONOFILAMENT / ABSORBABLE SIZE 4/0 16-17 MM 1/2 CIRCLE TAPER POINT NEEDLE 30 CM / UNDYED STERILE..... | SUPPLEMENTARY GEN.CONS SURG SUT,LAP,ROB
14353 | 4229290402900 | SUTURE POLYGLYCONATE MONOFILAMENT ABSORBABLE LOOP SIZE 1 40 MM ( +/- 1 MM ) 1/2 CIRCLE TAPER POINT NEEDLE 150 CM ( +/- 20 CM ) GREEN STERILE. | SUPPLEMENTARY GEN.CONS SURG SUT,LAP,ROB
14354 | 4229290403600 | SUTURE SILK MULTIFILAMENT NON-ABSORBABLE SIZE 2/0 17-18 MM 3/8 CIRCLE TAPER POINT NEEDLE 70-75 CM BLACK STERILE. | SUPPLEMENTARY GEN.CONS SURG SUT,LAP,ROB
14355 | 4229290404200 | NEEDLE, FOR REUSABLE SUTURE PASSER AND RETRIEVER, ASSORTED SIZES | ORTHOPEDIC & SPINAL SUPPLIES
14356 | 4229290404300 | SUTURE PASSER AND RETRIEVER FOR SHOULDER ARTHROSCOPIC REPAIR, REUSABLE | ORTHOPEDIC & SPINAL SUPPLIES
14357 | 4229290404400 | SUTURE PASSER AND RETRIEVER, MINI FOR ARTHROSCOPIC REPAIR, DISPOSABLE | ORTHOPEDIC & SPINAL SUPPLIES
14358 | 4229290404500 | SUTURE PASSER, FOR SHOULDER ARTHROSCOPIC REPAIR WITH HOLLOW NEEDLE, REUSABLE, ASSORTED ANGLES | ORTHOPEDIC & SPINAL SUPPLIES
14359 | 4229290404600 | SUTURE POLYGLACTIN 910 ANTIBACTERIAL (COATED TRICLOSAN) MULTIFILAMENT ABSORBABLE SIZE 0 40 MM ( +/- 1 MM ) 1/2 CIRCLE ROUND= BODY HEAVY NEEDLE 90-95 CM VIOLET STERILE.. | SUPPLEMENTARY GEN.CONS SURG SUT,LAP,ROB
14360 | 4229290404900 | SUTURE POLYGLACTIN 910 ANTIBACTERIAL (COATED TRICLOSAN) MULTIFILAMENT ABSORBABLE SIZE 1 31 MM ( +/- 1 MM ) 1/2 CIRCLE ROUND= BODY NEEDLE 5 X 70-75 CM VIOLET STERILE.. | SUPPLEMENTARY GEN.CONS SURG SUT,LAP,ROB
14361 | 4229290405100 | SUTURE POLYGLACTIN 910 ANTIBACTERIAL (COATED TRICLOSAN) MULTIFILAMENT ABSORBABLE SIZE 1 40 MM ( +/- 1 MM ) 1/2 CIRCLE ROUND= BODY HEAVY NEEDLE 90-95 CM VIOLET STERILE.. | SUPPLEMENTARY GEN.CONS SURG SUT,LAP,ROB
14362 | 4229290405300 | SUTURE POLYGLACTIN 910 ANTIBACTERIAL (COATED TRICLOSAN) MULTIFILAMENT ABSORBABLE SIZE 2 45 MM ( +/- 1 MM ) 1/2 CIRCLE ROUND= BODY BLUNT NEEDLE 90-95 CM VIOLET STERILE.. | SUPPLEMENTARY GEN.CONS SURG SUT,LAP,ROB
14363 | 4229290405400 | SUTURE POLYGLACTIN 910 ANTIBACTERIAL (COATED TRICLOSAN) MULTIFILAMENT ABSORBABLE SIZE 2/0 25-26 MM 1/2 CIRCLE ROUND BODY NEEDLE 70-75 CM UNDYED STERILE.. | SUPPLEMENTARY GEN.CONS SURG SUT,LAP,ROB
14364 | 4229290405500 | SUTURE POLYGLACTIN 910 ANTIBACTERIAL (COATED TRICLOSAN) MULTIFILAMENT ABSORBABLE SIZE 2/0 25-26 MM 3/8 CIRCLE ROUND BODY BLACK NEEDLE 70-75 CM VIOLET STERILE.. | SUPPLEMENTARY GEN.CONS SURG SUT,LAP,ROB
14365 | 4229290405700 | SUTURE POLYGLACTIN 910 ANTIBACTERIAL (COATED TRICLOSAN) MULTIFILAMENT ABSORBABLE SIZE 2/0 NEEDLE FREE 5 X 70-75 CM VIOLET STERILE.. | SUPPLEMENTARY GEN.CONS SURG SUT,LAP,ROB
14366 | 4229290405900 | SUTURE POLYGLACTIN 910 ANTIBACTERIAL (COATED TRICLOSAN) MULTIFILAMENT ABSORBABLE SIZE 3/0 25-26 MM 1/2 CIRCLE ROUND BODY NEEDLE 90-95 CM VIOLET STERILE.. | SUPPLEMENTARY GEN.CONS SURG SUT,LAP,ROB
14367 | 4229290406100 | SUTURE POLYGLACTIN 910 MULTIFILAMENT ABSORBABLE SIZE 3/0 NEEDLE FREE 150 CM ( -/+ 20 CM ) VIOLET STERILE.... | SUPPLEMENTARY GEN.CONS SURG SUT,LAP,ROB
14368 | 4229290406300 | SUTURE POLYGLACTIN 910 ANTIBACTERIAL (COATED TRICLOSAN) MULTIFILAMENT ABSORBABLE SIZE 4/0 17-18 MM 1/2 CIRCLE ROUND BODY NEEDLE 70-75 CM VIOLET STERILE.. | SUPPLEMENTARY GEN.CONS SURG SUT,LAP,ROB
14369 | 4229290406400 | SUTURE POLYGLACTIN 910 ANTIBACTERIAL (COATED TRICLOSAN) MULTIFILAMENT ABSORBABLE SIZE 4/0 19-20 MM 3/8 CIRCLE MULTIPASS REVERSE CUTTING NEEDLE 45-50 CM UNDYED STERILE.. | SUPPLEMENTARY GEN.CONS SURG SUT,LAP,ROB
14370 | 4229290406600 | SUTURE POLYGLACTIN 910 ANTIBACTERIAL (COATED TRICLOSAN) MULTIFILAMENT ABSORBABLE SIZE 5/0 13-14 MM 3/8 CIRCLE PRIME REVERSE= CUTTING NEEDLE 45-50 CM UNDYED STERILE.. | SUPPLEMENTARY GEN.CONS SURG SUT,LAP,ROB
14371 | 4229290406900 | SUTURE POLYGLACTIN 910 MONOFILAMENT ABSORBABLE SIZE 10/0 5.5 MM 1/2 CIRCLE SPATULATED DOUBLE ARM NEEDLE 30 CM VIOLET STERILE.. | SUPPLEMENTARY GEN.CONS SURG SUT,LAP,ROB
14372 | 4229290407200 | SUTURE POLYGLACTIN 910 MULTIFILAMENT ABSORBABLE SIZE 0 30 MM ( +/- 1 MM) 1/2 CIRCLE ROUND BODY NEEDLE 70-75 CM VIOLET STERILE.. | SUPPLEMENTARY GEN.CONS SURG SUT,LAP,ROB
14373 | 4229290407300 | SUTURE POLYGLACTIN 910 MULTIFILAMENT ABSORBABLE SIZE 0 30 MM ( +/- 1 MM) 3/8 CIRCLE ROUND BODY NEEDLE 70-75 CM VIOLET STERILE.. | SUPPLEMENTARY GEN.CONS SURG SUT,LAP,ROB
14374 | 4229290407400 | SUTURE POLYGLACTIN 910 MULTIFILAMENT ABSORBABLE SIZE 0 36 MM ( +/- 1 MM) J-NEEDLE TAPER POINT NEEDLE 70-75 CM VIOLET STERILE.. | SUPPLEMENTARY GEN.CONS SURG SUT,LAP,ROB
14375 | 4229290407500 | SUTURE POLYGLACTIN 910 MULTIFILAMENT ABSORBABLE SIZE 0 40 MM ( +/- 1 MM ) 1/2 CIRCLE ROUND BODY HEAVY NEEDLE 90-95 VIOLET STERILE.. | SUPPLEMENTARY GEN.CONS SURG SUT,LAP,ROB
14376 | 4229290407600 | SUTURE POLYGLACTIN 910 MULTIFILAMENT ABSORBABLE SIZE 0 50 MM ( +/- 1 MM ) 1/2 CIRCLE ROUND BODY NEEDLE 70-75 CM VIOLET STERILE.. | SUPPLEMENTARY GEN.CONS SURG SUT,LAP,ROB
14377 | 4229290407700 | SUTURE POLYGLACTIN 910 MULTIFILAMENT ABSORBABLE SIZE 0 65 MM ( +/- 2 MM ) 3/8 CIRCLE ROUND BODY NEEDLE 70-75 CM VIOLET STERILE.. | SUPPLEMENTARY GEN.CONS SURG SUT,LAP,ROB
14378 | 4229290407800 | SUTURE POLYGLACTIN 910 MULTIFILAMENT ABSORBABLE SIZE 1 35 MM ( +/- 1 MM ) 1/2 CIRCLE TAPER CUT HEAVY NEEDLE 70-75 CM VIOLET STERILE.. | SUPPLEMENTARY GEN.CONS SURG SUT,LAP,ROB
14379 | 4229290407900 | SUTURE POLYGLACTIN 910 MULTIFILAMENT ABSORBABLE SIZE 1 45 MM ( +/- 1 MM ) 1/2 CIRCLE ROUND BODY NEEDLE 70-75 CM VIOLET STERILE.. | SUPPLEMENTARY GEN.CONS SURG SUT,LAP,ROB
14380 | 4229290408000 | SUTURE POLYGLACTIN 910 MULTIFILAMENT ABSORBABLE SIZE 1 48 MM ( +/- 1 MM ) 1/2 CIRCLE TAPER POINT NEEDLE 90-95 CM UNDYED STERILE.. | SUPPLEMENTARY GEN.CONS SURG SUT,LAP,ROB
14381 | 4229290408100 | SUTURE POLYGLACTIN 910 MULTIFILAMENT ABSORBABLE SIZE 1 50 MM ( +/- 1 MM ) 1/2 CIRCLE ROUND BODY NEEDLE 70-75 CM VIOLET STERILE.. | SUPPLEMENTARY GEN.CONS SURG SUT,LAP,ROB
14382 | 4229290408200 | SUTURE POLYGLACTIN 910 MULTIFILAMENT ABSORBABLE SIZE 1 65 MM ( +/- 2 MM ) 1/2 CIRCLE ROUND BODY BLUNT HEAVY NEEDLE 70-75 CM VIOLET STERILE.. | SUPPLEMENTARY GEN.CONS SURG SUT,LAP,ROB
14383 | 4229290408300 | SUTURE POLYGLACTIN 910 MULTIFILAMENT ABSORBABLE SIZE 1 65 MM ( +/- 2 MM ) 3/8 CIRCLE BLUNT POINT NEEDLE 100 CM VIOLET STERILE.. | SUPPLEMENTARY GEN.CONS SURG SUT,LAP,ROB
14384 | 4229290408400 | SUTURE POLYGLACTIN 910 MULTIFILAMENT ABSORBABLE SIZE 2 25-26 MM 5/8 CIRCLE TAPER CUT HEAVY NEEDLE 70-75 CM VIOLET STERILE.... | SUPPLEMENTARY GEN.CONS SURG SUT,LAP,ROB
14385 | 4229290408500 | SUTURE POLYGLACTIN 910 MULTIFILAMENT ABSORBABLE SIZE 2 45 MM ( +/- 1 MM) 1/2 CIRCLE ROUND BODY NEEDLE 70-75 CM VIOLET STERILE.. | SUPPLEMENTARY GEN.CONS SURG SUT,LAP,ROB
14386 | 4229290408600 | SUTURE POLYGLACTIN 910 MULTIFILAMENT ABSORBABLE SIZE 2 65 MM ( +/- 2 MM ) 3/8 CIRCLE ROUND BODY NEEDLE 70-75 CM VIOLET STERILE.. | SUPPLEMENTARY GEN.CONS SURG SUT,LAP,ROB
14387 | 4229290408700 | SUTURE POLYGLACTIN 910 MULTIFILAMENT ABSORBABLE SIZE 2 75 MM ( +/- 2 MM ) 1/2 CIRCLE ROUND BODY HEAVY NEEDLE 70-75 CM VIOLET STERILE.. | SUPPLEMENTARY GEN.CONS SURG SUT,LAP,ROB
14388 | 4229290408800 | SUTURE POLYGLACTIN 910 MULTIFILAMENT ABSORBABLE SIZE 2/0 25-26 MM 1/2 CIRCLE TAPER CUT HEAVY NEEDLE 70-75 CM VIOLET STERILE.. | SUPPLEMENTARY GEN.CONS SURG SUT,LAP,ROB
14389 | 4229290408900 | SUTURE POLYGLACTIN 910 MULTIFILAMENT ABSORBABLE SIZE 2/0 25-26 MM 1/2 CIRCLE TAPER CUT NEEDLE 70-75 CM VIOLET STERILE.. | SUPPLEMENTARY GEN.CONS SURG SUT,LAP,ROB
14390 | 4229290409100 | SUTURE POLYGLACTIN 910 MULTIFILAMENT ABSORBABLE SIZE 2/0 25-26 MM 3/8 CIRCLE PRIME REVERSE CUTTING NEEDLE 70-75 CM UNDYED STERILE.. | SUPPLEMENTARY GEN.CONS SURG SUT,LAP,ROB
14391 | 4229290409200 | SUTURE POLYGLACTIN 910 MULTIFILAMENT ABSORBABLE SIZE 2/0 30 MM ( +/- 1 MM ) 1/2 CIRCLE ROUND BODY DOUBLE ARM NEEDLE 70-75 CM VIOLET STERILE.. | SUPPLEMENTARY GEN.CONS SURG SUT,LAP,ROB
14392 | 4229290409300 | SUTURE POLYGLACTIN 910 MULTIFILAMENT ABSORBABLE SIZE 2/0 30 MM ( +/- 1 MM ) 1/2 CIRCLE ROUND BODY NEEDLE 70-75 CM VIOLET STERILE.. | SUPPLEMENTARY GEN.CONS SURG SUT,LAP,ROB
14393 | 4229290409400 | SUTURE POLYGLACTIN 910 MULTIFILAMENT ABSORBABLE SIZE 2/0 37 MM ( +/- 1 MM ) 1/2 CIRCLE TAPER POINT NEEDLE 90-95 CM UNDYED STERILE.. | SUPPLEMENTARY GEN.CONS SURG SUT,LAP,ROB
14394 | 4229290409500 | SUTURE POLYGLACTIN 910 MULTIFILAMENT ABSORBABLE SIZE 2/0 60 MM ( +/- 2 MM) STRAIGHT CUTTING NEEDLE 70-75 CM VIOLET STERILE.. | SUPPLEMENTARY GEN.CONS SURG SUT,LAP,ROB
14395 | 4229290409600 | SUTURE POLYGLACTIN 910 MULTIFILAMENT ABSORBABLE SIZE 3/0 13-14 MM 3/8 CIRCLE ROUND BODY NEEDLE 45-50 CM VIOLET STERILE.. | SUPPLEMENTARY GEN.CONS SURG SUT,LAP,ROB
14396 | 4229290409700 | SUTURE POLYGLACTIN 910 MULTIFILAMENT ABSORBABLE SIZE 3/0 15-16 MM 3/8 CIRCLE CUTTING NEEDLE 70-75 CM VIOLET STERILE.. | SUPPLEMENTARY GEN.CONS SURG SUT,LAP,ROB
14397 | 4229290409800 | SUTURE POLYGLACTIN 910 MULTIFILAMENT ABSORBABLE SIZE 3/0 19-20 MM 1/2 CIRCLE ROUND BODY NEEDLE 70-75 CM UNDYED STERILE.. | SUPPLEMENTARY GEN.CONS SURG SUT,LAP,ROB
14398 | 4229290409900 | SUTURE POLYGLACTIN 910 MULTIFILAMENT ABSORBABLE SIZE 3/0 19-20 MM 1/2 CIRCLE ROUND BODY NEEDLE 70-75 CM VIOLET STERILE.. | SUPPLEMENTARY GEN.CONS SURG SUT,LAP,ROB
14399 | 4229290410000 | SUTURE POLYGLACTIN 910 MULTIFILAMENT ABSORBABLE SIZE 3/0 25-26 MM 1/2 CIRCLE ROUND BODY NEEDLE 70-75 CM VIOLET STERILE.. | SUPPLEMENTARY GEN.CONS SURG SUT,LAP,ROB
14400 | 4229290410100 | SUTURE POLYGLACTIN 910 MULTIFILAMENT ABSORBABLE SIZE 3/0 36 MM ( +/- 1 MM ) 1/2 CIRCLE ROUND BODY NEEDLE 70-75 CM VIOLET STERILE.. | SUPPLEMENTARY GEN.CONS SURG SUT,LAP,ROB
14401 | 4229290410200 | SUTURE POLYGLACTIN 910 MULTIFILAMENT ABSORBABLE SIZE 3/0 40 MM ( +/- 1 MM ) 1/2 CIRCLE ROUND BODY NEEDLE 90-95 CM VIOLET STERILE.. | SUPPLEMENTARY GEN.CONS SURG SUT,LAP,ROB
14402 | 4229290410300 | SUTURE POLYGLACTIN 910 MULTIFILAMENT ABSORBABLE SIZE 4/0 13-14 MM 3/8 CIRCLE ROUND BODY NEEDLE 45-50 CM VIOLET STERILE.. | SUPPLEMENTARY GEN.CONS SURG SUT,LAP,ROB
14403 | 4229290410400 | SUTURE POLYGLACTIN 910 MULTIFILAMENT ABSORBABLE SIZE 4/0 17-18 MM 1/2 CIRCLE TAPER POINT NEEDLE 70-75 CM VIOLET STERILE.. | SUPPLEMENTARY GEN.CONS SURG SUT,LAP,ROB
14404 | 4229290410500 | SUTURE POLYGLACTIN 910 MULTIFILAMENT ABSORBABLE SIZE 4/0 19-20 MM 1/2 CIRCLE ROUND BODY NEEDLE 70-75 CM VIOLET STERILE.. | SUPPLEMENTARY GEN.CONS SURG SUT,LAP,ROB
14405 | 4229290410600 | SUTURE POLYGLACTIN 910 MULTIFILAMENT ABSORBABLE SIZE 4/0 8 MM 1/2 CIRCLE REVERSE CUTTING PRIME NEEDLE 45-50 CM UNDYED STERILE.. | SUPPLEMENTARY GEN.CONS SURG SUT,LAP,ROB
14406 | 4229290410700 | SUTURE POLYGLACTIN 910 MULTIFILAMENT ABSORBABLE SIZE 5/0 8 MM 1/4 CIRCLE SPATULATED DOUBLE ARM NEEDLE 20-23 CM VIOLET STERILE.. | SUPPLEMENTARY GEN.CONS SURG SUT,LAP,ROB
14407 | 4229290410800 | SUTURE POLYGLACTIN 910 MULTIFILAMENT ABSORBABLE SIZE 5/0 8 MM 1/4 CIRCLE SPATULATED DOUBLE ARM NEEDLE 45-50 CM UNDYED STERILE.. | SUPPLEMENTARY GEN.CONS SURG SUT,LAP,ROB
14408 | 4229290410900 | SUTURE POLYGLACTIN 910 MULTIFILAMENT ABSORBABLE SIZE 6/0 11-12 MM 3/8 CIRCLE REVERSE CUTTING PRIME NEEDLE 45-50 CM UNDYED STERILE.. | SUPPLEMENTARY GEN.CONS SURG SUT,LAP,ROB
14409 | 4229290411000 | SUTURE POLYGLACTIN 910 MULTIFILAMENT ABSORBABLE SIZE 6/0 11-12 MM 3/8 CIRCLE CUTTING NEEDLE 45-50 CM UNDYED STERILE.. | SUPPLEMENTARY GEN.CONS SURG SUT,LAP,ROB
14410 | 4229290411100 | SUTURE POLYGLACTIN 910 MULTIFILAMENT ABSORBABLE SIZE 6/0 13-14 MM 1/2 CIRCLE ROUND BODY NEEDLE 45-50 CM VIOLET STERILE.. | SUPPLEMENTARY GEN.CONS SURG SUT,LAP,ROB
14411 | 4229290411200 | SUTURE POLYGLACTIN 910 MULTIFILAMENT ABSORBABLE SIZE 6/0 8 MM 1/2 CIRCLE REVERSE CUTTING DOUBLE ARM NEEDLE 45-50 CM VIOLET STERILE.. | SUPPLEMENTARY GEN.CONS SURG SUT,LAP,ROB
14412 | 4229290411300 | SUTURE POLYGLACTIN 910 MULTIFILAMENT ABSORBABLE SIZE 6/0 8 MM 1/4 CIRCLE SPATULATED DOUBLE ARM NEEDLE 45-50 CM VIOLET STERILE. | SUPPLEMENTARY GEN.CONS SURG SUT,LAP,ROB
14413 | 4229290411400 | SUTURE POLYGLACTIN 910 MULTIFILAMENT ABSORBABLE SIZE 6/0 8 MM 1/4 CIRCLE SPATULATED DOUBLE ARM NEEDLE 45-50 CM VIOLET STERILE.. | SUPPLEMENTARY GEN.CONS SURG SUT,LAP,ROB
14414 | 4229290411500 | SUTURE POLYGLACTIN 910 MULTIFILAMENT ABSORBABLE SIZE 6/0 8 MM 3/8 CIRCLE ROUND BODY NEEDLE 30 CM VIOLET STERILE.. | SUPPLEMENTARY GEN.CONS SURG SUT,LAP,ROB
14415 | 4229290411700 | SUTURE POLYGLACTIN 910 MULTIFILAMENT ABSORBABLE SIZE 7/0 7 MM 1/2 CIRCLE SPATULATED DOUBLE ARM NEEDLE 45-50 CM VIOLET STERILE.. | SUPPLEMENTARY GEN.CONS SURG SUT,LAP,ROB
14416 | 4229290411800 | SUTURE POLYGLACTIN 910 MULTIFILAMENT ABSORBABLE SIZE 8/0 6.5 MM 3/8 CIRCLE SPATULATED DOUBLE ARM NEEDLE 30 CM VIOLET STERILE. | SUPPLEMENTARY GEN.CONS SURG SUT,LAP,ROB
14417 | 4229290411900 | SUTURE POLYGLACTIN 910 MULTIFILAMENT ABSORBABLE SIZE 10/0 9.3 MM 3/8 CIRCLE ROUND BODY NEEDLE 15 CM VIOLET STERILE.. | SUPPLEMENTARY GEN.CONS SURG SUT,LAP,ROB
14418 | 4229290412300 | SUTURE POLYGLACTIN 910 MULTIFILAMENT RAPID ABSORPTION SIZE 3/0 19-20 MM 3/8 CIRCLE PRIME REVERSE CUTTING NEEDLE 70-75 CM UNDYED STERILE.. | SUPPLEMENTARY GEN.CONS SURG SUT,LAP,ROB
14419 | 4229290412500 | SUTURE POLYGLACTIN 910 MULTIFILAMENT RAPID ABSORPTION SIZE 3/0 21-22 MM 1/2 CIRCLE TAPER POINT PLUS NEEDLE 70-75 CM UNDYED STERILE.. | SUPPLEMENTARY GEN.CONS SURG SUT,LAP,ROB
14420 | 4229290412600 | SUTURE POLYGLACTIN 910 MULTIFILAMENT RAPID ABSORPTION SIZE 4/0 15-16 MM 1/2 CIRCLE ROUND BODY NEEDLE 70-75 CM UNDYED STERILE.. | SUPPLEMENTARY GEN.CONS SURG SUT,LAP,ROB
14421 | 4229290412700 | SUTURE POLYGLACTIN 910 MULTIFILAMENT RAPID ABSORPTION SIZE 4/0 19-20 MM 3/8 CIRCLE PRIME REVERSE CUTTING NEEDLE 70-75 CM UNDYED STERILE.. | SUPPLEMENTARY GEN.CONS SURG SUT,LAP,ROB
14422 | 4229290413000 | SUTURE POLYGLACTIN 910 MULTIFILAMENT RAPID ABSORPTION SIZE 6/0 10 MM 3/8 CIRCLE REVERSE CUTTING NEEDLE 45-50 CM UNDYED STERILE.. | SUPPLEMENTARY GEN.CONS SURG SUT,LAP,ROB
14423 | 4229290413100 | SUTURE POLIGLECAPRONE 25 ANTIBACTERIAL (COATED TRICLOSAN) MONOFILAMENT ABSORBABLE SIZE 3/0 23-24 MM 3/8 CIRCLE REVERSE CUTTING NEEDLE 70-75 CM UNDYED STERILE.. | SUPPLEMENTARY GEN.CONS SURG SUT,LAP,ROB
14424 | 4229290413200 | SUTURE POLIGLECAPRONE 25 MONOFILAMENT ABSORBABLE SIZE 2/0 25-26 MM 3/8 CIRCLE REVERSE CUTTING NEEDLE 70-75 CM UNDYED STERILE.. | SUPPLEMENTARY GEN.CONS SURG SUT,LAP,ROB
14425 | 4229290413300 | SUTURE POLIGLECAPRONE 25 MONOFILAMENT ABSORBABLE SIZE 2/0 30 MM ( +/- 1 MM ) 1/2 CIRCLE ROUND BODY NEEDLE 70-75 CM VIOLET STERILE.. | SUPPLEMENTARY GEN.CONS SURG SUT,LAP,ROB
14426 | 4229290413400 | SUTURE POLIGLECAPRONE 25 MONOFILAMENT ABSORBABLE SIZE 2/0 36 MM ( +/-1 MM ) 1/2 CIRCLE ROUND BODY NEEDLE 90-95 CM UNDYED STERILE.. | SUPPLEMENTARY GEN.CONS SURG SUT,LAP,ROB
14427 | 4229290413500 | SUTURE POLIGLECAPRONE 25 MONOFILAMENT ABSORBABLE SIZE 2/0 60 MM ( +/- 2 MM ) STRAIGHT CUTTING NEEDLE 70-75 CM UNDYED STERILE.. | SUPPLEMENTARY GEN.CONS SURG SUT,LAP,ROB
14428 | 4229290413600 | SUTURE POLIGLECAPRONE 25 MONOFILAMENT ABSORBABLE SIZE 2/0 NEEDLE FREE 150 CM ( +/- 20 CM ) VIOLET STERILE.. | SUPPLEMENTARY GEN.CONS SURG SUT,LAP,ROB
14429 | 4229290413700 | SUTURE POLIGLECAPRONE 25 MONOFILAMENT ABSORBABLE SIZE 3/0 19-20 MM 3/8 CIRCLE REVERSE CUTTING NEEDLE 45-50 CM UNDYED STERILE.. | SUPPLEMENTARY GEN.CONS SURG SUT,LAP,ROB
14430 | 4229290413800 | SUTURE POLIGLECAPRONE 25 MONOFILAMENT ABSORBABLE SIZE 3/0 21-22 MM 1/2 CIRCLE ROUND BODY NEEDLE 70-75 CM VIOLET STERILE.. | SUPPLEMENTARY GEN.CONS SURG SUT,LAP,ROB
14431 | 4229290413900 | SUTURE POLIGLECAPRONE 25 MONOFILAMENT ABSORBABLE SIZE 4/0 15-16 MM 1/2 CIRCLE ROUND BODY NEEDLE 70-75 CM VIOLET STERILE.. | SUPPLEMENTARY GEN.CONS SURG SUT,LAP,ROB
14432 | 4229290414000 | SUTURE POLIGLECAPRONE 25 MONOFILAMENT ABSORBABLE SIZE 4/0 19-20 MM 3/8 CIRCLE REVERSE CUTTING NEEDLE 45-50 CM UNDYED STERILE.. | SUPPLEMENTARY GEN.CONS SURG SUT,LAP,ROB
14433 | 4229290414100 | SUTURE POLIGLECAPRONE 25 MONOFILAMENT ABSORBABLE SIZE 5/0 13-14 MM 3/8 CIRCLE REVERSE CUTTING 70-75 CM UNDYED STERILE.. | SUPPLEMENTARY GEN.CONS SURG SUT,LAP,ROB
14434 | 4229290414200 | SUTURE POLYDIOXANONE ANTIBACTERIAL (COATED TRICLOSAN) MONOFILAMENT ABSORBABLE LOOP SIZE 0 40 MM ( +/- 1 MM ) 1/2 CIRCLE ROUND BODY NEEDLE 150 CM ( +/- 20 CM ) VIOLET STERILE.. | SUPPLEMENTARY GEN.CONS SURG SUT,LAP,ROB
14435 | 4229290414300 | SUTURE POLYDIOXANONE ANTIBACTERIAL (COATED TRICLOSAN) MONOFILAMENT ABSORBABLE LOOP SIZE 1 65 MM ( +/- 2 MM) 1/2 CIRCLE ROUND BODY NEEDLE 150 CM ( +/- 20 CM ) VIOLET STERILE.. | SUPPLEMENTARY GEN.CONS SURG SUT,LAP,ROB
14436 | 4229290414400 | SUTURE POLYDIOXANONE ANTIBACTERIAL (COATED TRICLOSAN) MONOFILAMENT ABSORBABLE SIZE 0 25-26 MM 1/2 CIRCLE ROUND BODY NEEDLE 70-75 CM VIOLET STERILE.. | SUPPLEMENTARY GEN.CONS SURG SUT,LAP,ROB
14437 | 4229290414500 | SUTURE POLYDIOXANONE ANTIBACTERIAL (COATED TRICLOSAN) MONOFILAMENT ABSORBABLE SIZE 4/0 17-18 MM 1/2 CIRCLE ROUND BODY DOUBLE ARM NEEDLE 90-95 CM STERILE.. | SUPPLEMENTARY GEN.CONS SURG SUT,LAP,ROB
14438 | 4229290414600 | SUTURE POLYDIOXANONE ANTIBACTERIAL (COATED TRICLOSAN) MONOFILAMENT ABSORBABLE SIZE 4/0 17-18 MM 1/2 CIRCLE ROUND BODY NEEDLE 70-75 CM STERILE.. | SUPPLEMENTARY GEN.CONS SURG SUT,LAP,ROB
14439 | 4229290414800 | SUTURE POLYDIOXANONE MONOFILAMENT ABSORBABLE LOOP SIZE 0 65 MM ( +/- 2 MM) 1/2 CIRCLE ROUND BODY TAPERED NEEDLE 150 CM ( +/- 20 CM ) VIOLET STERILE.. | SUPPLEMENTARY GEN.CONS SURG SUT,LAP,ROB
14440 | 4229290415000 | SUTURE POLYDIOXANONE MONOFILAMENT ABSORBABLE LOOP SIZE 1 70 MM ( +/- 1 MM) 1/2 CIRCLE ROUND BODY NEEDLE 125 CM ( +/- 5 CM) VIOLET STERILE.. | SUPPLEMENTARY GEN.CONS SURG SUT,LAP,ROB
14441 | 4229290415100 | SUTURE POLYDIOXANONE MONOFILAMENT ABSORBABLE SIZE 0 36 MM ( +/- 1 MM ) 1/2 CIRCLE ROUND BODY NEEDLE 90-95 CM VIOLET STERILE.. | SUPPLEMENTARY GEN.CONS SURG SUT,LAP,ROB
14442 | 4229290415200 | SUTURE POLYDIOXANONE MONOFILAMENT ABSORBABLE SIZE 1 36 MM ( +/- 1 MM) 1/2 CIRCLE ROUND BODY NEEDLE 90-95 CM VIOLET STERILE.. | SUPPLEMENTARY GEN.CONS SURG SUT,LAP,ROB
14443 | 4229290415300 | SUTURE POLYDIOXANONE MONOFILAMENT ABSORBABLE SIZE 1 50 MM ( +/- 1 MM) 1/2 CIRCLE TAPER POINT NEEDLE 90-95 CM VIOLET STERILE.. | SUPPLEMENTARY GEN.CONS SURG SUT,LAP,ROB
14444 | 4229290415400 | SUTURE POLYDIOXANONE MONOFILAMENT ABSORBABLE SIZE 2/0 25-26 MM 1/2 CIRCLE TAPER POINT BLACK NEEDLE 90-95 CM VIOLET STERILE.. | SUPPLEMENTARY GEN.CONS SURG SUT,LAP,ROB
14445 | 4229290415500 | SUTURE POLYDIOXANONE MONOFILAMENT ABSORBABLE SIZE 2/0 30 MM ( +/- 1 MM) 1/2 CIRCLE ROUND BODY NEEDLE 70-75 CM VIOLET STERILE.. | SUPPLEMENTARY GEN.CONS SURG SUT,LAP,ROB
14446 | 4229290415700 | SUTURE POLYDIOXANONE MONOFILAMENT ABSORBABLE SIZE 3/0 25-26 MM 1/2 CIRCLE ROUND BODY NEEDLE 70-75 CM VIOLET STERILE.. | SUPPLEMENTARY GEN.CONS SURG SUT,LAP,ROB
14447 | 4229290415800 | SUTURE POLYDIOXANONE MONOFILAMENT ABSORBABLE SIZE 3/0 30 MM ( +/- 1 MM) 1/2 CIRCLE ROUND BODY NEEDLE 70-75 CM VIOLET STERILE.. | SUPPLEMENTARY GEN.CONS SURG SUT,LAP,ROB
14448 | 4229290415900 | SUTURE POLYDIOXANONE MONOFILAMENT ABSORBABLE SIZE 4/0 25-26 MM 1/2 CIRCLE ROUND BODY NEEDLE 70-75 CM VIOLET STERILE.. | SUPPLEMENTARY GEN.CONS SURG SUT,LAP,ROB
14449 | 4229290416000 | SUTURE POLYDIOXANONE MONOFILAMENT ABSORBABLE SIZE 5/0 13-14 MM 1/2 CIRCLE ROUND BODY DOUBLE ARM NEEDLE 70-75 CM VIOLET STERILE.. | SUPPLEMENTARY GEN.CONS SURG SUT,LAP,ROB
14450 | 4229290416100 | SUTURE POLYDIOXANONE MONOFILAMENT ABSORBABLE SIZE 5/0 13-14 MM 3/8 CIRCLE ROUND BODY DOUBLE ARM NEEDLE 70-75 CM VIOLET STERILE.. | SUPPLEMENTARY GEN.CONS SURG SUT,LAP,ROB
14451 | 4229290416200 | SUTURE POLYDIOXANONE MONOFILAMENT ABSORBABLE SIZE 5/0 15-16 MM 1/2 CIRCLE ROUND BODY NEEDLE 70-75 CM VIOLET STERILE.. | SUPPLEMENTARY GEN.CONS SURG SUT,LAP,ROB
14452 | 4229290416300 | SUTURE POLYDIOXANONE MONOFILAMENT ABSORBABLE SIZE 5/0 17-18 MM 1/2 CIRCLE TAPER POINT DOUBLE ARM NEEDLE 90-95 CM VIOLET STERILE.. | SUPPLEMENTARY GEN.CONS SURG SUT,LAP,ROB
14453 | 4229290416400 | SUTURE POLYDIOXANONE MONOFILAMENT ABSORBABLE SIZE 5/0 19-20 MM 3/8 CIRCLE REVERSE CUTTING NEEDLE 45-50 CM VIOLET STERILE.. | SUPPLEMENTARY GEN.CONS SURG SUT,LAP,ROB
14454 | 4229290416500 | SUTURE POLYDIOXANONE MONOFILAMENT ABSORBABLE SIZE 5/0 25-26 MM 1/2 CIRCLE ROUND BODY NEEDLE 70-75 CM VIOLET STERILE.. | SUPPLEMENTARY GEN.CONS SURG SUT,LAP,ROB
14455 | 4229290416600 | SUTURE POLYDIOXANONE MONOFILAMENT ABSORBABLE SIZE 6/0 19-20 MM 3/8 CIRCLE REVERSE CUTTING NEEDLE 45-50 CM VIOLET STERILE.. | SUPPLEMENTARY GEN.CONS SURG SUT,LAP,ROB
14456 | 4229290416700 | SUTURE POLYPROPYLENE MONOFILAMENT NON-ABSORBABLE SIZE 0 25-26 MM 1/2 CIRCLE TAPER POINT NEEDLE 70-75 CM BLUE STERILE.. | SUPPLEMENTARY GEN.CONS SURG SUT,LAP,ROB
14457 | 4229290416800 | SUTURE POLYPROPYLENE MONOFILAMENT NON-ABSORBABLE SIZE 0 40 MM ( +/- 1 MM ) 1/2 CIRCLE CUTTING NEEDLE 100 CM BLUE STERILE.. | SUPPLEMENTARY GEN.CONS SURG SUT,LAP,ROB
14458 | 4229290416900 | SUTURE POLYPROPYLENE MONOFILAMENT NON-ABSORBABLE SIZE 1 48 MM ( +/- 1 MM ) 1/2 CIRCLE ROUND BODY NEEDLE 70-75 CM BLUE STERILE.. | SUPPLEMENTARY GEN.CONS SURG SUT,LAP,ROB
14459 | 4229290417100 | SUTURE POLYPROPYLENE MONOFILAMENT NON-ABSORBABLE SIZE 2/0 25-26 MM 1/2 CIRCLE TAPER POINT DOUBLE ARM NEEDLE 120 CM ( +/- 5 CM ) BLUE STERILE.. | SUPPLEMENTARY GEN.CONS SURG SUT,LAP,ROB
14460 | 4229290417200 | SUTURE POLYPROPYLENE MONOFILAMENT NON-ABSORBABLE SIZE 3/0 25-26 MM 1/2 CIRCLE ROUND BODY NEEDLE 70-75 CM BLUE STERILE.. | SUPPLEMENTARY GEN.CONS SURG SUT,LAP,ROB
14461 | 4229290417300 | SUTURE POLYPROPYLENE MONOFILAMENT NON-ABSORBABLE SIZE 3/0 25-26 MM 3/8 CIRCLE CUTTING NEEDLE 70-75 CM BLUE STERILE.. | SUPPLEMENTARY GEN.CONS SURG SUT,LAP,ROB
14462 | 4229290417500 | SUTURE POLYPROPYLENE MONOFILAMENT NON-ABSORBABLE SIZE 3/0 25-26 MM 3/8 CIRCLE PRIME CUTTING NEEDLE 45-50 CM BLUE STERILE.. | SUPPLEMENTARY GEN.CONS SURG SUT,LAP,ROB
14463 | 4229290417600 | SUTURE POLYPROPYLENE MONOFILAMENT NON-ABSORBABLE SIZE 4/0 15-16 MM 3/8 CIRCLE ROUND BODY NEEDLE 70-75 CM BLUE STERILE.. | SUPPLEMENTARY GEN.CONS SURG SUT,LAP,ROB
14464 | 4229290417700 | SUTURE POLYPROPYLENE MONOFILAMENT NON-ABSORBABLE SIZE 5/0 13-14 MM 1/2 CIRCLE TAPER POINT BLACK NEEDLE 70-75 CM BLUE STERILE.. | SUPPLEMENTARY GEN.CONS SURG SUT,LAP,ROB
14465 | 4229290417800 | SUTURE POLYPROPYLENE MONOFILAMENT NON-ABSORBABLE SIZE 5/0 13-14 MM 1/2 CIRCLE TAPER POINT DOUBLE ARM NEEDLE 70-75 CM BLUE STERILE.. | SUPPLEMENTARY GEN.CONS SURG SUT,LAP,ROB
14466 | 4229290417900 | SUTURE POLYPROPYLENE MONOFILAMENT NON-ABSORBABLE SIZE 5/0 13-14 MM 3/8 CIRCLE ROUND BODY NEEDLE 70-75 CM BLUE STERILE.. | SUPPLEMENTARY GEN.CONS SURG SUT,LAP,ROB
14467 | 4229290418000 | SUTURE POLYPROPYLENE MONOFILAMENT NON-ABSORBABLE SIZE 5/0 13-14 MM 3/8 CIRCLE TAPER POINT DOUBLE ARM NEEDLE 45-50 CM BLUE STERILE.. | SUPPLEMENTARY GEN.CONS SURG SUT,LAP,ROB
14468 | 4229290418100 | SUTURE POLYPROPYLENE MONOFILAMENT NON-ABSORBABLE SIZE 5/0 15-16 MM 3/8 CIRCLE SLIM CUTTING NEEDLE 45-50 CM BLUE STERILE.. | SUPPLEMENTARY GEN.CONS SURG SUT,LAP,ROB
14469 | 4229290418200 | SUTURE POLYPROPYLENE MONOFILAMENT NON-ABSORBABLE SIZE 5/0 17-18 MM 1/2 CIRCLE TAPER CUT DOUBLE ARM NEEDLE 90-95 CM BLUE STERILE.. | SUPPLEMENTARY GEN.CONS SURG SUT,LAP,ROB
14470 | 4229290418300 | SUTURE POLYPROPYLENE MONOFILAMENT NON-ABSORBABLE SIZE 6/0 9 MM 3/8 CIRCLE TAPER POINT DOUBLE ARM NEEDLE 60-65 CM BLUE STERILE.. | SUPPLEMENTARY GEN.CONS SURG SUT,LAP,ROB
14471 | 4229290418500 | SUTURE POLYPROPYLENE MONOFILAMENT NON-ABSORBABLE SIZE 6/0 13-14 MM 3/8 CIRCLE ROUND BODY DOUBLE ARM NEEDLE 70-75 CM BLUE STERILE.. | SUPPLEMENTARY GEN.CONS SURG SUT,LAP,ROB
14472 | 4229290418600 | SUTURE POLYPROPYLENE MONOFILAMENT NON-ABSORBABLE SIZE 7/0 13-14 MM 3/8 CIRCLE MULTIPASS TAPER CUT DOUBLE ARM NEEDLE 60-65 CM BLUE STERILE.. | SUPPLEMENTARY GEN.CONS SURG SUT,LAP,ROB
14473 | 4229290418700 | SUTURE POLYPROPYLENE MONOFILAMENT NON-ABSORBABLE SIZE 7/0 8 MM 3/8 CIRCLE ROUND BODY DOUBLE ARM NEEDLE 60-65 CM BLUE STERILE.. | SUPPLEMENTARY GEN.CONS SURG SUT,LAP,ROB
14474 | 4229290418800 | SUTURE POLYPROPYLENE MONOFILAMENT NON-ABSORBABLE SIZE 7/0 9.3 MM 3/8 CIRCLE TAPER POINT DOUBLE ARM NEEDLE 70-75 CM BLUE STERILE.. | SUPPLEMENTARY GEN.CONS SURG SUT,LAP,ROB
14475 | 4229290418900 | SUTURE POLYPROPYLENE MONOFILAMENT NON-ABSORBABLE SIZE 7/0 13-14 MM 3/8 CIRCLE SPATULATED DOUBLE ARM NEEDLE 60-65 CM BLUE STERILE.. | SUPPLEMENTARY GEN.CONS SURG SUT,LAP,ROB
14476 | 4229290419000 | SUTURE POLYPROPYLENE MONOFILAMENT NON-ABSORBABLE SIZE 8/0 4.7 MM 3/8 CIRCLE TAPER POINT NEEDLE 13 CM BLUE STERILE.. | SUPPLEMENTARY GEN.CONS SURG SUT,LAP,ROB
14477 | 4229290419100 | SUTURE POLYPROPYLENE MONOFILAMENT NON-ABSORBABLE SIZE 9/0 5 MM 3/8 CIRCLE TAPER POINT NEEDLE 13 CM BLUE STERILE.. | SUPPLEMENTARY GEN.CONS SURG SUT,LAP,ROB
14478 | 4229290419200 | SUTURE POLYPROPYLENE MONOFILAMENT NON-ABSORBABLE SIZE 9/0 15-16 MM STRAIGHT SPATULA DOUBLE ARM NEEDLE 20-23 CM BLUE STERILE. | SUPPLEMENTARY GEN.CONS SURG SUT,LAP,ROB
14479 | 4229290419300 | SUTURE POLYPROPYLENE MONOFILAMENT NON-ABSORBABLE SIZE 10/0 3.8 MM 3/8 CIRCLE TAPER POINT NEEDLE 13 CM BLUE STERILE.. | SUPPLEMENTARY GEN.CONS SURG SUT,LAP,ROB
14480 | 4229290419400 | SUTURE POLYPROPYLENE MONOFILAMENT NON-ABSORBABLE SIZE 10/0 13-14 MM 1/4 CIRCLE TAPER CUT DOUBLE ARM NEEDLE 20-23 CM BLUE STERILE.. | SUPPLEMENTARY GEN.CONS SURG SUT,LAP,ROB
14481 | 4229290419500 | SUTURE POLYPROPYLENE MONOFILAMENT NON-ABSORBABLE SIZE 10/0 15-16 MM STRAIGHT SPATULATED DOUBLE ARM NEEDLE 20-23 CM BLUE STERILE. | SUPPLEMENTARY GEN.CONS SURG SUT,LAP,ROB
14482 | 4229290419600 | SUTURE POLYPROPYLENE MONOFILAMENT NON-ABSORBABLE 1 TO 1 RATIO SIZE 4/0 17-18 MM 1/2 CIRCLE TAPER POINT DOUBLE ARM NEEDLE 90-95 CM BLUE STERILE.. | SUPPLEMENTARY GEN.CONS SURG SUT,LAP,ROB
14483 | 4229290419700 | SUTURE POLYAMIDE MONOFILAMENT NON-ABSORBABLE LOOP SIZE 1 36 MM ( +/- 1 MM ) 1/2 CIRCLE ROUND BODY HEAVY NEEDLE 150 CM ( +/- 20 CM ) BLACK STERILE.. | SUPPLEMENTARY GEN.CONS SURG SUT,LAP,ROB
14484 | 4229290419800 | SUTURE POLYAMIDE MONOFILAMENT NON-ABSORBABLE SIZE 0 40 MM ( +/- 1 MM ) 1/2 CIRCLE ROUND BODY NEEDLE 100 CM BLACK STERILE.. | SUPPLEMENTARY GEN.CONS SURG SUT,LAP,ROB
14485 | 4229290419900 | SUTURE POLYAMIDE MONOFILAMENT NON-ABSORBABLE SIZE 1 90 MM ( +/- 2 MM ) 3/8 CIRCLE CUTTING NEEDLE 100 CM BLUE STERILE.. | SUPPLEMENTARY GEN.CONS SURG SUT,LAP,ROB
14486 | 4229290420000 | SUTURE POLYAMIDE MONOFILAMENT NON-ABSORBABLE SIZE 2/0 25-26 MM 3/8 CIRCLE PRIME REVERSE CUTTING NEEDLE 70-75 CM BLUE STERILE.. | SUPPLEMENTARY GEN.CONS SURG SUT,LAP,ROB
14487 | 4229290420100 | SUTURE POLYAMIDE MONOFILAMENT NON-ABSORBABLE SIZE 2/0 45 MM ( +/- 1 MM ) 3/8 CIRCLE CUTTING NEEDLE 100 CM BLUE STERILE.. | SUPPLEMENTARY GEN.CONS SURG SUT,LAP,ROB
14488 | 4229290420200 | SUTURE POLYAMIDE MONOFILAMENT NON-ABSORBABLE SIZE 2/0 45 MM ( +/- 1 MM ) 3/8 CIRCLE REVERSE CUTTING NEEDLE 100 CM BLUE STERILE.. | SUPPLEMENTARY GEN.CONS SURG SUT,LAP,ROB
14489 | 4229290420300 | SUTURE POLYAMIDE MONOFILAMENT NON-ABSORBABLE SIZE 3/0 25-26 MM 3/8 CIRCLE REVERSE CUTTING PRIME NEEDLE 45-50 CM BLUE STERILE.. | SUPPLEMENTARY GEN.CONS SURG SUT,LAP,ROB
14490 | 4229290420400 | SUTURE POLYAMIDE MONOFILAMENT NON-ABSORBABLE SIZE 4/0 13-14 MM 3/8 CIRCLE PRIME REVERSE CUTTING NEEDLE 45-50 CM BLACK STERILE.. | SUPPLEMENTARY GEN.CONS SURG SUT,LAP,ROB
14491 | 4229290420500 | SUTURE POLYAMIDE MONOFILAMENT NON-ABSORBABLE SIZE 4/0 19-20 MM 3/8 CIRCLE CUTTING NEEDLE 100 CM BLUE STERILE.. | SUPPLEMENTARY GEN.CONS SURG SUT,LAP,ROB
14492 | 4229290420700 | SUTURE POLYAMIDE MONOFILAMENT NON-ABSORBABLE SIZE 4/0 19-20 MM 3/8 CIRCLE PRIME REVERSE CUTTING NEEDLE 45-50 CM BLUE STERILE.. | SUPPLEMENTARY GEN.CONS SURG SUT,LAP,ROB
14493 | 4229290420900 | SUTURE POLYAMIDE MONOFILAMENT NON-ABSORBABLE SIZE 5/0 15-16 MM 3/8 CIRCLE PRIME REVERSE CUTTING MULTIPASS NEEDLE 45-50 CM BLACK STERILE.. | SUPPLEMENTARY GEN.CONS SURG SUT,LAP,ROB
14494 | 4229290421000 | SUTURE POLYAMIDE MONOFILAMENT NON-ABSORBABLE SIZE 5/0 25-26 MM 3/8 CIRCLE CUTTING NEEDLE 45-50 CM BLUE STERILE.. | SUPPLEMENTARY GEN.CONS SURG SUT,LAP,ROB
14495 | 4229290421100 | SUTURE POLYAMIDE MONOFILAMENT NON-ABSORBABLE SIZE 6/0 13-14 MM 3/8 CIRCLE REVERSE CUTTING NEEDLE 45-50 CM UNDYED STERILE.. | SUPPLEMENTARY GEN.CONS SURG SUT,LAP,ROB
14496 | 4229290421200 | SUTURE POLYAMIDE MONOFILAMENT NON-ABSORBABLE SIZE 9/0 6 MM 3/8 CIRCLE ROUND BODY NEEDLE 30 CM STERILE.. | SUPPLEMENTARY GEN.CONS SURG SUT,LAP,ROB
14497 | 4229290421300 | SUTURE POLYAMIDE MONOFILAMENT NON-ABSORBABLE SIZE 9/0 6.5 MM 3/8 CIRCLE SPATULATED DOUBLE ARM NEEDLE 30 CM BLACK STERILE. | SUPPLEMENTARY GEN.CONS SURG SUT,LAP,ROB
14498 | 4229290421400 | SUTURE POLYAMIDE MONOFILAMENT NON-ABSORBABLE SIZE 10/0 5.5 MM 1/2 CIRCLE SPATULATED DOUBLE ARM NEEDLE 30 CM BLACK STERILE. | SUPPLEMENTARY GEN.CONS SURG SUT,LAP,ROB
14499 | 4229290421500 | SUTURE POLYAMIDE MONOFILAMENT NON-ABSORBABLE SIZE 10/0 6 MM 3/8 CIRCLE SPATULATED DOUBLE ARM NEEDLE 30 CM BLACK STERILE.. | SUPPLEMENTARY GEN.CONS SURG SUT,LAP,ROB
14500 | 4229290421600 | SUTURE POLYESTER COATED SILICON OR POLYBUTILATE MULTIFILAMENT NON-ABSORBABLE SIZE 2/0 17-18 MM 1/2 CIRCLE TAPER CUT DOUBLE ARM NEEDLE 90-95 CM GREEN STERILE.. | SUPPLEMENTARY GEN.CONS SURG SUT,LAP,ROB
14501 | 4229290421700 | SUTURE POLYESTER COATED SILICON OR POLYBUTILATE MULTIFILAMENT NON-ABSORBABLE SIZE 2/0 25-26 MM 1/2 CIRCLE TAPER CUT DOUBLE ARM NEEDLE 90-95 CM GREEN STERILE.. | SUPPLEMENTARY GEN.CONS SURG SUT,LAP,ROB
14502 | 4229290421800 | SUTURE POLYESTER COATED SILICON OR POLYBUTILATE MULTIFILAMENT NON-ABSORBABLE SIZE 2/0 25-26 MM 1/2 CIRCLE TAPER POINT DOUBLE ARM NEE = DLE 10 X 70-75 CM 5 GREEN OR BLUE 5 WHITE STERILE.. | SUPPLEMENTARY GEN.CONS SURG SUT,LAP,ROB
14503 | 4229290421900 | SUTURE POLYESTER COATED SILICON OR POLYBUTILATE MULTIFILAMENT NON-ABSORBABLE SIZE 2/0 31 MM ( +/- 1 MM ) 1/2 CIRCLE TAPER CUT NEEDLE 70-75 CM GREEN STERILE.. | SUPPLEMENTARY GEN.CONS SURG SUT,LAP,ROB
14504 | 4229290422000 | SUTURE POLYESTER COATED SILICON OR POLYBUTILATE MULTIFILAMENT NON-ABSORBABLE SIZE 2/0 45 MM ( +/- 1 MM ) 1/2 CIRCLE TAPER CUT NEEDLE 70-75 CM GREEN STERILE.. | SUPPLEMENTARY GEN.CONS SURG SUT,LAP,ROB
14505 | 4229290422100 | SUTURE POLYESTER COATED SILICON OR POLYBUTILATE MULTIFILAMENT NON-ABSORBABLE SIZE 4/0 13-14 MM 3/8 CIRCLE TAPER POINT DOUBLE ARM NEE = DLE WITH 7 X 3 MM FIRM PLEDGET 70-75 CM GREEN STERILE.. | SUPPLEMENTARY GEN.CONS SURG SUT,LAP,ROB
14506 | 4229290422300 | SUTURE POLYESTER COATED SILICON OR POLYBUTILATE MULTIFILAMENT NON-ABSORBABLE SIZE 5/0 17-18 MM 1/2 CIRCLE TAPER POINT DOUBLE ARM NEE = DLE 60-65 CM GREEN STERILE.. | SUPPLEMENTARY GEN.CONS SURG SUT,LAP,ROB
14507 | 4229290422400 | SUTURE SILK MULTIFILAMENT NON-ABSORBABLE SIZE 1 NEEDLE FREE 17 X 45-50 CM BLACK STERILE.. | SUPPLEMENTARY GEN.CONS SURG SUT,LAP,ROB
14508 | 4229290422500 | SUTURE SILK MULTIFILAMENT NON-ABSORBABLE SIZE 2/0 NEEDLE FREE 17 X 45-50 CM BLACK STERILE.. | SUPPLEMENTARY GEN.CONS SURG SUT,LAP,ROB
14509 | 4229290422600 | SUTURE SILK MULTIFILAMENT NON-ABSORBABLE SIZE 3/0 25-26 MM 3/8 CIRCLE PRIME REVERSE CUTTING NEEDLE 45-50 CM BLACK STERILE.. | SUPPLEMENTARY GEN.CONS SURG SUT,LAP,ROB
14510 | 4229290422700 | SUTURE SILK MULTIFILAMENT NON-ABSORBABLE SIZE 3/0 NEEDLE FREE 17 X 45-50 CM BLACK STERILE.. | SUPPLEMENTARY GEN.CONS SURG SUT,LAP,ROB
14511 | 4229290422900 | SUTURE SILK MULTIFILAMENT NON-ABSORBABLE SIZE 4/0 25-26 MM 3/8 CIRCLE PRIME REVERSE CUTTING NEEDLE 45-50 CM BLACK STERILE.. | SUPPLEMENTARY GEN.CONS SURG SUT,LAP,ROB
14512 | 4229290423000 | SUTURE SILK VIRGIN MULTIFILAMENT NON-ABSORBABLE SIZE 8/0 8 MM 3/8 CIRCLE CUTTING DOUBLE ARM NEEDLE 45-50 CM BLUE STERILE.. | SUPPLEMENTARY GEN.CONS SURG SUT,LAP,ROB
14513 | 4229290423100 | SUTURE POLYGLYTONE MONOFILAMENT ABSORBABLE SIZE 0 40 MM ( +/- 1 MM) 1/2 CIRCLE ROUND BODY NEEDLE 70-75 CM UNDYED STERILE.. | SUPPLEMENTARY GEN.CONS SURG SUT,LAP,ROB
14514 | 4229290423200 | SUTURE POLYGLYTONE MONOFILAMENT ABSORBABLE SIZE 1 40 MM ( +/- 1 MM) 1/2 CIRCLE ROUND BODY NEEDLE 70-75 CM UNDYED STERILE.. | SUPPLEMENTARY GEN.CONS SURG SUT,LAP,ROB
14515 | 4229290423400 | SUTURE POLYGLYTONE MONOFILAMENT ABSORBABLE SIZE 2/0 25-26 MM 3/8 CIRCLE REVERSE CUTTING NEEDLE 70-75 CM UNDYED STERILE.... | SUPPLEMENTARY GEN.CONS SURG SUT,LAP,ROB
14516 | 4229290423500 | SUTURE POLYGLYTONE MONOFILAMENT ABSORBABLE SIZE 2/0 27-28 MM 1/2 CIRCLE ROUND BODY NEEDLE 70-75 CM UNDYED STERILE.. | SUPPLEMENTARY GEN.CONS SURG SUT,LAP,ROB
14517 | 4229290423600 | SUTURE POLYGLYTONE MONOFILAMENT ABSORBABLE SIZE 2/0 37 MM ( +/- 1 MM) 1/2 CIRCLE ROUND BODY NEEDLE 70-75 CM UNDYED STERILE.. | SUPPLEMENTARY GEN.CONS SURG SUT,LAP,ROB
14518 | 4229290423700 | SUTURE POLYGLYTONE MONOFILAMENT ABSORBABLE SIZE 3/0 21-22 MM 1/2 CIRCLE ROUND BODY NEEDLE 70-75 CM UNDYED STERILE.. | SUPPLEMENTARY GEN.CONS SURG SUT,LAP,ROB
14519 | 4229290423800 | SUTURE POLYGLYTONE MONOFILAMENT ABSORBABLE SIZE 4/0 15-16 MM 3/8 CIRCLE REVERSE CUTTING NEEDLE 45-50 CM UNDYED STERILE.. | SUPPLEMENTARY GEN.CONS SURG SUT,LAP,ROB
14520 | 4229290423900 | SUTURE POLYGLYTONE MONOFILAMENT ABSORBABLE SIZE 4/0 21-22 MM 1/2 CIRCLE ROUND BODY NEEDLE 70-75 CM UNDYED STERILE.. | SUPPLEMENTARY GEN.CONS SURG SUT,LAP,ROB
14521 | 4229290424000 | SUTURE POLYGLYTONE MONOFILAMENT ABSORBABLE SIZE 5/0 19-20 MM 3/8 CIRCLE REVERSE CUTTING NEEDLE 45-50 CM UNDYED STERILE.. | SUPPLEMENTARY GEN.CONS SURG SUT,LAP,ROB
14522 | 4229290424100 | SUTURE POLYHYDROXY BUTYRATE MONOFILAMENT ABSORBABLE ELASTIC SIZE 0 40 MM ( +/- 1 MM ) 1/2 CIRCLE ROUND BODY NEEDLE 70-75 CM VIOLET STERILE.. | SUPPLEMENTARY GEN.CONS SURG SUT,LAP,ROB
14523 | 4229290424200 | SUTURE POLYHYDROXY BUTYRATE MONOFILAMENT ABSORBABLE ELASTIC LOOP SIZE 0 40 MM ( +/- 1 MM ) 1/2 CIRCLE ROUND BODY NEEDLE 150 CM ( +/- 20 CM ) VIOLET STERILE.. | SUPPLEMENTARY GEN.CONS SURG SUT,LAP,ROB
14524 | 4229290424300 | SUTURE POLYHYDROXY BUTYRATE MONOFILAMENT ABSORBABLE ELASTIC LOOP SIZE 0 48 MM ( +/- 1 MM ) 1/2 CIRCLE ROUND BODY NEEDLE 150 CM ( +/- 20 CM ) VIOLET STERILE.. | SUPPLEMENTARY GEN.CONS SURG SUT,LAP,ROB
14525 | 4229290424400 | SUTURE POLYHYDROXY BUTYRATE MONOFILAMENT ABSORBABLE ELASTIC LOOP SIZE 1 40 MM ( +/- 1 MM ) 1/2 CIRCLE ROUND BODY NEEDLE 150 CM ( +/- 20 CM ) VIOLET STERILE.. | SUPPLEMENTARY GEN.CONS SURG SUT,LAP,ROB
14526 | 4229290424500 | SUTURE POLYHYDROXY BUTYRATE MONOFILAMENT ABSORBABLE ELASTIC LOOP SIZE 1 48 MM ( +/- 1 MM ) 1/2 CIRCLE ROUND BODY NEEDLE 150 CM ( +/- 20 CM ) VIOLET STERILE.. | SUPPLEMENTARY GEN.CONS SURG SUT,LAP,ROB
14527 | 4229290424600 | SUTURE KNOTLESS SPIRAL UNIDIRECTIONAL WITH FLEXIBLE LOOP POLIGLECAPRONE 25 ANTIBACTERIAL (COATED TRICLOSAN) MONOFILAMENT ABSORBABLE SIZE 2/0 25-26 MM 1/2 CIRCLE REVERSE CUTTING NEEDLE 30 CM UNDYED STERILE.. | SUPPLEMENTARY GEN.CONS SURG SUT,LAP,ROB
14528 | 4229290424700 | SUTURE KNOTLESS SPIRAL UNIDIRECTIONAL WITH FLEXIBLE LOOP POLIGLECAPRONE 25 ANTIBACTERIAL (COATED TRICLOSAN) MONOFILAMENT ABSORBABLE SIZE 3/0 19-20 MM 3/8 CIRCLE REVERSE CUTTING NEEDLE 60-65 CM UNDYED STERILE.. | SUPPLEMENTARY GEN.CONS SURG SUT,LAP,ROB
14529 | 4229290424900 | SUTURE KNOTLESS SPIRAL UNIDIRECTIONAL WITH FLEXIBLE LOOP POLYDIOXANONE ANTIBACTERIAL (COATED TRICLOSAN) MONOFILAMENT ABSORBABLE SIZE 0 36 MM ( +/- 1 MM ) 1/2 CIRCLE TAPER POINT NEEDLE 15 CM VIOLET STERILE.. | SUPPLEMENTARY GEN.CONS SURG SUT,LAP,ROB
14530 | 4229290425000 | SUTURE KNOTLESS SYMMETRIC UNIDIRECTIONAL WITH FIXATION TAP POLYDIOXANONE ANTIBACTERIAL (COATED TRICLOSAN) MONOFILAMENT ABSORBABLE SIZE 0 40 MM ( +/- 1 MM ) 1/2 CIRCLE ROUND BODY NEEDLE 45-50 CM VIOLET STERILE.. | SUPPLEMENTARY GEN.CONS SURG SUT,LAP,ROB
14531 | 4229290425100 | SUTURE KNOTLESS SYMMETRIC UNIDIRECTIONAL WITH FIXATION TAP POLYDIOXANONE ANTIBACTERIAL (COATED TRICLOSAN) MONOFILAMENT ABSORBABLE SIZE 2/0 21-22 MM 1/2 CIRCLE TAPER POINT ROUND BODY NEEDLE 30 CM VIOLET STERILE.. | SUPPLEMENTARY GEN.CONS SURG SUT,LAP,ROB
14532 | 4229290425200 | SUTURE KNOTLESS SYMMETRIC UNIDIRECTIONAL WITH FIXATION TAP POLYDIOXANONE ANTIBACTERIAL (COATED TRICLOSAN) MONOFILAMENT ABSORBABLE SIZE 3/0 17-18 MM 1/2 CIRCLE TAPER POINT NEEDLE 30 CM VIOLET STERILE.. | SUPPLEMENTARY GEN.CONS SURG SUT,LAP,ROB
14533 | 4229290425400 | SUTURE POLYBUTESTER UNIDIRECTIONAL DUAL ANGLE CUT LOOP LOCK MONOFILAMENT NON-ABSORBABLE SIZE 0 37 MM ( +/- 1 MM ) 1/2 CIRCLE TAPER POINT NEEDLE 15 CM BLUE STERILE.. | SUPPLEMENTARY GEN.CONS SURG SUT,LAP,ROB
14534 | 4229290425500 | SUTURE POLYBUTESTER UNIDIRECTIONAL DUAL ANGLE CUT LOOP LOCK MONOFILAMENT NON-ABSORBABLE SIZE 3/0 25-26 MM 1/2 CIRCLE TAPER POINT NEEDLE 15 CM BLUE STERILE.. | SUPPLEMENTARY GEN.CONS SURG SUT,LAP,ROB
14535 | 4229290425600 | SUTURE POLIGLECAPRONE 25 UNIDIRECTIONAL DUAL ANGLE CUT LOOP LOCK MONOFILAMENT ABSORBABLE SIZE 2/0 27-28 MM 1/2 CIRCLE TAPER POINT NEEDLE 15 CM VIOLET STERILE.. | SUPPLEMENTARY GEN.CONS SURG SUT,LAP,ROB
14536 | 4229290425700 | SUTURE POLIGLECAPRONE 25 UNIDIRECTIONAL DUAL ANGLE CUT LOOP LOCK MONOFILAMENT ABSORBABLE SIZE 3/0 19-20 MM 3/8 CIRCLE REVERSE CUTTING NEEDLE 55-60 CM UNDYED STERILE.. | SUPPLEMENTARY GEN.CONS SURG SUT,LAP,ROB
14537 | 4229290425800 | SUTURE POLIGLECAPRONE 25 UNIDIRECTIONAL DUAL ANGLE CUT LOOP LOCK MONOFILAMENT ABSORBABLE SIZE 3/0 25-26 MM 1/2 CIRCLE TAPER POINT NEEDLE 15 CM UNDYED STERILE.. | SUPPLEMENTARY GEN.CONS SURG SUT,LAP,ROB
14538 | 4229290425900 | SUTURE PTFE MONOFILAMENT NON-ABSORBABLE SIZE 7/0 9 MM 3/8 CIRCLE TAPER POINT DOUBLE ARM NEEDLE 60-65 CM WHITE STERILE.. | SUPPLEMENTARY GEN.CONS SURG SUT,LAP,ROB
14539 | 4229290426000 | SUTURE POLYPROPYLENE MONOFILAMENT NON-ABSORBABLE NO MEMORY THREAD SIZE 4/0 18-19 MM 1/2 CIRCLE TAPER CUT DOUBLE ARM NEEDLE 90-95 CM BLUE STERILE.. | SUPPLEMENTARY GEN.CONS SURG SUT,LAP,ROB
14540 | 4229290426100 | SUTURE POLYPROPYLENE MONOFILAMENT NON-ABSORBABLE NO MEMORY THREAD SIZE 4/0 18-19 MM 3/8 CIRCLE ROUND BODY DOUBLE ARM NEEDLE 90-95 CM BLUE STERILE.. | SUPPLEMENTARY GEN.CONS SURG SUT,LAP,ROB
14541 | 4229290426200 | SUTURE POLYPROPYLENE MONOFILAMENT NON-ABSORBABLE NO MEMORY THREAD SIZE 4/0 19-20 MM 1/2 CIRCLE ROUND BODY DOUBLE ARM NEEDLE 90-95 CM BLUE STERILE.. | SUPPLEMENTARY GEN.CONS SURG SUT,LAP,ROB
14542 | 4229290426300 | SUTURE POLYPROPYLENE MONOFILAMENT NON-ABSORBABLE NO MEMORY THREAD SIZE 4/0 25-26 MM 1/2 CIRCLE ROUND BODY DOUBLE ARM NEEDLE 70-75 CM BLUE STERILE.. | SUPPLEMENTARY GEN.CONS SURG SUT,LAP,ROB
14543 | 4229290426400 | SUTURE POLYPROPYLENE MONOFILAMENT NON-ABSORBABLE NO MEMORY THREAD SIZE 4/0 25-26 MM 3/8 CIRCLE TAPER CUT DOUBLE ARM NEEDLE 90-95 CM BLUE STERILE.. | SUPPLEMENTARY GEN.CONS SURG SUT,LAP,ROB
14544 | 4229290426500 | SUTURE POLYPROPYLENE MONOFILAMENT NON-ABSORBABLE NO MEMORY THREAD SIZE 5/0 10 MM 1/2 CIRCLE ROUND BODY DOUBLE ARM NEEDLE 70-75 CM BLUE STERILE.. | SUPPLEMENTARY GEN.CONS SURG SUT,LAP,ROB
14545 | 4229290426600 | SUTURE POLYPROPYLENE MONOFILAMENT NON-ABSORBABLE NO MEMORY THREAD SIZE 5/0 13-14 MM 1/2 CIRCLE ROUND BODY DOUBLE ARM NEEDLE 70-75 CM BLUE STERILE.. | SUPPLEMENTARY GEN.CONS SURG SUT,LAP,ROB
14546 | 4229290426700 | SUTURE POLYPROPYLENE MONOFILAMENT NON-ABSORBABLE NO MEMORY THREAD SIZE 5/0 13-14 MM 3/8 CIRCLE ROUND BODY DOUBLE ARM NEEDLE 70-75 CM BLUE STERILE.. | SUPPLEMENTARY GEN.CONS SURG SUT,LAP,ROB
14547 | 4229290426800 | SUTURE POLYPROPYLENE MONOFILAMENT NON-ABSORBABLE NO MEMORY THREAD SIZE 5/0 13-14 MM 3/8 CIRCLE TAPER CUT DOUBLE ARM NEEDLE 70-75 CM BLUE STERILE.. | SUPPLEMENTARY GEN.CONS SURG SUT,LAP,ROB
14548 | 4229290426900 | SUTURE POLYPROPYLENE MONOFILAMENT NON-ABSORBABLE NO MEMORY THREAD SIZE 5/0 17-18 MM 3/8 CIRCLE TAPER CUT DOUBLE ARM NEEDLE 90-95 CM BLUE STERILE.. | SUPPLEMENTARY GEN.CONS SURG SUT,LAP,ROB
14549 | 4229290427000 | SUTURE POLYPROPYLENE MONOFILAMENT NON-ABSORBABLE NO MEMORY THREAD SIZE 5/0 17-18 MM 3/8 CIRCLE ROUND BODY DOUBLE ARM NEEDLE 70-75 CM BLUE STERILE.. | SUPPLEMENTARY GEN.CONS SURG SUT,LAP,ROB
14550 | 4229290427100 | SUTURE POLYPROPYLENE MONOFILAMENT NON-ABSORBABLE NO MEMORY THREAD SIZE 6/0 10 MM 3/8 CIRCLE ROUND BODY DOUBLE ARM NEEDLE 60-65 CM BLUE STERILE.. | SUPPLEMENTARY GEN.CONS SURG SUT,LAP,ROB
14551 | 4229290427200 | SUTURE POLYPROPYLENE MONOFILAMENT NON-ABSORBABLE NO MEMORY THREAD SIZE 6/0 10 MM 3/8 CIRCLE ROUND BODY DOUBLE ARM NEEDLE 70-75 CM BLUE STERILE.. | SUPPLEMENTARY GEN.CONS SURG SUT,LAP,ROB
14552 | 4229290427300 | SUTURE POLYPROPYLENE MONOFILAMENT NON-ABSORBABLE NO MEMORY THREAD SIZE 6/0 10 MM 3/8 CIRCLE TAPER CUT DOUBLE ARM NEEDLE 60-65 CM BLUE STERILE.. | SUPPLEMENTARY GEN.CONS SURG SUT,LAP,ROB
14553 | 4229290427400 | SUTURE POLYPROPYLENE MONOFILAMENT NON-ABSORBABLE NO MEMORY THREAD SIZE 6/0 13-14 MM 1/2 CIRCLE ROUND BODY DOUBLE ARM NEEDLE 70-75 CM BLUE STERILE.. | SUPPLEMENTARY GEN.CONS SURG SUT,LAP,ROB
14554 | 4229290427500 | SUTURE POLYPROPYLENE MONOFILAMENT NON-ABSORBABLE NO MEMORY THREAD SIZE 6/0 13-14 MM 3/8 CIRCLE ROUND BODY DOUBLE ARM NEEDLE 60-65 CM BLUE STERILE.. | SUPPLEMENTARY GEN.CONS SURG SUT,LAP,ROB
14555 | 4229290427600 | SUTURE POLYPROPYLENE MONOFILAMENT NON-ABSORBABLE NO MEMORY THREAD SIZE 6/0 13-14 MM 3/8 CIRCLE ROUND BODY DOUBLE ARM NEEDLE 70-75 CM BLUE STERILE.. | SUPPLEMENTARY GEN.CONS SURG SUT,LAP,ROB
14556 | 4229290427700 | SUTURE POLYPROPYLENE MONOFILAMENT NON-ABSORBABLE NO MEMORY THREAD SIZE 6/0 8 MM 3/8 CIRCLE ROUND BODY DOUBLE ARM NEEDLE 70-75 CM BLUE STERILE.. | SUPPLEMENTARY GEN.CONS SURG SUT,LAP,ROB
14557 | 4229290427800 | SUTURE POLYPROPYLENE MONOFILAMENT NON-ABSORBABLE NO MEMORY THREAD SIZE 6/0 8 MM 3/8 CIRCLE TAPER CUT DOUBLE ARM NEEDLE 70-75 CM BLUE STERILE.. | SUPPLEMENTARY GEN.CONS SURG SUT,LAP,ROB
14558 | 4229290427900 | SUTURE POLYPROPYLENE MONOFILAMENT NON-ABSORBABLE NO MEMORY THREAD SIZE 7/0 10 MM 1/2 CIRCLE ROUND BODY DOUBLE ARM NEEDLE 60-65 CM BLUE STERILE.. | SUPPLEMENTARY GEN.CONS SURG SUT,LAP,ROB
14559 | 4229290428000 | SUTURE POLYPROPYLENE MONOFILAMENT NON-ABSORBABLE NO MEMORY THREAD SIZE 7/0 10 MM 3/8 CIRCLE ROUND BODY DOUBLE ARM BLACK NEEDLE 60-65 CM BLUE STERILE.. | SUPPLEMENTARY GEN.CONS SURG SUT,LAP,ROB
14560 | 4229290428100 | SUTURE POLYPROPYLENE MONOFILAMENT NON-ABSORBABLE NO MEMORY THREAD SIZE 7/0 10 MM 3/8 CIRCLE TAPER CUT DOUBLE ARM NEEDLE 70-75 CM BLUE STERILE.. | SUPPLEMENTARY GEN.CONS SURG SUT,LAP,ROB
14561 | 4229290428200 | SUTURE POLYPROPYLENE MONOFILAMENT NON-ABSORBABLE NO MEMORY THREAD SIZE 7/0 8 MM 3/8 CIRCLE ROUND BODY DOUBLE ARM BLACK NEEDLE 60-65 CM BLUE STERILE.. | SUPPLEMENTARY GEN.CONS SURG SUT,LAP,ROB
14562 | 4229290428300 | SUTURE POLYPROPYLENE MONOFILAMENT NON-ABSORBABLE NO MEMORY THREAD SIZE 8/0 6.4 MM 3/8 CIRCLE ROUND BODY DOUBLE ARM NEEDLE 45-50 CM BLUE STERILE.. | SUPPLEMENTARY GEN.CONS SURG SUT,LAP,ROB
14563 | 4229290428400 | SUTURE POLYPROPYLENE MONOFILAMENT NON-ABSORBABLE NO MEMORY THREAD SIZE 8/0 6.4 MM 3/8 CIRCLE TAPER CUT DOUBLE ARM NEEDLE 60-65 CM BLUE STERILE.. | SUPPLEMENTARY GEN.CONS SURG SUT,LAP,ROB
14564 | 4229290428500 | SUTURE POLYPROPYLENE MONOFILAMENT NON-ABSORBABLE NO MEMORY THREAD SIZE 8/0 8 MM 3/8 CIRCLE ROUND BODY DOUBLE ARM NEEDLE 60-65 CM BLUE STERILE.. | SUPPLEMENTARY GEN.CONS SURG SUT,LAP,ROB
14565 | 4229290428600 | SUTURE POLYPROPYLENE MONOFILAMENT NON-ABSORBABLE NO MEMORY THREAD SIZE 8/0 8 MM 3/8 CIRCLE ROUND BODY DOUBLE ARM NEEDLE 70-75 CM BLUE STERILE.. | SUPPLEMENTARY GEN.CONS SURG SUT,LAP,ROB
14566 | 4229290428700 | SUTURE POLYVINYLIDENE FLUORIDE MONOFILAMENT NON-ABSORBABLE SIZE 5/0 10 MM 1/2 CIRCLE ROUND BODY DOUBLE ARM NEEDLE 70-75 CM BLUE STERILE.. | SUPPLEMENTARY GEN.CONS SURG SUT,LAP,ROB
14567 | 4229290428800 | SUTURE POLYVINYLIDENE FLUORIDE MONOFILAMENT NON-ABSORBABLE SIZE 5/0 13-14 MM 3/8 CIRCLE ROUND BODY DOUBLE ARM NEEDLE WITH 3 X 5 MM PLEDGET 70-75 CM BLUE STERILE.. | SUPPLEMENTARY GEN.CONS SURG SUT,LAP,ROB
14568 | 4229290428900 | SUTURE POLYVINYLIDENE FLUORIDE MONOFILAMENT NON-ABSORBABLE SIZE 6/0 8 MM 3/8 CIRCLE ROUND BODY DOUBLE ARM FINE NEEDLE 70-75 CM BLUE STERILE.. | SUPPLEMENTARY GEN.CONS SURG SUT,LAP,ROB
14569 | 4229290429000 | SUTURE POLYVINYLIDENE FLUORIDE MONOFILAMENT NON-ABSORBABLE SIZE 6/0 10 MM 3/8 CIRCLE ROUND BODY FINE DOUBLE ARM NEEDLE WITH 2 X 3.5 MM PLEDGET+ 1 EXTRA 70-75 CM BLUE STERILE.. | SUPPLEMENTARY GEN.CONS SURG SUT,LAP,ROB
14570 | 4229290429100 | SUTURE POLYVINYLIDENE FLUORIDE MONOFILAMENT NON-ABSORBABLE SIZE 7/0 10 MM 3/8 CIRCLE ROUND BODY DOUBLE ARM FINE NEEDLE 60-65 CM BLUE STERILE.. | SUPPLEMENTARY GEN.CONS SURG SUT,LAP,ROB
14571 | 4229290429400 | SUTURE STERNAL WIRES STAINLESS STEEL MONOFILAMENT NON-ABSORBABLE SIZE 5 55 MM ( +/- 1 MM ) 1/2 CIRCLE REVERSE CUTTING ROTATING NEEDLE 4 X 45-50 CM STERILE.. | SUPPLEMENTARY GEN.CONS SURG SUT,LAP,ROB
14572 | 4229290429700 | SUTURE STERNAL WIRES STAINLESS STEEL MONOFILAMENT NON-ABSORBABLE SIZE 6 48 MM ( +/- 1 MM ) 1/2 CIRCLE TAPER CUT NEEDLE 4 X 45-50 CM STERILE.. | SUPPLEMENTARY GEN.CONS SURG SUT,LAP,ROB
14573 | 4229290429800 | SUTURE STERNAL WIRES STAINLESS STEEL MONOFILAMENT NON-ABSORBABLE SIZE 7 48 MM ( +/- 1 MM ) 1/2 CIRCLE REVERSE CUTTING NEEDLE 4 X 45-50 CM STERILE.. | SUPPLEMENTARY GEN.CONS SURG SUT,LAP,ROB
14574 | 4229290430000 | INSTRUMENT TIP SHORT MARYLAND DISSECTOR 5 MM LIMITED USE.. | SUPPLEMENTARY GEN.CONS SURG SUT,LAP,ROB
14575 | 4229290430100 | SUTURE POLYGLACTIN 910 MONOFILAMENT ABSORBABLE SIZE 9/0 5 MM 3/8 CIRCLE REVERSE CUTTING NEEDLE 13-15 CM VIOLET STERILE.. | SUPPLEMENTARY GEN.CONS SURG SUT,LAP,ROB
14576 | 4229290430200 | SUTURE POLYGLACTIN 910 MONOFILAMENT ABSORBABLE SIZE 10/0 3.8 MM 3/8 CIRCLE TAPER POINT NEEDLE 13-15 CM VIOLET STERILE.. | SUPPLEMENTARY GEN.CONS SURG SUT,LAP,ROB
14577 | 4229290430400 | SUTURE POLYPROPYLENE MONOFILAMENT NON-ABSORBABLE SIZE 10/0 15-16 MM STRAIGHT REVERSE CUTTING DOUBLE ARM NEEDLE 20-23 CM BLUE STERILE.. | SUPPLEMENTARY GEN.CONS SURG SUT,LAP,ROB
14578 | 4229290430500 | SUTURE POLYAMIDE MONOFILAMENT NON-ABSORBABLE SIZE 5/0 13-14 MM 3/8 CIRCLE MULTIPASS REVERSE CUTTING NEEDLE 40-45 CM BLACK STERILE.. | SUPPLEMENTARY GEN.CONS SURG SUT,LAP,ROB
14579 | 4229290430600 | SUTURE POLYAMIDE MONOFILAMENT NON-ABSORBABLE SIZE 6/0 11-12 MM 3/8 CIRCLE PRIME REVERSE CUTTING NEEDLE 40-45 CM BLACK STERILE.. | SUPPLEMENTARY GEN.CONS SURG SUT,LAP,ROB
14580 | 4229290430700 | SUTURE POLYAMIDE MONOFILAMENT NON-ABSORBABLE SIZE 10/0 5.5 MM 1/2 CIRCLE SPATULATED DOUBLE ARM NEEDLE 15 CM BLACK STERILE. | SUPPLEMENTARY GEN.CONS SURG SUT,LAP,ROB
14581 | 4229290430800 | SUTURE ORGANIZER USED TO ORGANIZE AND SECURE SUTURES DURING HEART VALVE SURGERY CURVED NOT LESS THAN 8 ORGANIZER ASSORTED SIZE STERILE., | SUPPLEMENTARY GEN.CONS SURG SUT,LAP,ROB
14582 | 4229290430900 | SUTURE POLYESTER UNIDIRECTIONAL DUAL ANGLE CUT LOOP LOCK MONOFILAMENT ABSORBABLE SIZE 2/0 23-24 MM 3/8 CIRCLE REVERSE CUTTING NEEDLE 55-60 CM UNDYED STERILE.. | SUPPLEMENTARY GEN.CONS SURG SUT,LAP,ROB
14583 | 4229290431000 | SUTURE POLYGLYCONATE UNIDIRECTIONAL DUAL ANGLE CUT LOOP LOCK MONOFILAMENT ABSORBABLE SIZE 0 37 MM ( +/- 1 MM ) 1/2 CIRCLE TAPER POINT NEEDLE 30 CM GREEN STERILE.. | SUPPLEMENTARY GEN.CONS SURG SUT,LAP,ROB
14584 | 4229290431100 | SUTURE POLYGLYCONATE UNIDIRECTIONAL DUAL ANGLE CUT LOOP LOCK MONOFILAMENT ABSORBABLE SIZE 0 48 MM ( +/- 1 MM ) 1/2 CIRCLE TAPER POINT NEEDLE 60-65 CM GREEN STERILE.. | SUPPLEMENTARY GEN.CONS SURG SUT,LAP,ROB
14585 | 4229290431200 | LOADING UNIT RETICULATING WITH CURVED TIP 30 / 2.0 MM GREY / INTEGRATED KNIFE DISPOSABLE STERILE... | SUPPLEMENTARY GEN.CONS SURG SUT,LAP,ROB
14586 | 4229290431300 | LOADING UNIT RETICULATING WITH CURVED TIP 30 / 2.5 MM WHITE INTEGRATED KNIFE DISPOSABLE STERILE... | SUPPLEMENTARY GEN.CONS SURG SUT,LAP,ROB
14587 | 4229290431400 | LOADING UNIT RETICULATING WITH CURVED TIP 45 / 2.5 MM WHITE INTEGRATED KNIFE DISPOSABLE STERILE... | SUPPLEMENTARY GEN.CONS SURG SUT,LAP,ROB
14588 | 4229290431500 | LOADING UNIT OPEN SURGERY LINEAR STAPLER SIZE 55 MM SELECTABLE STAPLE HEIGHT WITH 3D STAPLES TECHNOLOGY DISPOSABLE STERILE.... | SUPPLEMENTARY GEN.CONS SURG SUT,LAP,ROB
14589 | 4229290431600 | STAPLER OPEN SURGERY LINEAR STAPLER SIZE 55 MM SELECTABLE STAPLE / HEIGHT WITH 3D STAPLES TECHNOLOGY RELOADABLE DISPOSABLE STERILE..... | SUPPLEMENTARY GEN.CONS SURG SUT,LAP,ROB
14590 | 4229290431800 | SUTURE KNOTLESS SPIRAL BIDIRECTIONAL POLIGLECAPRONE 25 ANTIBACTERIAL (COATED TRICLOSAN) MONOFILAMENT ABSORBABLE SIZE 2/0 25 = -26 MM 1/2 CIRCLE REVERSE CUTTING DOUBLE ARM NEEDLE 14 CM UNDYED STERILE.... | SUPPLEMENTARY GEN.CONS SURG SUT,LAP,ROB
14591 | 4229290431900 | SUTURE KNOTLESS SPIRAL BIDIRECTIONAL POLIGLECAPRONE 25 ANTIBACTERIAL (COATED TRICLOSAN) MONOFILAMENT ABSORBABLE SIZE 3/0 19 = -20 MM 3/8 CIRCLE REVERSE CUTTING DOUBLE ARM NEEDLE 14 CM UNDYED STERILE.... | SUPPLEMENTARY GEN.CONS SURG SUT,LAP,ROB
14592 | 4229290432000 | SUTURE KNOTLESS SPIRAL BIDIRECTIONAL POLIGLECAPRONE 25 ANTIBACTERIAL (COATED TRICLOSAN) MONOFILAMENT ABSORBABLE SIZE 3/0 25 = -26 MM 3/8 CIRCLE REVERSE CUTTING DOUBLE ARM NEEDLE 30 CM UNDYED STERILE.... | SUPPLEMENTARY GEN.CONS SURG SUT,LAP,ROB
14593 | 4229290432100 | SUTURE POLYAMIDE MONOFILAMENT NON-ABSORBABLE SIZE 0 40 MM ( +/- 1 / MM ) 1/2 CIRCLE REVERSE CUTTING NEEDLE 100 CM BLACK STERILE... | SUPPLEMENTARY GEN.CONS SURG SUT,LAP,ROB
14594 | 4229290432200 | SUTURE POLYAMIDE MONOFILAMENT NON-ABSORBABLE SIZE 9/0 5.5 MM 1/2 CIRCLE SPATULATED DOUBLE ARM NEEDLE 30-35 CM BLACK STERILE... | SUPPLEMENTARY GEN.CONS SURG SUT,LAP,ROB
14595 | 4229290432500 | SUTURE KNOTLESS SPIRAL BIDIRECTIONAL POLYDIOXANONE ANTIBACTERIAL (COATED TRICLOSAN) MONOFILAMENT ABSORBABLE SIZE 0 36 MM ( +/- 1 MM ) 1/2 CIRCLE ROUND BODY DOUBLE ARM NEEDLE 13 X 13 CM ( +/- 2 CM ) DYED STERILE.... | SUPPLEMENTARY GEN.CONS SURG SUT,LAP,ROB
14596 | 4229290432600 | SUTURE KNOTLESS SPIRAL BIDIRECTIONAL POLYDIOXANONE MONOFILAMENT ABSORBABLE SIZE 1 48 MM ( +/- 1 MM ) 1/2 CIRCLE ROUND BODY DOUBLE ARM NEEDLE 36 X 36 CM ( +/- 2 CM ) STERILE.... | SUPPLEMENTARY GEN.CONS SURG SUT,LAP,ROB
14597 | 4229290432800 | SUTURE POLYESTER MULTIFILAMENT NON-ABSORBABLE SIZE 2/0 19-20 MM 1/2 CIRCLE TAPER POINT NEEDLE WITH 3 X 7 MM FIRM PLEDGET 70-75 CM / WHITE STERILE.... | SUPPLEMENTARY GEN.CONS SURG SUT,LAP,ROB
14598 | 4229290432900 | SUTURE POLYESTER MULTIFILAMENT NON-ABSORBABLE SIZE 2/0 25-26 MM 1/2 CIRCLE TAPER CUT DOUBLE ARM NEEDLE 10 X 90-95 CM 5 GREEN OR BLUE 5 WHITE STERILE.... | SUPPLEMENTARY GEN.CONS SURG SUT,LAP,ROB
14599 | 4229290433000 | SUTURE POLYESTER COATED SILICON OR POLYBUTILATE MULTIFILAMENT NON-ABSORBABLE SIZE 5/0 10 MM 1/2 CIRCLE ROUND BODY DOUBLE ARM 70-75 CM STERILE.... | SUPPLEMENTARY GEN.CONS SURG SUT,LAP,ROB
14600 | 4229290433100 | SUTURE POLYESTER COATED SILICON OR POLYBUTILATE MULTIFILAMENT NON-ABSORBABLE SIZE 2/0 15-16 MM 1/2 CIRCLE TAPER POINT DOUBLE ARM NEE DLE WITH 3 X 3 MM FIRM PLEDGET 8-10 X 30-35 CM 4 GREEN OR BLUE 4 WHITE STERILE.... | SUPPLEMENTARY GEN.CONS SURG SUT,LAP,ROB
14601 | 4229290433200 | SUTURE POLYGLACTIN 910 MULTIFILAMENT ABSORBABLE SIZE 4/0NEEDLE / FREE 150 CM ( -/+ 20 CM ) VIOLET STERILE.... | SUPPLEMENTARY GEN.CONS SURG SUT,LAP,ROB
14602 | 4229290433300 | SUTURE POLYGLACTIN 910 MULTIFILAMENT RAPID ABSORPTION SIZE 4/0 17-18 MM 1/2 CIRCLE ROUND BODY NEEDLE 70-75 CM UNDYED STERILE.... | SUPPLEMENTARY GEN.CONS SURG SUT,LAP,ROB
14603 | 4229290433400 | SUTURE POLYGLACTIN 910 MULTIFILAMENT ABSORBABLE SIZE 4/0 21-22 MM 1/2 CIRCLE TAPER POINT NEEDLE 70-75 CM VIOLET STERILE.... | SUPPLEMENTARY GEN.CONS SURG SUT,LAP,ROB
14604 | 4229290433800 | SUTURE POLYGLACTIN 910 MULTIFILAMENT ABSORBABLE SIZE 6/0 11-12 MM 3/8 CIRCLE SPATULATED DOUBLE ARM NEEDLE 40-45 CM UNDYED STERILE.... | SUPPLEMENTARY GEN.CONS SURG SUT,LAP,ROB
14605 | 4229290434100 | SUTURE POLYPROPYLENE MONOFILAMENT NON-ABSORBABLE SIZE 4/0 25-26 MM 1/2 CIRCLE ROUND BODY DOUBLE ARM NEEDLE WITH PTFE PLEDGET 7 X 3 70-75 / CM BLUE STERILE.... | SUPPLEMENTARY GEN.CONS SURG SUT,LAP,ROB
14606 | 4229290434200 | SUTURE POLYPROPYLENE MONOFILAMENT NON-ABSORBABLE SIZE 4/0 25-26 MM 1/2 CIRCLE ROUND BODY NEEDLE WITH PTFE PLEDGET 7 X 3 90-95 CM BLUE STERILE.... | SUPPLEMENTARY GEN.CONS SURG SUT,LAP,ROB
14607 | 4229290434400 | SUTURE POLYPROPYLENE MONOFILAMENT NON-ABSORBABLE SIZE 2/0 36 MM ( +/- 1 MM ) 1/2 CIRCLE TAPER POINT DOUBLE ARM NEEDLE 90-95 CM BLUE STERILE.... | SUPPLEMENTARY GEN.CONS SURG SUT,LAP,ROB
14608 | 4229290434500 | SUTURE POLYPROPYLENE MONOFILAMENT NON-ABSORBABLE SIZE 3/0 19-20 MM 3/8 CIRCLE CUTTING NEEDLE 40-45 CM STERILE.... | SUPPLEMENTARY GEN.CONS SURG SUT,LAP,ROB
14609 | 4229290434600 | SUTURE POLYPROPYLENE MONOFILAMENT NON-ABSORBABLE SIZE 3/0 21-22 MM / 1/2 CIRCLE TAPER POINT DOUBLE ARM NEEDLE 70-75 CM BLUE STERILE.... | SUPPLEMENTARY GEN.CONS SURG SUT,LAP,ROB
14610 | 4229290434700 | SUTURE POLYPROPYLENE MONOFILAMENT NON-ABSORBABLE SIZE 3/0 30 MM ( +/- 1 MM ) 1/2 CIRCLE ROUND BODY DOUBLE ARM NEEDLE 90-95 CM BLUE STERILE.... | SUPPLEMENTARY GEN.CONS SURG SUT,LAP,ROB
14611 | 4229290434800 | SUTURE POLYPROPYLENE MONOFILAMENT NON-ABSORBABLE SIZE 4/0 13-14 MM 1/2 CIRCLE TAPER POINT DOUBLE ARM NEEDLE 60-65 CM BLUE STERILE..... | SUPPLEMENTARY GEN.CONS SURG SUT,LAP,ROB
14612 | 4229290434900 | SUTURE POLYPROPYLENE MONOFILAMENT NON-ABSORBABLE SIZE 4/0 15-16 MM 3/8 CIRCLE PRIME CUTTING NEEDLE 40-45 CM BLUE STERILE.... | SUPPLEMENTARY GEN.CONS SURG SUT,LAP,ROB
14613 | 4229290435000 | SUTURE POLYPROPYLENE MONOFILAMENT NON-ABSORBABLE SIZE 4/0 19-20 MM / 1/2 CIRCLE ROUND BODY DOUBLE ARM NEEDLE 90-95 CM BLUE STERILE.... | SUPPLEMENTARY GEN.CONS SURG SUT,LAP,ROB
14614 | 4229290435100 | SUTURE POLYPROPYLENE MONOFILAMENT NON-ABSORBABLE SIZE 4/0 21-22 MM 3/8 CIRCLE TAPER POINT DOUBLE ARM NEEDLE 70-75 CM BLUE STERILE.... | SUPPLEMENTARY GEN.CONS SURG SUT,LAP,ROB
14615 | 4229290435200 | SUTURE POLYPROPYLENE MONOFILAMENT NON-ABSORBABLE SIZE 5/0 11-12 MM 1/2 CIRCLE TAPERCUT DOUBLE ARM NEEDLE 60-65 CM BLUE STERILE.... | SUPPLEMENTARY GEN.CONS SURG SUT,LAP,ROB
14616 | 4229290435300 | SUTURE POLYPROPYLENE MONOFILAMENT NON-ABSORBABLE SIZE 5/0 13-14 MM 3/8 CIRCLE TAPER POINT DOUBLE ARM NEEDLE 70-75 CM BLUE STERILE.... | SUPPLEMENTARY GEN.CONS SURG SUT,LAP,ROB
14617 | 4229290435500 | SUTURE POLYPROPYLENE MONOFILAMENT NON-ABSORBABLE SIZE 6/0 11-12 MM / 3/8 CIRCLE ROUND BODY DOUBLE ARM NEEDLE 60-65 CM BLUE STERILE.... | SUPPLEMENTARY GEN.CONS SURG SUT,LAP,ROB
14618 | 4229290435600 | SUTURE POLYPROPYLENE MONOFILAMENT NON-ABSORBABLE SIZE 6/0 11-12 MM 3/8 CIRCLE PRIME REVERSE CUTTING NEEDLE 40-45 CM BLUE STERILE.... | SUPPLEMENTARY GEN.CONS SURG SUT,LAP,ROB
14619 | 4229290435700 | SUTURE POLYPROPYLENE MONOFILAMENT NON-ABSORBABLE SIZE 6/0 13-14 MM 3/8 CIRCLE ROUND BODY DOUBLE ARM NEEDLE 60-65 CM BLUE STERILE.... | SUPPLEMENTARY GEN.CONS SURG SUT,LAP,ROB
14620 | 4229290435800 | SUTURE POLYPROPYLENE MONOFILAMENT NON-ABSORBABLE SIZE 6/0 13-14 MM 3/8 CIRCLE TAPER POINT DOUBLE ARM BLACK NEEDLE 60-65 CM BLUE STERILE.... | SUPPLEMENTARY GEN.CONS SURG SUT,LAP,ROB
14621 | 4229290435900 | SUTURE POLYPROPYLENE MONOFILAMENT NON-ABSORBABLE SIZE 8/0 8 MM 3/8 / CIRCLE ROUND BODY DOUBLE ARM NEEDLE 60-65 CM BLUE STERILE.... | SUPPLEMENTARY GEN.CONS SURG SUT,LAP,ROB
14622 | 4229290436000 | SUTURE POLYPROPYLENE MONOFILAMENT NON-ABSORBABLE SIZE 9/0 13-14 MM 1/4 CIRCLE SPATULATED DOUBLE ARM NEEDLE 40-45 CM BLUE STERILE.... | SUPPLEMENTARY GEN.CONS SURG SUT,LAP,ROB
14623 | 4229290436100 | SUTURE SILK MULTIFILAMENT NON-ABSORBABLE SIZE 0 39 MM ( +/- 1 MM ) 3/8 CIRCLE REVERSE CUTTING NEEDLE 70-75 CM BLACK STERILE.... | SUPPLEMENTARY GEN.CONS SURG SUT,LAP,ROB
14624 | 4229290436200 | SUTURE SILK MULTIFILAMENT NON-ABSORBABLE SIZE 2/0 39 MM ( +/- 1 MM ) 3/8 CIRCLE REVERSE CUTTING NEEDLE 70-75 CM BLACK STERILE.... | SUPPLEMENTARY GEN.CONS SURG SUT,LAP,ROB
14625 | 4229290436300 | SUTURE SILK MULTIFILAMENT NON-ABSORBABLE SIZE 3/0 25-26 MM 1/2 / CIRCLE ROUND BODY NEEDLE 70-75 CM BLACK STERILE.... | SUPPLEMENTARY GEN.CONS SURG SUT,LAP,ROB
14626 | 4229290436400 | SUTURE SILK MULTIFILAMENT NON-ABSORBABLE SIZE 4/0 13-14 MM 3/8 CIRCLE ROUND BODY NEEDLE 70-75 CM BLACK STERILE.... | SUPPLEMENTARY GEN.CONS SURG SUT,LAP,ROB
14627 | 4229290436500 | SUTURE SILK MULTIFILAMENT NON-ABSORBABLE SIZE 4/0 17-18 MM 1/2 CIRCLE ROUND BODY NEEDLE70-75 CM BLACK STERILE.... | SUPPLEMENTARY GEN.CONS SURG SUT,LAP,ROB
14628 | 4229290436700 | SUTURE STAINLESS STEEL FOR TEMPORARY PACING WIRE MULTIFILAMENT NON-ABSORBABLE SIZE 0 DOUBLE ARM 25-26 MM 1/2 CIRCLE ROUND BODY NEEDLE AND 60 MM STRAIGHT CUTTING NEEDLE 60-65 CM STERILE.... | SUPPLEMENTARY GEN.CONS SURG SUT,LAP,ROB
14629 | 4229290436800 | SUTURE TAPE POLYESTER MONOFILAMENT NON-ABSORBABLE TAPE WIDTH 5 MM NEEDLE SIZE 45 MM ( +/- 1 MM ) 1/2 CIRCLE ROUND BODY DOUBLE ARM HEAVY / NEEDLE 30-35 CM WHITE STERILE.... | SUPPLEMENTARY GEN.CONS SURG SUT,LAP,ROB
14630 | 4229290436900 | TROCAR, BLADELESS OPTICAL, WITH BALLOON, ADVANCED FIXATION CANNULA, RETENTION RING ON THE SKIN TO PREVENT SLIPPERY INSIDE OR OUTSIDE THE ABDOMEN, 5 X 70-75 MM LONG, DISPOSABLE, STERILE | SUPPLEMENTARY GEN.CONS SURG SUT,LAP,ROB
14631 | 4229290437100 | SUTURE POLYGLACTIN 910 ANTIBACTERIAL (COATED TRICLOSAN) MULTIFILAMENT ABSORBABLE SIZE 0 40 MM ( +/- 1 MM ) 1/2 CIRCLE REVERSE CUTTING NEEDLE 90-95 CM VIOLET STERILE. | SUPPLEMENTARY GEN.CONS SURG SUT,LAP,ROB
14632 | 4229290437200 | SUTURE POLYGLACTIN 910 ANTIBACTERIAL (COATED TRICLOSAN) MULTIFILAMENT ABSORBABLE SIZE 2/0 48 MM ( +/- 1 MM ) 1/2 CIRCLE ROUND BODY NEEDLE 70-75 CM VIOLET STERILE.. | SUPPLEMENTARY GEN.CONS SURG SUT,LAP,ROB
14633 | 4229290437300 | SUTURE POLYGLACTIN 910 MULTIFILAMENT RAPID ABSORPTION SIZE 5/0 11-12 MM 3/8 CIRCLE MULTIPASS PRIME REVERSE CUTTING NEEDLE 45-50 CM UNDYED STERILE.. | SUPPLEMENTARY GEN.CONS SURG SUT,LAP,ROB
14634 | 4229290437400 | SUTURE POLYGLACTIN 910 MULTIFILAMENT RAPID ABSORPTION SIZE 6/0 11-12 MM 3/8 CIRCLE MULTIPASS PRIME REVERSE CUTTING NEEDLE 45-50 CM UNDYED STERILE.. | SUPPLEMENTARY GEN.CONS SURG SUT,LAP,ROB
14635 | 4229290437500 | SUTURE POLIGLECAPRONE 25 ANTIBACTERIAL (COATED TRICLOSAN) MONOFILAMENT ABSORBABLE SIZE 4/0 15-16 MM 3/8 CIRCLE PRIME REVERSE CUTTING NEEDLE 70 CM UNDYED STERILE., | SUPPLEMENTARY GEN.CONS SURG SUT,LAP,ROB
14636 | 4229290437600 | SUTURE POLYPROPYLENE MONOFILAMENT NON-ABSORBABLE SIZE 3/0 25-26 MM 1/2 CIRCLE ROUND BODY DOUBLE ARM NEEDLE 120 CM ( +/- 5 CM ) BLUE STERILE.. | SUPPLEMENTARY GEN.CONS SURG SUT,LAP,ROB
14637 | 4229290437700 | SUTURE POLYPROPYLENE MONOFILAMENT NON-ABSORBABLE SIZE 4/0 19-20 MM 3/8 CIRCLE MULTIPASS PRIME REVERSE CUTTING NEEDLE 45-50 CM BLUE STERILE.. | SUPPLEMENTARY GEN.CONS SURG SUT,LAP,ROB
14638 | 4229290437800 | SUTURE POLYPROPYLENE MONOFILAMENT NON-ABSORBABLE SIZE 8/0 6.5 MM 3/8 CIRCLE TUNGSTEN-RHENIUM ALLOY TAPER POINT DOUBLE ARM NEEDLE 60-65 CM BLUE STERILE.. | SUPPLEMENTARY GEN.CONS SURG SUT,LAP,ROB
14639 | 4229290437900 | SUTURE POLYESTER MULTIFILAMENT NON-ABSORBABLE SIZE 3/0 25-26 MM 1/2 CIRCLE ROUND BODY NEEDLE 70-75 CM BLUE OR GREEN STERILE.. | SUPPLEMENTARY GEN.CONS SURG SUT,LAP,ROB
14640 | 4229290438000 | SUTURE POLYESTER COATED SILICON OR POLYBUTILATE MULTIFILAMENT NON-ABSORBABLE SIZE 5 48 MM ( +/- 1 MM ) 1/2 CIRCLE TAPER CUT NEEDLE 4 X 70-75 CM BLUE OR GREEN STERILE.. | SUPPLEMENTARY GEN.CONS SURG SUT,LAP,ROB
14641 | 4229290438100 | SUTURE POLYESTER COATED SILICON OR POLYBUTILATE MULTIFILAMENT NON-ABSORBABLE SIZE 2/0 17-18 MM 1/2 CIRCLE TAPER CUT DOUBLE ARM NEEDLE WITH 7 X 3 MM FIRM PLEDGET 8 X 70-75 CM 4 BLUE OR GREEN AND 4 WHITE STERILE.. | SUPPLEMENTARY GEN.CONS SURG SUT,LAP,ROB
14642 | 4229290438200 | SUTURE POLYESTER COATED SILICON OR POLYBUTILATE MULTIFILAMENT NON-ABSORBABLE SIZE 2/0 19-20 MM 1/2 CIRCLE TAPER POINT DOUBLE ARM NEE = DLE WITH 3 X 7 MM FIRM PLEDGET 70-75 CM BLUE STERILE.. | SUPPLEMENTARY GEN.CONS SURG SUT,LAP,ROB
14643 | 4229290438300 | SUTURE POLYBUTESTER UNIDIRECTIONAL DUAL ANGLE CUT LOOP LOCK MONOFILAMENT NON-ABSORBABLE SIZE 2/0 37 MM ( +/- 1 MM ) 1/2 CIRCLE TAPER POINT NEEDLE 15 CM BLUE STERILE.. | SUPPLEMENTARY GEN.CONS SURG SUT,LAP,ROB
14644 | 4229290438400 | SUTURE POLYBUTESTER UNIDIRECTIONAL DUAL ANGLE CUT LOOP LOCK MONOFILAMENT NON-ABSORBABLE SIZE 3/0 25-26 MM 1/2 CIRCLE TAPER POINT NEEDLE 20-23 CM BLUE STERILE.. | SUPPLEMENTARY GEN.CONS SURG SUT,LAP,ROB
14645 | 4229290438500 | SUTURE POLYGLYCONATE UNIDIRECTIONAL DUAL ANGLE CUT LOOP LOCK MONOFILAMENT ABSORBABLE SIZE 2/0 25-26 MM 1/2 CIRCLE TAPER POINT NEEDLE 30 CM STERILE.... | SUPPLEMENTARY GEN.CONS SURG SUT,LAP,ROB
14646 | 4229290438600 | SUTURE POLYGLYCONATE UNIDIRECTIONAL DUAL ANGLE CUT LOOP LOCK MONOFILAMENT ABSORBABLE SIZE 3/0 25-26 MM 1/2 CIRCLE TAPER POINT NEEDLE 20-23 CM STERILE.... | SUPPLEMENTARY GEN.CONS SURG SUT,LAP,ROB
14647 | 4229290438700 | SUTURE POLYESTER COATED SILICON OR POLYBUTILATE MULTIFILAMENT NON- / ABSORBABLE SIZE 2/0 15-16 MM 1/2 CIRCLE TAPER CUT DOUBLE ARM NEEDLE / WITH 3 X 3 MM FIRM PLEDGET 8-10 X 70-75 CM 5 GREEN OR BLUE 5 WHITE / STERILE.... | SUPPLEMENTARY GEN.CONS SURG SUT,LAP,ROB
14648 | 4229290438900 | SUTURE PTFE MONOFILAMENT NON-ABSORBABLE SIZE 2/0 17-18 MM 1/2 CIRCLE TAPER POINT DOUBLE ARM NEEDLE 90-95 CM WHITE STERILE.... | SUPPLEMENTARY GEN.CONS SURG SUT,LAP,ROB
14649 | 4229290439000 | SUTURE POLYGLACTIN 910 ANTIBACTERIAL (COATED TRICLOSAN) MULTIFILAMENT ABSORBABLE SIZE 4/0 21-22 MM 1/2 CIRCLE TAPER POINT NEEDLE 70-75 CM VIOLET STERILE.... | SUPPLEMENTARY GEN.CONS SURG SUT,LAP,ROB
14650 | 4229290439200 | SUTURE POLYESTER COATED SILICON OR POLYBUTILATE MULTIFILAMENT NON-ABSORBABLE SIZE 2/0 15-16 MM 1/2 CIRCLE TAPER POINT DOUBLE ARM NEE DLE WITH 7 X 3 MM FIRM PLEDGET 8-10 X 70-75 CM 4 GREEN OR BLUE 4 WHITE STERILE., | OBESITY/ENDOSCOPIC SURGERY/SUTURING & ROBOTIC SURGERY
14651 | 4229290439300 | SUTURE, POLYBUTESTER, MONOFILAMENT, SIZE 3/0, 23-24 MM, 3/8 CIRCLE, REVERSE CUTTING NEEDLE, 45 CM, BLUE, STERILE | OBESITY/ENDOSCOPIC SURGERY/SUTURING & ROBOTIC SURGERY
14652 | 4229291500000 | SHEATH, SYNTHETIC SUPRASCAPULAR RECONSTRUCTION OR EQUIVALENT ASSORTED TYPES AND SIZES AS REQUESTED BY END USER | ORTHOPEDIC & SPINAL SUPPLIES
14653 | 4229291500400 | TENDON GRAFT, ENHANCING BIOINDUCTIVE IMPLANT OR EQUIVALENTS | ORTHOPEDIC & SPINAL SUPPLIES
14654 | 4229291500600 | TENDON GRAFT, ANTERIOR TIBIALIS FREEZE DRIED OR EQUIVALENTS | ORTHOPEDIC & SPINAL SUPPLIES
14655 | 4229291500700 | TENDON GRAFT, POSTERIOR TIBIALIS FREEZE DRIED OR EQUIVALENTS | ORTHOPEDIC & SPINAL SUPPLIES
14656 | 4229291500900 | TENDON GRAFT, GRACILIS FROZEN OR EQUIVALENTS | ORTHOPEDIC & SPINAL SUPPLIES
14657 | 4229291501200 | TENDON GRAFT, GRACILIS FREEZE DRIED OR EQUIVALENTS | ORTHOPEDIC & SPINAL SUPPLIES
14658 | 4229291501400 | TENDON GRAFT SEMITENDINOSIS FROZEN OR EQUIVALENTS | ORTHOPEDIC & SPINAL SUPPLIES
14659 | 4229291501500 | TENDON GRAFT, ANTERIOR TIBIALIS FROZEN OR EQUIVALENTS | ORTHOPEDIC & SPINAL SUPPLIES
14660 | 4229291501600 | TENDON GRAFT, POSTERIOR TIBIALIS FROZEN OR EQUIVALENTS | ORTHOPEDIC & SPINAL SUPPLIES
14661 | 4229291501800 | TENDON GRAFT, SEMITENDINOSIS FREEZE DRIED OR EQUIVALENTS | ORTHOPEDIC & SPINAL SUPPLIES
14662 | 4229291501900 | ALLOGRAFT, MENISCUS FROZEN OR EQUIVALENTS | ORTHOPEDIC & SPINAL SUPPLIES
14663 | 4229300000100 | ACELLULAR GRAFT, BASEMENT MEMBRANE SCAFOLD, MULTI LAYERS, FROM ANIMAL URINARY BLADDER, USED TO REINFORCE SOFT TISSUES AND ANASTOMOSI S WRAP, SIZE 7CMX10CM, DISPOSABLE, STERILE | GENERAL MEDICAL CONSUMABLES
14664 | 4229300000200 | ACELLULAR GRAFT, BASEMENT MEMBRANE SCAFOLD, MULTI LAYERS, FROM ANIMAL URINARY BLADDER, USED TO REINFORCE SOFT TISSUES AND ANASTOMOSI S WRAP, SIZE 10CMX15CM, DISPOSABLE, STERILE | GENERAL MEDICAL CONSUMABLES
14665 | 4229300000300 | ACELLULAR GRAFT, BASEMENT MEMBRANE SCAFOLD, MULTI LAYERS, FROM ANIMAL URINARY BLADDER, USED TO REINFORCE SOFT TISSUES AND RECONSTRUC TION AFTER TUMOR EXCISION SIZE 15CMX20CM SIZE, DISPOSABLE, STERILE | GENERAL MEDICAL CONSUMABLES
14666 | 4229300000400 | ACELLULAR GRAFT, BASEMENT MEMBRANE SCAFOLD, MULTI LAYERS, FROM ANIMAL URINARY BLADDER, USED TO REINFORCE SOFT TISSUES AND RECONSTRUC TION AFTER TUMOR EXCISION SIZE 20CMX30CM SIZE, DISPOSABLE, STERILE | GENERAL MEDICAL CONSUMABLES
14667 | 4229300100200 | CALIPER 9 INCH OR EQUIVALENT, SPINAL | ORTHOPEDIC & SPINAL SUPPLIES
14668 | 4229300100400 | CASTROVIEJO CALIPER STAINLESS STEEL STRAIGHT WORKING END 8CM APPROXIMATE MEASURING RANGE: 15MM.. | SUPPLEMENTARY DENTAL SUPPLIES
14669 | 4229300100500 | BODY CALIPER, FOR MEASURING BODY SEGMENT, SCALE RANGE 600 MM APPROXIMATELY | PROSTHETICS & ORTHOSIS SUPPLIES
14670 | 4229300100600 | BODY CALIPER FOR SIT CAST, FOR MEASURING BODY SEGMENT, SCALE RANGE 600 MM APPROXIMATELY | PROSTHETICS & ORTHOSIS SUPPLIES
14671 | 4229300101400 | TESSIER CALIPER 26CM.. | SUPPLEMENTARY DENTAL SUPPLIES
14672 | 4229300101800 | SUTURE RULERS, OBADIA, MINIMAL INVASIVE, CURVED, ADJUSTABLE, GRADUATED, WITH ANTISLIP GRIP, LENGTH 38 CM,REUSABLE | SURGICAL INSTRUMENT TENDER
14673 | 4229300101900 | SUTURE RULERS, OBADIA, MINIMAL INVASIVE, STRAIGHT, ADJUSTABLE, GRADUATED, WITH ANTISLIP GRIP, LENGTH 38 CM,REUSABLE | SURGICAL INSTRUMENT TENDER
14674 | 4229300102100 | CALIPER, AORTIC VALVE, MEASUREMENT OF EFFECTIVE HEIGHT, REUSABLE | SURGICAL INSTRUMENT TENDER
14675 | 4229300102200 | RULER MEASURING MM/INCH LENGTH=10.0CM REUSABLE | SURGICAL INSTRUMENT TENDER
14676 | 4229300102300 | RULER MEASURING MM/INCH LENGTH=50.0CM REUSABLE | SURGICAL INSTRUMENT TENDER
14677 | 4229300300000 | SET, COMPLETE INSTRUMENTATION FOR ARTHROSCOPY KNEE GRAFT PREPARATION, WITH NECESSARY CASES | ORTHOPEDIC & SPINAL SUPPLIES
14678 | 4229300300200 | ACELLULAR DERMAL MATRIX DERIVED FROM FETAL BOVINE DERMIS DRY SHEET FOR BREAST RECONSTRUCTION SEMI OVAL TERMINALLY STERILE NON CROSS LINKED SIZE 8 X 16 CM ( + / - 2 CM ).. | SUPPLEMENTARY GENERAL CONSUMABLES
14679 | 4229310001500 | RETRACTOR GIL VERNET VEIN 24.0 CM/15MM, REUSABLE | SURGICAL INSTRUMENT TENDER
14680 | 4229310002600 | RETRACTOR, SET, RICHARDSON, DOUBLE ENDED SMALL, STAINLESS STEEL, LENGTH 25.0 - 26.0 CM (PAIR), REUSABLE | SURGICAL INSTRUMENT TENDER
14681 | 4229310002700 | RETRACTOR, SET, RICHARDSON, DOUBLE ENDED LARGE, STAINLESS STEEL, LENGTH 27.0 - 28.0 CM (PAIR), REUSABLE | SURGICAL INSTRUMENT TENDER
14682 | 4229310003100 | INSTRUMENT RETRACTOR ROUX MOLDED FROM A HIGH-STIFFNESS LENGTH 17 CM (+/-2) STERILE DISPOSABLE. | SUPPLEMENTARY GENERAL CONSUMABLES
14683 | 4229310200300 | CUSHING NERVE HOOK STAINLESS STEEL RIGHT ANGEL 20-30CM APPROXIMATE WORKING END: 4CM.. | SUPPLEMENTARY DENTAL SUPPLIES
14684 | 4229310200400 | SET OF TWO SCOVILLE NERVE HOOK STAINLESS STEEL.. | SUPPLEMENTARY DENTAL SUPPLIES
14685 | 4229310200600 | POSWILLO MALAR HOOK STAINLESS STEEL OVERALL LENGTH 220MM.. | SUPPLEMENTARY DENTAL SUPPLIES
14686 | 4229310200700 | BAYONET NERVE HOOK, 3 MM ANGLED 90 UP, LENGTH 9 INCH OR EQUIVALENT, SPINAL | ORTHOPEDIC & SPINAL SUPPLIES
14687 | 4229310200800 | BAYONET NERVE HOOK, 4 MM ANGLED 90 LEFT, LENGTH 10 INCH OR EQUIVALENT, SPINAL | ORTHOPEDIC & SPINAL SUPPLIES
14688 | 4229310200900 | BAYONET NERVE HOOK, 4 MM ANGLED 90 RIGHT, LENGTH 10 INCH OR EQUIVALENT, SPINAL | ORTHOPEDIC & SPINAL SUPPLIES
14689 | 4229310201000 | BAYONET NERVE HOOK, 4 MM ANGLED 90 UP, LENGTH 10 INCH OR EQUIVALENT, SPINAL | ORTHOPEDIC & SPINAL SUPPLIES
14690 | 4229310201100 | BAYONET NERVE HOOK, 4 MM ANGLED 90 UP, LENGTH 9 INCHE OR EQUIVALENT, SPINAL | ORTHOPEDIC & SPINAL SUPPLIES
14691 | 4229310201200 | BAYONET NERVE HOOK, 5 MM ANGLED 90 LEFT, LENGTH 10 INCH OR EQUIVALENT, SPINAL | ORTHOPEDIC & SPINAL SUPPLIES
14692 | 4229310201300 | BAYONET NERVE HOOK, 5 MM ANGLED 90 RIGHT, LENGTH 10 INCH OR EQUIVALENT, SPINAL | ORTHOPEDIC & SPINAL SUPPLIES
14693 | 4229310201400 | BAYONET NERVE HOOK, 5 MM ANGLED 90 UP, LENGTH 10 INCH OR EQUIVALENT, SPINAL | ORTHOPEDIC & SPINAL SUPPLIES
14694 | 4229310201500 | HOOK, BALL PROBE, STRAIGHT, 3 MM ANGLED TIP, LENGTH 9 INCH OR EQUIVALENT, SPINAL | ORTHOPEDIC & SPINAL SUPPLIES
14695 | 4229310201600 | HOOK, BALL PROBE, STRAIGHT, 4 MM ANGLED TIP, LENGTH 9 INCH OR EQUIVALENT, SPINAL | ORTHOPEDIC & SPINAL SUPPLIES
14696 | 4229310201700 | HOOK, BALL PROBE, STRAIGHT, 5 MM ANGLED TIP, LENGTH 9 INCH OR EQUIVALENT, SPINAL | ORTHOPEDIC & SPINAL SUPPLIES
14697 | 4229310201800 | HOOK, BALL PROBE, STRAIGHT, 6 MM ANGLED TIP, LENGTH 9 INCH OR EQUIVALENT, SPINAL | ORTHOPEDIC & SPINAL SUPPLIES
14698 | 4229310201900 | BAYONET NERVE HOOK, 5 MM ANGLED 90 UP, LENGTH 9 INCH OR EQUIVALENT, SPINAL | ORTHOPEDIC & SPINAL SUPPLIES
14699 | 4229310202000 | SURGICAL CRIMPABLE HOOKS FOR 0.022 INCH SLOT NEW DESCRIPTION IS CRIMPABLE BALL HOOKS WITH SPLIT ARCHWIRE OPENING 3 MM TALL MADE FROM HIGH QUALITY STAINLESS STEEL CRIMPS TO ROUND OR RECTANGULAR ARCH WIRES UP TO 0.022 INCH X 0.025 INCH ONE EACH (EA)=ONE (1) PACK | DENTAL GENERAL SUPPLIES
14700 | 4229310202100 | BARSKY SKIN HOOK STAINLESS STEEL SINGLE PRONG 15CM APPROXIMATE BLUNT/SHARP.. | SUPPLEMENTARY DENTAL SUPPLIES
14701 | 4229310204600 | PROBE HOOK, FOR SHOULDER ARTHROSCOPY PROCEDURES ASSORTED TYPES | ORTHOPEDIC & SPINAL SUPPLIES
14702 | 4229310204700 | PROBE HOOK, FOR SMALL JOINTS ARTHROSCOPY PROCEDURES ASSORTED TYPES | ORTHOPEDIC & SPINAL SUPPLIES
14703 | 4229310204800 | OBADIA MINIMALLY INVASIVE HOOK ADJUSTABLE IN LENGTHL MIN: 290MM L MAX : 360MM SUPPORTED WITH ANTISLIP GRIP BLUE COLOR 90 DEGREE WITH 5MM SCALE GRADES WITH BALL TIP (OR EQUIVALENT) REUSABLE | SURGICAL INSTRUMENT TENDER
14704 | 4229310204900 | OBADIA MINIMALLY INVASIVE HOOK ADJUSTABLE IN LENGTHL MIN: 290MM L MAX : 360MM SUPPORTED WITH ANTISLIP GRIP BLUE COLOR 90 DEGREE WITH 5MM SCALE GRADES (OR EQUIVALENT) REUSABLE | SURGICAL INSTRUMENT TENDER
14705 | 4229310205100 | HOOK, MINIMALLY INVASIVE DOUBLE, FOR NERVES AND VESSELS, LENGTH 33 CM, REUSABLE | SURGICAL INSTRUMENT TENDER
14706 | 4229310205200 | HOOK, MINIMALLY INVASIVE NERVES AND VESSELS, 45 DEGREE ANGLED, WITH ADJUSTABLE LENGTH MINIMUM: 29 CM, MAXIMUM: 36 CM, REUSABLE | SURGICAL INSTRUMENT TENDER
14707 | 4229310205400 | BLADE, BLUNT HOOK, FOR MINI STERNOTOMY RETRACTOR, IMA (INTERNAL MAMMARY ARTERY), 32 MM X 20 MM, REUSABLE | SURGICAL INSTRUMENT TENDER
14708 | 4229310205500 | BLADE, BLUNT HOOK, FOR MINI STERNOTOMY RETRACTOR, IMA (INTERNAL MAMMARY ARTERY), 38 MM X 20 MM, REUSABLE | SURGICAL INSTRUMENT TENDER
14709 | 4229310205600 | BLADE, BLUNT HOOK, FOR MINI STERNOTOMY RETRACTOR, IMA (INTERNAL MAMMARY ARTERY), 43 MM X 20 MM, REUSABLE | SURGICAL INSTRUMENT TENDER
14710 | 4229310205700 | BLADE, BLUNT HOOK, FOR MINI STERNOTOMY RETRACTOR, IMA (INTERNAL MAMMARY ARTERY), 50 MM X 20 MM, REUSABLE | SURGICAL INSTRUMENT TENDER
14711 | 4229310400200 | DINGMAN MOUTH GAGS COMPLETE SET.. | SUPPLEMENTARY DENTAL SUPPLIES
14712 | 4229310600200 | RING RETRACTOR SET FOR POSTERIOR APPROACH TO THE SPINE WITH COMPLETE ACCESSORIES INCLUDING RETRACTOR BLADES OF DIFFERENT SIZES WITH ILLUMINATION AND ITS PUSHER, RATCHET ADAPTORS, STABILITY PINS WITH DRIVER, WRENCH AND FRAME OF DIFFERENT SIZES, SPINAL | ORTHOPEDIC & SPINAL SUPPLIES
14713 | 4229310601300 | FRAME, FOR MITRAL COSGROVE RETRACTOR, WITH ROD, STAINLESS STEEL, ASSORTED SIZES, REUSABLE | SURGICAL INSTRUMENT TENDER
14714 | 4229310601400 | RETRACTOR, FOR INTERNAL MAMMARY ARTERY (IMA), COMPLETE SET, WITH WIRE-LIFT CONSISTING OF: TABLE POST 445 MM, UPPER FRAME FOLDABLE, CRANK BOX KIT, BLADE HOLDER PLATE, SHARP BLADES (PAIR), OR EQUIVALENT, REUSABLE | SURGICAL INSTRUMENT TENDER
14715 | 4229310601500 | RETRACTOR, OPEN STERNOTOMY FOR IMA (INTERNAL MAMMARY ARTERY) DISSECTION, WITH ANTERIOR POSTERIOR MOVEMENT, STAINLESS STEEL, REUSABLE | SURGICAL INSTRUMENT TENDER
14716 | 4229310700200 | RETRACTOR WOUND PROTECTING THE WOUND MARGIN FROM CONTACT CONTAMINATION FOR LAPAROSCOPIC SURGERY WITH GEL CAP FOR INSTRUMENT OR= HAND ACCESS MEDIUM DISPOSABLE STERILE.. | SUPPLEMENTARY GEN.CONS SURG SUT,LAP,ROB
14717 | 4229310700400 | RETRACTOR VAGINAL SELF-RETAINING RING HORSESHOE SHAPED RETRACTOR SYSTEM 16 CM X 16 CM (+/- 1 CM) TO BE SUPPLIED WITH 8-10 BLUNT STAY HOOKS 5 MM DISPOSABLE STERILE.. | SUPPLEMENTARY GENERAL CONSUMABLES
14718 | 4229310700700 | RETRACTOR, IRIS (HOOK), FLEXIBLE, DISPOSABLE, STERILE | OPHTHALMOLOGY SUPPLIES
14719 | 4229310701200 | OBWEGESER RAMUS RETRACTOR (V-NOTCH) STAINLESS STEEL SHARP STRAIGHT BLADE SIZE: 11X70MM APPROXIMATE OVERALL LENGTH: 24CM APPROXIMATE.. | SUPPLEMENTARY DENTAL SUPPLIES
14720 | 4229310702300 | CASPAR NERVE RETRACTOR (BAYONET) 6 MM TIP OR EQUIVALENT, SPINAL | ORTHOPEDIC & SPINAL SUPPLIES
14721 | 4229310703000 | SET, COMPLETE SPINAL RETRACTORS RADIOLUCENT FOR MICRODISCECTOMY, LUMBAR SELF RETAINING WITH DETACHABLE BLADES WITH ILLUMINATION, ALL SIZES OF BLADES, SPINAL | ORTHOPEDIC & SPINAL SUPPLIES
14722 | 4229310703100 | RADIOLUCENT TITANIUM SPINAL RETRACTOR SELF RETAINING ANTERIOR CERVICAL WITH ALL SIZES AND TYPES OF BLADES, CAN OPEN IN FOUR DIRECTIONS, SPINAL | ORTHOPEDIC & SPINAL SUPPLIES
14723 | 4229310703700 | SURGICAL MALLEABLE RIBBON RETRACTOR 20CMX15MM STAINLESS STEEL.. | SUPPLEMENTARY DENTAL SUPPLIES
14724 | 4229310704200 | CASPAR LUMBAR LAMINECTOMY RETRACTOR SYSTEM WITH ALL SIZE S OF BLADES TITANIUM (TWO FROM EACH SIZE) SPINAL | ORTHOPEDIC & SPINAL SUPPLIES
14725 | 4229310704300 | CHARNLEY HIP RETRACTOR (FRAME, RETRACTORS (SMALL, MEDIUM, LARGE, NARROW, WIDE, SHORT AND DEEP) (PAIR OF EACH SIZE), WITH ALL NECESSARY ATTACHMENTS AND CASE | ORTHOPEDIC & SPINAL SUPPLIES
14726 | 4229310704400 | COMPLETE SET OF ALL SIZE S OF TAYLOR RETRACTOR IN SUITABLE BOX AND TRAY WITH SUPPORT TO THE SET, SPINAL | ORTHOPEDIC & SPINAL SUPPLIES
14727 | 4229310704800 | NERVE RETRACTOR SUCTION, ANGLED, ASSORTED SIZE, SPINAL | ORTHOPEDIC & SPINAL SUPPLIES
14728 | 4229310705100 | NERVE RETRACTOR SUCTION, STRAIGHT, ASSORTED SIZE, SPINAL | ORTHOPEDIC & SPINAL SUPPLIES
14729 | 4229310705400 | DURAL AND NERVE RETRACTOR STRAIGHT, ASSORTED SIZE, SPINAL | ORTHOPEDIC & SPINAL SUPPLIES
14730 | 4229310705800 | SPINAL RETRACTORS RADIOLUCENT POSTERIOR LUMBAR SELF RETAINING WITH DETACHABLE BLADES WITH ALL SIZE S OF BLADES (TWO FROM EACH SIZE) SPINAL | ORTHOPEDIC & SPINAL SUPPLIES
14731 | 4229310706300 | RADIOLUCENT RING RETRACTOR FOR ANTERIOR APPROACH TO THE SPINE WITH COMPLETE ACCESSORIES INCLUDING RETRACTOR BLADES OF DIFFERENT SIZE S WITH ILLUMINATION AND ITS PUSHER, RATCHET ADAPTORS, STABILITY PINS WITH DRIVER, WRENCH AND FRAME OF DIFFERENT SIZES, SPINAL | ORTHOPEDIC & SPINAL SUPPLIES
14732 | 4229310707800 | BAYONET NERVE HOOK, 3 MM, BALL POINT, ANGLED 90 UP, LENGTH 9 INCH OR EQUIVALENT, SPINAL | ORTHOPEDIC & SPINAL SUPPLIES
14733 | 4229310707900 | RETRACTOR RING FLEXIBLE FOR PROTECTING THE WOUND MARGIN FROM CONTACT CONTAMINATION 9-14 CM DISPOSABLE STERILE.. | SUPPLEMENTARY GENERAL CONSUMABLES
14734 | 4229310708000 | RETRACTOR RING FLEXIBLE FOR PROTECTING THE WOUND MARGIN FROM CONTACT CONTAMINATION 11-17 CM DISPOSABLE STERILE.. | SUPPLEMENTARY GENERAL CONSUMABLES
14735 | 4229310708100 | RETRACTOR RING FLEXIBLE FOR PROTECTING THE WOUND MARGIN FROM CONTACT CONTAMINATION 5-9 CM DISPOSABLE STERILE.. | SUPPLEMENTARY GENERAL CONSUMABLES
14736 | 4229310708200 | RETRACTOR VAGINAL SELF-RETAINING RING SQUARE SHAPED RETRACTOR SYSTEM 14 CM X 14 CM (+/- 1 CM) TO BE SUPPLIED WITH 8-10 BLUNT STAY HOOKS 12 MM DISPOSABLE STERILE.. | SUPPLEMENTARY GENERAL CONSUMABLES
14737 | 4229310708700 | "MUNRO MANDIBULAR LATERAL RAMUS RETRACTOR STAINLESS STEEL 20X80MM APPROXIMATE".. | SUPPLEMENTARY DENTAL SUPPLIES
14738 | 4229310708800 | OBWEGESER NASAL SPINE RETRACTOR STAINLESS STEEL BLADE SIZE: 23X40 APPROXIMATE.. | SUPPLEMENTARY DENTAL SUPPLIES
14739 | 4229310708900 | MINNESOTA UNIVERSITY CHEEK RETRACTOR.. | SUPPLEMENTARY DENTAL SUPPLIES
14740 | 4229310709000 | SET OF TWO FARABEUF CHEEK RETRACTOR STAINLESS STEEL DOUBLE ENDED TWO DIFFERENT BLADE LENGTH.. | SUPPLEMENTARY DENTAL SUPPLIES
14741 | 4229310709100 | ROUX CHEEK RETRACTOR STAINLESS STEEL SET OF 3 DIFFERENT SIZE.. | SUPPLEMENTARY DENTAL SUPPLIES
14742 | 4229310709200 | SURGICAL CHIN RETRACTOR STAINLESS STEEL.. | SUPPLEMENTARY DENTAL SUPPLIES
14743 | 4229310709300 | TAYLOR FLAB RETRACTOR STAINLESS STEEL DOUBLE ENDED 30X75MM APPROXIMATE.. | SUPPLEMENTARY DENTAL SUPPLIES
14744 | 4229310709500 | "SET OF OBWEGESER ABDOMINAL RETRACTORS FOR ILIAC BONE HARVEST STAINLESS STEEL DIFFERENT SIZE".. | SUPPLEMENTARY DENTAL SUPPLIES
14745 | 4229310709600 | SURGICAL RETRACTOR STAINLESS STEEL MALLEABLE 18X2.5CM.. | SUPPLEMENTARY DENTAL SUPPLIES
14746 | 4229310709800 | TYRELL SKIN RETRACTOR STAINLESS STEEL SHARP.. | SUPPLEMENTARY DENTAL SUPPLIES
14747 | 4229310709900 | SKIN HOOK STAINLESS STEEL SHARP 2 PRONGS 15CM APPROXIMATE WORKING END: 2CM APPROXIMATE.. | SUPPLEMENTARY DENTAL SUPPLIES
14748 | 4229310710000 | SURGICAL MALLEABLE RIBBON RETRACTOR VERY THIN DOUBLE ENDED 19CMX16MM STAINLESS STEEL.. | SUPPLEMENTARY DENTAL SUPPLIES
14749 | 4229310710100 | DESMARRES EYELID RETRACTORS ASSORTED SIZES.. | SUPPLEMENTARY DENTAL SUPPLIES
14750 | 4229310710200 | OBWEGESER CHANNEL RETRACTOR FOR MANDIBLE 17CM APPROXIMATE STAINLESS STEEL WORKNG END: 8MM.. | SUPPLEMENTARY DENTAL SUPPLIES
14751 | 4229310710300 | SURGICAL MALLEABLE RIBBON RETRACTOR VERY THIN DOUBLE ENDED 19CMX22MM STAINLESS STEEL.. | SUPPLEMENTARY DENTAL SUPPLIES
14752 | 4229310710400 | RAKE RETRACTOR STAINLESS STEEL OVER ALL LENGTH 15CM APPROXIMATE.. | SUPPLEMENTARY DENTAL SUPPLIES
14753 | 4229310710500 | SIGMOID NOTCH EXTRAORAL RETRACTORS STAINLESS STEEL CONCAVE BLADE FULLY BENT TIP 9 CM APPROXIMATE.. | SUPPLEMENTARY DENTAL SUPPLIES
14754 | 4229310710600 | RETRACTOR ARTICULATED LONE STAR OR EQUIVALENT 14 CM X 14 CM (+/- 1 CM) DISPOSABLE STERILE.... | SUPPLEMENTARY GENERAL CONSUMABLES
14755 | 4229310710700 | OSTOMY COHESIVE COVEX SEAL 27-36 MM CONVEX RING SHAPE DISPOSABLE (WOUND AND OSTOMY CARE).. | SUPPLEMENTARY GEN.SUPPLIES NURS,BURN
14756 | 4229310710800 | OSTOMY COHESIVE SEAL 37-46 MM CONVEX RING SHAPE DISPOSABLE (WOUND AND OSTOMY CARE).. | SUPPLEMENTARY GEN.SUPPLIES NURS,BURN
14757 | 4229310710900 | RETRACTOR VAGINAL SELF-RETAINING DOUBLE RING RETRACTOR SYSTEM 32 CM X 18 CM (+/- 2 CM) TO BE SUPPLIED WITH 8-10 BLUNT STAY HOOKS 5MM DISPOSABLE STERILE.. | SUPPLEMENTARY GENERAL CONSUMABLES
14758 | 4229310711300 | BLADE, SPLANCHNIC, SWIVEL, FOR OMNI RETRACTOR ,(OR EQUIVALENT) SIZE: 5CM X 15.2CM, REUSABLE | SURGICAL INSTRUMENT TENDER
14759 | 4229310715500 | RETRACTOR, COOLEY, MITRAL VALVE, HAND-HELD, DIFFERENT SIZES SMALL, MEDIUM, LARGE (OR EQUIVALENT), REUSABLE | SURGICAL INSTRUMENT TENDER
14760 | 4229310715600 | LAPAROSCOPIC, LIVER RETRACTOR 5MM, GOLDEN FINGER, 36CM, REUSABLE | SURGICAL INSTRUMENT TENDER
14761 | 4229310715700 | HOOK, FOR NATHANSON LIVER RETRACTOR, SIZE 5 MM (SMALL, MEDIUM AND LARGE), REUSABLE | SURGICAL INSTRUMENT TENDER
14762 | 4229310715800 | HOOK, FOR NATHANSON LIVER RETRACTOR, SIZE 6 - 6.5 MM (SMALL, MEDIUM AND LARGE), REUSABLE | SURGICAL INSTRUMENT TENDER
14763 | 4229310715900 | RETRACTOR/RIB SPREADER, MORSE, STAINLESS STEEL, PEDIATRIC, REUSABLE | SURGICAL INSTRUMENT TENDER
14764 | 4229310716000 | SPREADER, RIB, FINOCHIETTO-BABY, STAINLESS STEEL, SIZE 14 MM X 15 MM X 75 MM, REUSABLE | SURGICAL INSTRUMENT TENDER
14765 | 4229310716100 | RETRACTOR, MINIMALLY INVASIVE, DIRECT CAB (MIDCAB)/MIDACCESS INTERNAL MAMMARY ARTERY (IMA) OR EQUIVALENT, RIGHT OPEN, COMPLETE SYSTEM, REUSABLE | SURGICAL INSTRUMENT TENDER
14766 | 4229310716200 | RETRACTOR, MINIMALLY INVASIVE, DIRECT CAB (MIDCAB)/MIDACCESS INTERNAL MAMMARY ARTERY (IMA) OR EQUIVALENT, LEFT OPEN, COMPLETE SYSTEM, REUSABLE | SURGICAL INSTRUMENT TENDER
14767 | 4229310716300 | RETRACTOR, MINIMAL INVASIVE, DOUBLE-HINGE 35X35MM/50X35MM, COMPLETE SYSTEM, (OR EQUIVALENT), REUSABLE | SURGICAL INSTRUMENT TENDER
14768 | 4229310716400 | RETRACTOR, MINIMAL INVASIVE, DOUBLE-HINGE 50 X40 MM / 70 X 40 MM, COMPLETE SYSTEM (OR EQUIVALENT), REUSABLE | SURGICAL INSTRUMENT TENDER
14769 | 4229310716500 | MINIMAL INVASIVE ATRIAL RETRACTOR, MITRAL VALVE, COMPLETE SYSTEM, REUSABLE | SURGICAL INSTRUMENT TENDER
14770 | 4229310716700 | SNUGGER ROD, DIAMETER 1.2 - 1.5 MM, TOTAL LENGTH 26 CM, STAINLESS STEEL, REUSABLE | SURGICAL INSTRUMENT TENDER
14771 | 4229310716800 | RETRACTOR, RIB, BURFORD-FINOCHIETTO/WITH 2 PAIRS OF BLADES, STAINLESS STEEL, SIZE: ADULT, REUSABLE | SURGICAL INSTRUMENT TENDER
14772 | 4229310717000 | RETRACTOR, MITRAL COSGROVE, STAINLESS STEEL, COMPLETE SYSTEM (OR EQUIVALENT), REUSABLE | SURGICAL INSTRUMENT TENDER
14773 | 4229310717100 | TUBE, SUCTION AND IRRIGATION WITH LATERAL HOLES SIZE 3.5 MM, LENGTH 20 CM, FOR USE WITH HANDLES, REUSABLE | SURGICAL INSTRUMENT TENDER
14774 | 4229310719200 | FAN RETRACTOR DISMANTLING RETRACTABLE SIZE 10 MM LENGTH 36 CM OPENING ANGLE IN EXTENDED POSITION APPROX. 60 DEGREE, REUSABLE | SURGICAL INSTRUMENT TENDER
14775 | 4229310719300 | PANNICULUS RETRACTOR DEVICE USED FOR RELIABLE RETRACTION OF THE PANNICULUS DURING SURGICAL PROCEDURE WHICH WILL RETRACT AND HOLD THE PANNICULUS FOR THE DURATION OF THE OPERATION WITHOUT THE NEED FOR TAPES OR CLAMPS DISPOSABLE STERILE.... | SUPPLEMENTARY GENERAL CONSUMABLES
14776 | 4229310719400 | RETRACTOR INTEGRATED CORDLESS LED LIGHT SOURCE PRODUCES NO DAMAGING HEAT ON/OFF SWITCH INTEGRATED SMOKE EVACUATION CHANNEL REINFORCED NYLON MATERIAL PROVIDES EXCEPTIONAL STRENGTH AND RIGIDITY ANGLED TIP WITH GRIP FOR IMPROVED TISSUE ADHERENCE LIGHTWEIGHT SIZE: 90 X 60 MM / SINGLE USE STERILE.... | SUPPLEMENTARY GENERAL CONSUMABLES
14777 | 4229310719500 | RETRACTOR ARTICULATED LONE STAR OR EQUIVALENT 22 CM X 11 CM (+/-1 CM) DISPOSABLE STERILE.... | SUPPLEMENTARY GENERAL CONSUMABLES
14778 | 4229310719600 | RETRACTOR ARTICULATED LONE STAR OR EQUIVALENT 25 CM X 11 CM (+/-1 CM) DISPOSABLE STERILE.... | SUPPLEMENTARY GENERAL CONSUMABLES
14779 | 4229310719700 | RETRACTOR ARTICULATED LONE STAR OR EQUIVALENT 28 CM X 18 CM (+/-1 CM) DISPOSABLE STERILE.... | SUPPLEMENTARY GENERAL CONSUMABLES
14780 | 4229310719800 | RETRACTOR ARTICULATED LONE STAR OR EQUIVALENT 32-34 CM X 18-22 CM DISPOSABLE STERILE... | SUPPLEMENTARY GENERAL CONSUMABLES
14781 | 4229310719900 | RETRACTOR ELASTIC STAYS HOOK BLUNT 12MM LARGE DISPOSABLE STERILE.... | SUPPLEMENTARY GENERAL CONSUMABLES
14782 | 4229310720100 | RETRACTOR ELASTIC STAYS HOOK SHARP 3MM SMALL DISPOSABLE STERILE.... | SUPPLEMENTARY GENERAL CONSUMABLES
14783 | 4229310720900 | RETRACTOR, GROOVED HAND-HELD, MALLEABLE BLADE, BLADE WIDTH 2 CM, ADJUSTABLE LENGTH, MINIMUM 23 CM, MAXIMUM 3 CM, REUSABLE | SURGICAL INSTRUMENT TENDER
14784 | 4229310721000 | RETRACTOR, GROOVED HAND-HELD, MALLEABLE BLADE, BLADE WIDTH 3 CM, ADJUSTABLE LENGTH, MINIMUM 23 CM, MAXIMUM 30 CM, REUSABLE | SURGICAL INSTRUMENT TENDER
14785 | 4229310721100 | HANDHELD MAMMARY ARTERY PROTECTOR DURING MINI STERNOTOMY LENGTH=230MM DIAMETER=25MM REUSABLE | SURGICAL INSTRUMENT TENDER
14786 | 4229310721200 | BLADE, COOLEY ATRIAL, SMALL 20MM, MALLEABLE 6MM ROD, COMPATIBLE WITH COSGROVE RETRACTOR, REUSABLE | SURGICAL INSTRUMENT TENDER
14787 | 4229310721300 | BLADE SPLANCHNIC SWIVEL FOR OMNI RETRACTOR (OR EQUIVALENT) WIDTH SIZE: 3.8 CM ASSORTED LENGTHS REUSABLE | SURGICAL INSTRUMENT TENDER
14788 | 4229310725000 | RETRACTOR ADSON BABY SEMI SHARP 5 1/2, REUSABLE | SURGICAL INSTRUMENT TENDER
14789 | 4229310725100 | RETRACTOR, ALM SELF RETAINING, 4X4 TEETH BLUNT, LENGTH 10.0 CM, STAINLESS STEEL, REUSABLE | SURGICAL INSTRUMENT TENDER
14790 | 4229310725200 | RETRACTOR BLADE, COMPATIBLE WITH STRUCK RIB SPREADER, FOR INFANT FRAME, PAIR OF BLADES DEPTH 10 MM, WIDTH 15 MM, REUSABLE | SURGICAL INSTRUMENT TENDER
14791 | 4229310725300 | RETRACTOR, GELI, FEMUR FOR ADULT 14.0 - 16.0 CM REUSABLE | SURGICAL INSTRUMENT TENDER
14792 | 4229310725400 | RETRACTOR FINOCHIETTO RIB SPREADER COMPLETE SET 100 MM BLADES 28 X 30 MM WIDTH= 143 MM ALUMINUM REUSABLE | SURGICAL INSTRUMENT TENDER
14793 | 4229310725500 | RETRACTOR GIL VERNET VEIN 24.0 CM/11MM, REUSABLE | SURGICAL INSTRUMENT TENDER
14794 | 4229310725600 | RETRACTOR GIL VERNET VEIN 24.0 CM/8MM REUSABLE | SURGICAL INSTRUMENT TENDER
14795 | 4229310725700 | RETRACTOR LANGENBECK 230MM SOLID DEPTH: 43MM WIDTH= 13MM REUSABLE | SURGICAL INSTRUMENT TENDER
14796 | 4229310725800 | RETRACTOR NERVE ROOT HESS WIDTH 5MM, 90 DEGREE, LENGTH 17 - 18 MM, REUSABLE | SURGICAL INSTRUMENT TENDER
14797 | 4229310725900 | RETRACTOR, RICHARDSON/KELLY, STAINLESS STEEL, TIP SIZE 50 X 38 MM, LENGTH 25 - 26 CM, REUSABLE | SURGICAL INSTRUMENT TENDER
14798 | 4229310726000 | RETRACTOR, RICHARDSON/KELLY, STAINLESS STEEL, TIP SIZE 65 X 41 MM, LENGTH 25 - 26 CM, REUSABLE | SURGICAL INSTRUMENT TENDER
14799 | 4229310726200 | RETRACTOR, STRUCK RIB SPREADER FOR INFANT, FRAME ONLY,STAINLESS STEEL, REUSABLE | SURGICAL INSTRUMENT TENDER
14800 | 4229310726400 | RETRACTOR, TRACHEAL ITERSON, SHARP, TOTAL LENGTH 16 -17 CM, REUSABLE | SURGICAL INSTRUMENT TENDER
14801 | 4229310726500 | BLADE, BALFOUR, FOR BOOKWALTER RETRACTOR, ASSORTED SIZSES, (OR EQUIVALENT), REUSABLE | SURGICAL INSTRUMENT TENDER
14802 | 4229310726600 | BLADE, COOLEY ATRIAL, LARGE, 45MM, 6MM ROD, COMPATIBLE WITH COSGROVE RETRACTOR, REUSABLE | SURGICAL INSTRUMENT TENDER
14803 | 4229310726700 | BLADE, COOLEY ATRIAL, LARGE 45MM, MALLEABLE 6MM ROD, COMPATIBLE WITH COSGROVE RETRACTOR, REUSABLE | SURGICAL INSTRUMENT TENDER
14804 | 4229310726800 | BLADE, COOLEY ATRIAL, MEDIUM, 35MM, 6MM ROD, COMPATIBLE WITH COSGROVE RETRACTOR, REUSABLE | SURGICAL INSTRUMENT TENDER
14805 | 4229310726900 | BLADE, COOLEY ATRIAL, MEDIUM 35MM, MALLEABLE 6MM ROD, COMPATIBLE WITH COSGROVE RETRACTOR, REUSABLE | SURGICAL INSTRUMENT TENDER
14806 | 4229310727000 | BLADE, COOLEY ATRIAL, SMALL, 20MM, 6MM ROD, COMPATIBLE WITH COSGROVE RETRACTOR, REUSABLE | SURGICAL INSTRUMENT TENDER
14807 | 4229310727100 | RETRACTOR, COOLEY ATRIAL, TRICUSPID, HAND-HELD, DIFFERENT SIZES SMALL, MEDIUM, LARGE (OR EQUIVALENT), REUSABLE | SURGICAL INSTRUMENT TENDER
14808 | 4229310727200 | RETRACTOR, COOLEY STERNUM XL, STAINLESS STEEL, 15-35 MM X10 CM BLADES, 18 CM ARMS, 18 CM SPREAD, REUSABLE | SURGICAL INSTRUMENT TENDER
14809 | 4229310727400 | RETRACTOR LIP ORINGER/NO.1 STAINLESS STEEL LENGTH=10CM REUSABLE | SURGICAL INSTRUMENT TENDER
14810 | 4229310727500 | RETRACTOR LIP ORINGER/NO.3 STAINLESS STEEL LENGTH=11CM REUSABLE | SURGICAL INSTRUMENT TENDER
14811 | 4229310727600 | RETRACTOR, NERVE ROOT, LOVE, STAINLESS STEEL, ANGLED: 45 DEGREE, LENGTH 18 - 21 CM, REUSABLE | SURGICAL INSTRUMENT TENDER
14812 | 4229310727700 | RETRACTOR, NERVE ROOT, LOVE, STAINLESS STEEL, ANGLED: 90 DEGREE, LENGTH 18 - 21 CM, REUSABLE | SURGICAL INSTRUMENT TENDER
14813 | 4229310727800 | ANGLED SIDE ARM, FOR OMNI RETRACTOR (OR EQUIVALENT), REUSABLE | SURGICAL INSTRUMENT TENDER
14814 | 4229310727900 | BLADE HOLDER,SNAP CLAMP, FOR OMNI RETRACTOR (OR EQUIVALENT), ASSORTED SHAPES AND TYPES, REUSABLE | SURGICAL INSTRUMENT TENDER
14815 | 4229310728000 | WITH KNOB FOR OMNI RETRACTOR, (OR EQUIVALENT), REUSABLE | SURGICAL INSTRUMENT TENDER
14816 | 4229310728100 | DOUBLE CLAMP POST, FOR OMNI RETRACTOR (OR EQUIVALENT) REUSABLE | SURGICAL INSTRUMENT TENDER
14817 | 4229310728200 | BLADE, FINGER FENCE, FOR OMNI RETRACTOR, (OR EQUIVALENT), REUSABLE | SURGICAL INSTRUMENT TENDER
14818 | 4229310728300 | CROSS BAR, HINGED, FOR OMNI RETRACTOR (OR EQUIVALENT), REUSABLE | SURGICAL INSTRUMENT TENDER
14819 | 4229310728400 | EXTENSION ARM, HINGED, FOR OMNI RETRACTOR (OR EQUIVALENT), REUSABLE | SURGICAL INSTRUMENT TENDER
14820 | 4229310728500 | BLADE, KELLY, SWIVEL FOR OMNI RETRACTOR, (OR EQUIVALENT), ASSORTED SIZES, REUSABLE | SURGICAL INSTRUMENT TENDER
14821 | 4229310728600 | CROSS BAR, STANDARD, FOR OMNI RETRACTOR (OR EQUIVALENT), REUSABLE | SURGICAL INSTRUMENT TENDER
14822 | 4229310728700 | SUPPORT ARM, FOR OMNI RETRACTOR (OR EQUIVALENT), REUSABLE | SURGICAL INSTRUMENT TENDER
14823 | 4229310728900 | BLADE, MALLEABLE SLOTTED, SWIVEL, FOR OMNI RETRACTOR (OR EQUIVALENT), WIDTH SIZE: 1 - 2 CM, ASSORTED LENGTHS, REUSABLE | SURGICAL INSTRUMENT TENDER
14824 | 4229310729000 | BLADE MAYO SWIVEL FOR OMNI RETRACTOR (OR EQUIVALENT) WIDTH SIZE: 5 CM ASSORTED LENGTHS REUSABLE | SURGICAL INSTRUMENT TENDER
14825 | 4229310729100 | BLADE MAYO SWIVEL FOR OMNI RETRACTOR (OR EQUIVALENT) SIZE: 8.9 X 7 CM REUSABLE | SURGICAL INSTRUMENT TENDER
14826 | 4229310729200 | FRAME ARM, FOR OMNI RETRACTOR (OR EQUIVALENT), SMALL, PAIR, REUSABLE | SURGICAL INSTRUMENT TENDER
14827 | 4229310729300 | FRAME ARM, FOR OMNI RETRACTOR (OR EQUIVALENT), STANDARD, PAIR, REUSABLE | SURGICAL INSTRUMENT TENDER
14828 | 4229310729400 | RETRACTOR, SCAPULA, DAVIDSON/FENESTRATED, DEPTH 75 - 80 MM, WIDTH 54 MM, TOTAL LENGTH 19 -20 CM, STAINLESS STEEL, REUSABLE | SURGICAL INSTRUMENT TENDER
14829 | 4229310729600 | T-HANDLE , FOR THOMPSON RETRACTOR, (OR EQUIVALENT), REUSABLE | SURGICAL INSTRUMENT TENDER
14830 | 4229310729800 | BILATERAL CROSSBAR, HINGED, FOR THOMPSON RETRACTOR, REUSABLE | SURGICAL INSTRUMENT TENDER
14831 | 4229310729900 | CAM JOINT, FOR THOMPSON RETRACTOR, (OR EQUIVALENT), REUSABLE | SURGICAL INSTRUMENT TENDER
14832 | 4229310730000 | CLIP-ON CAM HANDLE, FOR THOMPSON RETRACTOR, ASSORTED SIZES REUSABLE | SURGICAL INSTRUMENT TENDER
14833 | 4229310730100 | ELITE RAIL CLAMP, FOR THOMPSON RETRACTOR, WITH CAM JOINTS, ASSORTED SIZES, REUSABLE | SURGICAL INSTRUMENT TENDER
14834 | 4229310730400 | S-LOCK MICRO ADJUSTMENT CLIP, FOR THOMPSON RETRACTOR, ANGLING and NON-ANGLING, (OR EQUIVALENT), ASSORTED LENGTH, REUSABLE | SURGICAL INSTRUMENT TENDER
14835 | 4229310730500 | ANGLED LATERAL ARM, FOR THOMPSON RETRACTOR, ASSORTED SIZES, REUSABLE | SURGICAL INSTRUMENT TENDER
14836 | 4229310731000 | BLADE, BALFOUR, FOR THOMPSON RETRACTOR, ASSORTED SIZES, REUSABLE | SURGICAL INSTRUMENT TENDER
14837 | 4229310731500 | BLADE, HARRINGTON, FOR THOMPSON RETRACTOR, ASSORTED SIZES, REUSABLE | SURGICAL INSTRUMENT TENDER
14838 | 4229310731600 | BLADE, KELLY, FOR THOMPSON RETRACTOR, ASSORTED SIZES, REUSABLE | SURGICAL INSTRUMENT TENDER
14839 | 4229310732000 | BLADE, MALLEABLE, FOR THOMPSON RETRACTOR, ASSORTED SIZE, REUSABLE | SURGICAL INSTRUMENT TENDER
14840 | 4229310732600 | BLADE, MALLEABLE FINGER, FOR THOMPSON RETRACTOR, ASSORTED SIZES, REUSABLE | SURGICAL INSTRUMENT TENDER
14841 | 4229310732700 | BLADE, RICHARDSON, FOR THOMPSON RETRACTOR, ASSORTED SIZES, (OR EQUIVALENT), REUSABLE | SURGICAL INSTRUMENT TENDER
14842 | 4229310732800 | RIB SPREADER, FLIP-OVER STYLE, SIZE L, 18 MM 55 MM 90 MM 85 MM, REUSABLE | SURGICAL INSTRUMENT TENDER
14843 | 4229310732900 | RIB SPREADER, FLIP-OVER STYLE, SIZE M, 18 MM 45 MM 90 MM 100 MM, REUSABLE | SURGICAL INSTRUMENT TENDER
14844 | 4229310733000 | RIB SPREADER, FLIP-OVER STYLE, SIZE S, 18 MM 45 MM 80 MM 90 MM, REUSABLE | SURGICAL INSTRUMENT TENDER
14845 | 4229310733100 | RIB SPREADER, FLIP-OVER STYLE, SIZE XS, 16 MM 30 MM 65 MM 75 MM, REUSABLE | SURGICAL INSTRUMENT TENDER
14846 | 4229310733200 | RETRACTOR, FISH HOOK, STAINLESS STEEL, ASSORTED SIZES AS PER HOSPITAL REQUEST, DISPOSABLE, STERILE | NEUROSCIENCES CONSUMABLES SUPPLEMENTARY
14847 | 4229310733700 | FRAME, WITH STAINLESS INSERTS, FOR OCTOBASE RETRACTOR, REUSABLE | SURGICAL INSTRUMENT TENDER
14848 | 4229310733800 | BLADE, FIXED, STANDARD FOR OCTOBASE RETRACTOR, REUSABLE | SURGICAL INSTRUMENT TENDER
14849 | 4229310733900 | BLADE, FIXED DEEP, FOR OCTOBASE RETRACTOR, REUSABLE | SURGICAL INSTRUMENT TENDER
14850 | 4229310734000 | BLADE, SWIVEL, STANDARD, FOR OCTOBASE RETRACTOR, REUSABLE | SURGICAL INSTRUMENT TENDER
14851 | 4229310734100 | BLADE, SWIVEL DEEP, FOR OCTOBASE RETRACTOR, REUSABLE | SURGICAL INSTRUMENT TENDER
14852 | 4229310734200 | BLADE MAYO SWIVEL FOR OMNI RETRACTOR (OR EQUIVALENT) WIDTH SIZE: 2.5 CM ASSORTED LENGTHS REUSABLE | SURGICAL INSTRUMENT TENDER
14853 | 4229310734300 | BLADE, RAKE, SWIVEL, FOR OMNI RETRACTOR, (OR EQUIVALENT), ASSORTED SIZES, REUSABLE | SURGICAL INSTRUMENT TENDER
14854 | 4229310734400 | BLADE, RICHARDSON, SWIVEL, FOR OMNI RETRACTOR, (OR EQUIVALENT), ASSORTED SIZES, REUSABLE | SURGICAL INSTRUMENT TENDER
14855 | 4229310734800 | BLADE, DEAVER, FOR THOMPSON RETRACTOR, ASSORTED SIZES, REUSABLE | SURGICAL INSTRUMENT TENDER
14856 | 4229310735300 | INSERTION TOOL, FOR PENILE PROSTHESIS, REUSABLE | SURGICAL INSTRUMENT TENDER
14857 | 4229310800100 | TISSUE STABILIZER, FOR MINIMAL INVASIVE SURGERY, DISPOSABLE, STERILE | CARDIOVASCULAR SURGERY CONSUMABLES
14858 | 4229310801200 | BLADE, STERNAL, FOR OMNI RETRACTOR (OR EQUIVALENT), SIZE, 7.6CM X 7.6CM, REUSABLE | SURGICAL INSTRUMENT TENDER
14859 | 4229310801900 | STABILIZER ATTACHMENT, SUCTION, SHAFT CONNECTION, COMPATIBLE WITH FLEX STABILIZER, DISPOSABLE, STERILE | CARDIOVASCULAR SURGERY CONSUMABLES
14860 | 4229310802000 | THREE UNIVERSAL STABILIZER ARMS TO DELIVER ATRAUMATIC POSITIONING AND RETRACTION DURING A VARIETY OF SURGICAL PROCEDURES WHERE A PERSON’S HAND IS TRADITIONALLY NEEDED, STERILE | CARDIOVASCULAR SURGERY CONSUMABLES
14861 | 4229313300400 | FIELD POST, FOR OMNI RETRACTOR (OR EQUIVALENT), ASSORTED TYPES AND SHAPES, REUSABLE | SURGICAL INSTRUMENT TENDER
14862 | 4229313300800 | OBADIA C-RING RETRACTOR FOR MINI-THORACOTOMY DIAMETER=250MM MAX OPENING : 100MM WITHOUT BLADES (OR EQUIVALENT) REUSABLE | SURGICAL INSTRUMENT TENDER
14863 | 4229313301200 | BLADE, HARRINGTON, FOR BOOKWALTER RETRACTOR, ASSORTED SIZES, (OR EQUIVALENT), REUSABLE | SURGICAL INSTRUMENT TENDER
14864 | 4229313301300 | FRAME, FOR INTERCOSTAL THORACCESS MINIMAL INVASIVE RETRACTOR, WITH 3D ARM AND WIRE HOOK, STAINLESS STEEL, REUSABLE | SURGICAL INSTRUMENT TENDER
14865 | 4229313301500 | FIELD POST TABLE FOR BOOKWALTER RETRACTOR ASSORTED SIZES (OR EQUIVALENT) REUSABLE | SURGICAL INSTRUMENT TENDER
14866 | 4229313301600 | BLADE, MALLEABLE, BLADE 3.8 X 15 CM, FOR BOOKWALTER RETRACTOR (OR EQUIVALENT), REUSABLE | SURGICAL INSTRUMENT TENDER
14867 | 4229313301700 | BLADE, MALLEABLE, BLADE 5 X ( 15 - 25 ) CM, FOR BOOKWALTER RETRACTOR (OR EQUIVALENT), REUSABLE | SURGICAL INSTRUMENT TENDER
14868 | 4229313301800 | BLADE, MALLEABLE, BLADE 7.6 X ( 15 - 26 ) CM, FOR BOOKWALTER RETRACTOR (OR EQUIVALENT), REUSABLE | SURGICAL INSTRUMENT TENDER
14869 | 4229313301900 | RING, SEGMENTED, ROUND/ CIRCLE, 1 PAIR, FOR BOOKWALTER RETRACTOR, ASSORTED SIZES, (OR EQUIVALENT), REUSABLE | SURGICAL INSTRUMENT TENDER
14870 | 4229313302000 | MITRAL RETRACTOR FRAME, OBADIA, FLEXIBLE FOR MINIMAL INVASIVE (OR EQUIVALENT), REUSABLE | SURGICAL INSTRUMENT TENDER
14871 | 4229313302100 | POST COUPLER, FOR BOOKWALTER RETRACTOR, (OR EQUIVALENT), REUSABLE | SURGICAL INSTRUMENT TENDER
14872 | 4229313302200 | BAR HORIZONTAL FOR BOOKWALTER RETRACTOR (OR EQUIVALENT) REUSABLE | SURGICAL INSTRUMENT TENDER
14873 | 4229313302400 | SELF-RETAINING STABILITY FRAME FOR MINI STERNOTOMY RETRACTOR IMA (INTERNAL MAMMARY ARTERY) REUSABLE | SURGICAL INSTRUMENT TENDER
14874 | 4229313302500 | RING, OVAL, FOR BOOKWALTER RETRACTOR, ASSORTED SIZES, (OR EQUIVALENT), REUSABLE | SURGICAL INSTRUMENT TENDER
14875 | 4229313302600 | BLADE, GELPI, FOR BOOKWALTER RETRACTOR (OR EQUIVALENT), REUSABLE | SURGICAL INSTRUMENT TENDER
14876 | 4229313302700 | STERNAL THORACCESS MINIMAL INVASIVE RETRACTOR FRAME, REUSABLE | SURGICAL INSTRUMENT TENDER
14877 | 4229313302800 | RING SEGMENTED STRAIGHT 1 PAIR FOR BOOKWALTER RETRACTOR ASSORTED SIZES(OR EQUIVALENT) REUSABLE | SURGICAL INSTRUMENT TENDER
14878 | 4229313303000 | TILTING RATCHET, FOR BOOKWALTER RETRACTOR, ASSORTED TYPES AND SHAPES, (OR EQUIVALENT), REUSABLE | SURGICAL INSTRUMENT TENDER
14879 | 4229313303100 | TWISTER RATCHET, FOR BOOKWALTER RETRACTOR, (OR EQUIVALENT), REUSABLE | SURGICAL INSTRUMENT TENDER
14880 | 4229313303200 | RIB SPREADER, YAN MINI BLADE, SMALL, SIZE 35 MM (+/- 5MM), REUSABLE | SURGICAL INSTRUMENT TENDER
14881 | 4229313303300 | RIB SPREADER, YAN MINI BLADE, MEDIUM, SIZE 45 MM (+/- 5MM), REUSABLE | SURGICAL INSTRUMENT TENDER
14882 | 4229313303400 | RIB SPREADER YAN MINI BLADE LARGE SIZE 55 MM (+/- 5MM) REUSABLE | SURGICAL INSTRUMENT TENDER
14883 | 4229313303500 | RETRACTOR/RIB SPREADER, YAN MINI-ACCESS FRAME, REUSABLE | SURGICAL INSTRUMENT TENDER
14884 | 4229313303600 | RING, ROUND, FOR BOOKWALTER RETRACTOR, ASSORTED SIZES, (OR EQUIVALENT), REUSABLE | SURGICAL INSTRUMENT TENDER
14885 | 4229313900100 | BLADE, SPLANCHNIC, SWIVEL, FOR OMNI RETRACTOR ,(OR EQUIVALENT) SIZE: 5CM X 11.4CM, REUSABLE | SURGICAL INSTRUMENT TENDER
14886 | 4229313900400 | BLADE, MALLEABLE SLOTTED, SWIVEL, FOR OMNI RETRACTOR (OR EQUIVALENT), WIDTH SIZE: 3.8 CM, ASSORTED LENGTHS, REUSABLE | SURGICAL INSTRUMENT TENDER
14887 | 4229313900500 | BLADE, DEAVER, SWIVEL, FOR OMNI RETRACTOR (OR EQUIVALENT), ASSORTED SIZES, REUSABLE | SURGICAL INSTRUMENT TENDER
14888 | 4229313900600 | BLADE, FENCE, SWIVEL, FOR OMNI RETRACTOR (OR EQUIVALENT), SIZE: 10.2 CM X 15.2 CM, REUSABLE | SURGICAL INSTRUMENT TENDER
14889 | 4229313900700 | BLADE, GROIN SWIVEL, FOR OMNI RETRACTOR, (OR EQUIVALENT), 3.8CM X 8.9CM, REUSABLE | SURGICAL INSTRUMENT TENDER
14890 | 4229313900800 | BLADE, HARRINGTON SWEETHEART, SWIVEL, FOR OMNI RETRACTOR, (OR EQUIVALENT) SIZE: 5CM X 12.7CM, REUSABLE | SURGICAL INSTRUMENT TENDER
14891 | 4229313901100 | BLADE, MAYO, SWIVEL, FOR OMNI RETRACTOR, (OR EQUIVALENT), SIZE: 7X5 CM, REUSABLE | SURGICAL INSTRUMENT TENDER
14892 | 4229313901200 | BLADE MAYO SWIVEL FOR OMNI RETRACTOR (OR EQUIVALENT) SIZE: 8.9 X 5 CM REUSABLE | SURGICAL INSTRUMENT TENDER
14893 | 4229313901500 | BLADE, RENAL,VIEN SWIVEL, RETRACTOR, OMNI (OR EQUIVALENT), FOR OMNI RETRACTOR (OR EQUIVALENT), WIDTH SIZE: 2.5 CM, ASSORTED LENGTHS, REUSABLE | SURGICAL INSTRUMENT TENDER
14894 | 4229313901700 | BLADE, MALLEABLE SLOTTED, SWIVEL, FOR OMNI RETRACTOR (OR EQUIVALENT), WIDTH SIZE: 5 CM, ASSORTED LENGTHS, REUSABLE | SURGICAL INSTRUMENT TENDER
14895 | 4229313901800 | BLADE, MALLEABLE SLOTTED, SWIVEL, FOR OMNI RETRACTOR (OR EQUIVALENT), WIDTH SIZE: 7.6 CM, ASSORTED LENGTHS, REUSABLE | SURGICAL INSTRUMENT TENDER
14896 | 4229313902700 | BLADE, HARRINGTON SWEETHEART, SWIVEL, FOR OMNI RETRACTOR, (OR EQUIVALENT) SIZE: 6.4CM X 17.8CM, REUSABLE | SURGICAL INSTRUMENT TENDER
14897 | 4229313902800 | BLADE, MALLEABLE, SWIVEL, MARSHALL BLADDER, FOR OMNI RETRACTOR (OR EQUIVALENT), SIZE: 7.6CM X 15.2CM, REUSABLE | SURGICAL INSTRUMENT TENDER
14898 | 4229313902900 | ADAMS MITRAL RETRACTOR, A : 97MM - B : 40MM STERNAL BLADES FOR ADAMS RETRACTOR RACK DOWN CONFIGURATION FOR CONVENTIONAL STERNOTOMY, REUSABLE | SURGICAL INSTRUMENT TENDER
14899 | 4229313903000 | ADAMS MITRAL RETRACTOR, A : 97MM - B : 50MM STERNAL BLADES FOR ADAMS RETRACTOR RACK DOWN CONFIGURATION FOR CONVENTIONAL STERNOTOMY, REUSABLE | SURGICAL INSTRUMENT TENDER
14900 | 4229313903100 | BLADE, STERNAL, 97X30MM FOR ADAMS RETRACTOR RACK DOWN CONFIGURATION, REUSABLE | SURGICAL INSTRUMENT TENDER
14901 | 4229313903200 | RETRACTOR, ADAMS MITRAL, FIXED ARM + MOBILE ARM + HANDLE FOR RACK DOWN, REUSABLE | SURGICAL INSTRUMENT TENDER
14902 | 4229313903300 | HOOK ADAMS MITRAL RETRACTOR LENGTH=265MM WIDTH=35MM DIAMETER=16MM REUSABLE | SURGICAL INSTRUMENT TENDER
14903 | 4229313903400 | HOOK LARGE FOR ADAMS MITRAL RETRACTOR LENGTH=250MM WIDTH=35MM DIAMETER=34MM REUSABLE | SURGICAL INSTRUMENT TENDER
14904 | 4229313903500 | HOOK LONG AND THIN ADAMS MITRAL RETRACTOR LENGTH=270MM WIDTH=20MM DIAMETER=34MM REUSABLE | SURGICAL INSTRUMENT TENDER
14905 | 4229313903600 | RAIL SYSTEM, ADAMS MITRAL RETRACTOR MEDIAL WITH SCREW FOR CLIPSABLE TRANSVERSE RAIL, REUSABLE | SURGICAL INSTRUMENT TENDER
14906 | 4229313903700 | HOOK MEDIUM FOR ADAMS MITRAL RETRACTOR LENGTH=250MM WIDTH=26MM DIAMETER=34MM REUSABLE | SURGICAL INSTRUMENT TENDER
14907 | 4229313903800 | ATTACHMENT, FOR ADAMS MITRAL RETRACTOR NON-DETACHABLE BRACKET FOR WIRE BLADE AND ROD WITH A 5MM DIAMETER, REUSABLE | SURGICAL INSTRUMENT TENDER
14908 | 4229313903900 | TRANSVERSE RAIL, ADAMS MITRAL RETRACTOR, FOR CLIPSABLE MEDIAL RAIL SYSTEM VERSION, REUSABLE | SURGICAL INSTRUMENT TENDER
14909 | 4229313904000 | DUBOST UP AND DOWN BLADES (PAIR), WIDTH 50 MM, DIAMETER 30 MM, COMPATIBLE WITH STERNAL THORACCESS MINIMAL INVASIVE RETRACTOR FRAME, REUSABLE | SURGICAL INSTRUMENT TENDER
14910 | 4229313904100 | DUBOST UP AND DOWN BLADES (PAIR), FOR STERNAL THORACCESS RETRACTOR, WIDTH 50 MM, DIAMETER 40 MM, COMPATIBLE WITH STERNAL THORACCESS MINIMAL INVASIVE RETRACTOR FRAME, REUSABLE | SURGICAL INSTRUMENT TENDER
14911 | 4229313904200 | DUBOST UP AND DOWN BLADES (PAIR), FOR STERNAL THORACCESS RETRACTOR, WIDTH 50 MM, DIAMETER 50 MM, COMPATIBLE WITH STERNAL THORACCESS MINIMAL INVASIVE RETRACTOR FRAME, REUSABLE | SURGICAL INSTRUMENT TENDER
14912 | 4229313904300 | RETRACTOR/RIB SPREADER, FINOCHIETTO, STAINLESS STEEL, SIZE: 38.0MM X 45.0MM X 142.0MM, REUSABLE | SURGICAL INSTRUMENT TENDER
14913 | 4229313904400 | RETRACTOR/RIB SPREADER, FINOCHIETTO, ALUMINIUM, SIZE: 31.0MM X 45.0MM X 210.0MM, REUSABLE | SURGICAL INSTRUMENT TENDER
14914 | 4229313904500 | RETRACTOR/RIB SPREADER, FINOCHIETTO, STAINLESS STEEL, SIZE: 70.0MM X 66.0MM X 222.0MM, REUSABLE | SURGICAL INSTRUMENT TENDER
14915 | 4229313904600 | OBADIA MITRAL 3D RETRACTOR SHORT USE FLEXIBLE BLADE FOR OBADIA RETRACTOR (OR EQUIVALENT), REUSABLE | SURGICAL INSTRUMENT TENDER
14916 | 4229313904700 | BLADE HANDLE, BEAVER, MINIMALLY INVASIVE, SUPPORTED WITH ANTISLIP GRIP, TOTAL LENGTH 33 - 34 CM, REUSABLE | SURGICAL INSTRUMENT TENDER
14917 | 4229313904800 | OBADIA MITRAL 3D RETRACTOR BLADE 40X50MM, FOR OBADIA RETRACTOR FOR FLEXIBLE BLADE (OR EQUIVALENT), REUSABLE | SURGICAL INSTRUMENT TENDER
14918 | 4229313904900 | OBADIA MITRAL 3D RETRACTOR BLADE 40X60MM, FOR OBADIA RETRACTOR FOR FLEXIBLE BLADE (OR EQUIVALENT), REUSABLE | SURGICAL INSTRUMENT TENDER
14919 | 4229313905000 | OBADIA MITRAL 3D RETRACTOR BLADE 40X70MM, FOR OBADIA RETRACTOR FOR FLEXIBLE BLADE (OR EQUIVALENT), REUSABLE | SURGICAL INSTRUMENT TENDER
14920 | 4229313905100 | SHORT USE SOFT INTERCOSTAL BLADES (PAIR) FOR OBADIA C-RING RETRACTOR, REUSABLE | SURGICAL INSTRUMENT TENDER
14921 | 4229313905200 | BLADE, STERNAL, 50X30MM FOR ADAMS RETRACTOR, RACK DOWN CONFIGURATION, REUSABLE | SURGICAL INSTRUMENT TENDER
14922 | 4229313905300 | BLADE, STERNAL, 50X40MM FOR ADAMS RETRACTOR, RACK DOWN CONFIGURATION, FOR MODERN STERNOTOMY, REUSABLE | SURGICAL INSTRUMENT TENDER
14923 | 4229313905400 | BLADE, STERNAL, 70X40MM FOR ADAMS RETRACTOR, RACK DOWN CONFIGURATION, FOR MODERN STERNOTOMY, REUSABLE | SURGICAL INSTRUMENT TENDER
14924 | 4229313905700 | BLADE, OBAIDA, FOR MINIMAL INVASIVE FLEXIBLE RETRACTOR 35MM X 30MM (OR EQUIVALENT), REUSABLE | SURGICAL INSTRUMENT TENDER
14925 | 4229313905800 | BLADE, OBAIDA, FOR MINIMAL INVASIVE FLEXIBLE RETRACTOR, 35MM X 40MM (OR EQUIVALENT), REUSABLE | SURGICAL INSTRUMENT TENDER
14926 | 4229313905900 | BLADE, OBAIDA, FOR MINIMAL INVASIVE FLEXIBLE RETRACTOR, 35MM X 50MM (OR EQUIVALENT), REUSABLE | SURGICAL INSTRUMENT TENDER
14927 | 4229313906200 | BLADE, U-SHAPE, FOR MINI STERNOTOMY RETRACTOR, IMA (INTERNAL MAMMARY ARTERY), 30 MM X 20 MM, REUSABLE | SURGICAL INSTRUMENT TENDER
14928 | 4229313906300 | BLADE, U-SHAPE, FOR MINI STERNOTOMY RETRACTOR, IMA (INTERNAL MAMMARY ARTERY), 50 MM X 20 MM, REUSABLE | SURGICAL INSTRUMENT TENDER
14929 | 4229313906500 | FORCEPS FOR FLEXIBLE BLADE FOR OBADIA RETRACTOR (OR EQUIVALENT), REUSABLE | SURGICAL INSTRUMENT TENDER
14930 | 4229313906600 | FORCEPS, FOR BLADE FOR OBADIA 3D ATRIAL RETRACTOR (OR EQUIVALENT), REUSABLE | SURGICAL INSTRUMENT TENDER
14931 | 4229313906700 | BAR FLEX HORIZONTAL FOR BOOKWALTER RETRACTOR (OR EQUIVALENT) REUSABLE | SURGICAL INSTRUMENT TENDER
14932 | 4229313906800 | BLADES, 36 MM X 30 MM, COMPATIBLE WITH INTERCOSTAL THORACCESS MIS FRAME, 3D ARM AND WIRE HOOK, REUSABLE | SURGICAL INSTRUMENT TENDER
14933 | 4229313906900 | BLADES, 36 MM X 40 MM, COMPATIBLE WITH INTERCOSTAL THORACCESS MIS FRAME, 3D ARM AND WIRE HOOK, REUSABLE | SURGICAL INSTRUMENT TENDER
14934 | 4229313907000 | BLADES, 36 MM X 50 MM, COMPATIBLE WITH INTERCOSTAL THORACCESS MIS FRAME, 3D ARM AND WIRE HOOK, REUSABLE | SURGICAL INSTRUMENT TENDER
14935 | 4229313907100 | BLADE, KELLY, BLADE 5 X 6 - 8 CM, FOR BOOKWALTER RETRACTOR (OR EQUIVALENT), REUSABLE | SURGICAL INSTRUMENT TENDER
14936 | 4229313907200 | BLADE, KELLY, BLADE 5 X( 10 - 11 ) CM, FOR BOOKWALTER RETRACTOR (OR EQUIVALENT), REUSABLE | SURGICAL INSTRUMENT TENDER
14937 | 4229313907300 | BLADE, KELLY, BLADE 5 X ( 12 - 13 ) CM, FOR BOOKWALTER RETRACTOR (OR EQUIVALENT), REUSABLE | SURGICAL INSTRUMENT TENDER
14938 | 4229313907400 | BLADE KELLY BLADE 5 X 15 - 20 CM FOR BOOKWALTER RETRACTOR (OR EQUIVALENT) REUSABLE | SURGICAL INSTRUMENT TENDER
14939 | 4229313908000 | SPECIAL VALVE RETRACTOR ATTACHMENT, WITH 2 SIDE EXTENSIONS, COMPATIBLE WITH COSGROVE MITRAL RETRACTOR, REUSABLE | SURGICAL INSTRUMENT TENDER
14940 | 4229330100000 | DISTRACTOR MANDIBULAR (BODY AND RAMUS) INTRAORAL DEVICE TITANIUM RIGHT ADULT MINI PLATE AND SCREWS (5 7 9 AND 11MM).. | SUPPLEMENTARY DENTAL SUPPLIES
14941 | 4229330100100 | DISTRACTOR MANDIBULAR SEGMENT TRANSPORT DEVICE (RIGHT AND LEFT).. | SUPPLEMENTARY DENTAL SUPPLIES
14942 | 4229330100600 | DISTRACTOR TRANSVERSE PALATAL DEVICE DIFFERENT LENGTHS.. | SUPPLEMENTARY DENTAL SUPPLIES
14943 | 4229330100800 | DISTRACTOR TITANIUM MINI PLATE TRANSPORT SEGMENT AND RECONSTRUCTIVE PLAT FOR LOWER SEGMENT FOR INTRAORAL DEVICE TITANIUM FOR VERTICAL ALVEOLAR RIDGE DISTRACTION: MINIPLATE AND SCREWS (5 7 9MM) LENGTH OF DISTRACTOR (20-25MM).. | SUPPLEMENTARY DENTAL SUPPLIES
14944 | 4229330100900 | DISTRACTOR TITANIUM MINI PLATE INTRAORAL DEVICE FOR VERTICAL ALVEOLAR RIDGE DISTRACTION MINI PLATE AND SCREWS (5 7 9MM) LENGTH OF DISTRACTOR (10-15MM).. | SUPPLEMENTARY DENTAL SUPPLIES
14945 | 4229330101000 | DISTRACTOR MANDIBULAR EXTRAORAL THREE DIMENSION DEVICE TITANIUM (SIZE/TYPE TO BE SPECIFIED).. | SUPPLEMENTARY DENTAL SUPPLIES
14946 | 4229330101100 | DISTRACTOR MANDIBULAR EXTRAORAL TWO DIMENSION DEVICE TITANIUM (SIZE/TYPE TO BE SPECIFIED).. | SUPPLEMENTARY DENTAL SUPPLIES
14947 | 4229330101300 | DISTRACTOR MIDFACE LEFORT THREE AND MONOBLOC RIGHT DEVICE.. | SUPPLEMENTARY DENTAL SUPPLIES
14948 | 4229330101500 | DISTRACTOR TITANIUM MICRO PLATE INTRAORAL DEVICE FOR VERTICAL ALVEOLAR RIDGE DISTRACTION MICRO PLATES AND SCREWS (5 7 9MM) LENGTH O F DISTRACTOR (10-15MM).. | SUPPLEMENTARY DENTAL SUPPLIES
14949 | 4229330102000 | DISTRACTOR MANDIBULAR EXTRAORAL KIT TITANIUM (PATIENT SCREWDRIVER SCREWDRIVER DRILL BIT PLATE HOLDER AND POSITIONER MODELLING PLIER).. | SUPPLEMENTARY DENTAL SUPPLIES
14950 | 4229330102400 | DISTRACTOR MAXILLARY EXTRAORAL KIT TITANIUM (PATIENT SCREWDRIVER SCREWDRIVER DRILL BIT PLATE HOLDER AND POSITIONER MODELLING PLIER).. | SUPPLEMENTARY DENTAL SUPPLIES
14951 | 4229330102600 | DISTRACTOR RAMUS TRANSPORT DISTRACTOR WIDTH DIFFERENT LENGTH RAMUS TRANSPORT DISTRACTOR WITH EXCHANGEABLE FOOT PLATE DISTRACTION LENGTH UP TO 30MM WITH CONSOLIDATION PLATE TO STABILIZE THE BONE AFTER END OF ACTIVE DISTRACTION PERIOD WITH DETACHABLE FLEXIBLE ACTIVATORS IN LENGTH 30MM 40MM 50MM.. | SUPPLEMENTARY DENTAL SUPPLIES
14952 | 4229330103100 | SCREWS FOR EXTRAORAL DISTRACTOR (ASSORTED SIZE AND DIAMETER).. | SUPPLEMENTARY DENTAL SUPPLIES
14953 | 4229330103200 | TITANIUM PINS FOR INTRAORAL DISTRACTOR (SIZE/TYPE TO BE SPECIFIED).. | SUPPLEMENTARY DENTAL SUPPLIES
14954 | 4229330103300 | ADULT FEMORAL DISTRACTOR COMPLETE SET WITH 20 PINS ASSORTED SIZE S WITH GRAPHIC TRAY AND BOX, ORTHOPEDIC | ORTHOPEDIC & SPINAL SUPPLIES
14955 | 4229330103400 | CERVICAL DISTRACTOR SYSTEM WITH ALL NECESSARY PARTS (INCLUDES TWO DRILL GUIDES HINGED LEFT AND RIGHT DISTRACTOR FOR ONE LEVEL TWO SCREW DRIVER S TWO TWIST DRILLS 20 DISTRACTION SCREW S (12 MM) 20 DISTRACTION SCREW S (14 MM) 6 DISTRACTION SCREW S (16 MM) SPINAL | ORTHOPEDIC & SPINAL SUPPLIES
14956 | 4229330103600 | COMPLETE LATERAL HIP DISTRACTOR, FOR HIP ARTHROSCOPY, WITH ALL RELATED ACCESSORIES, REUSABLE | ORTHOPEDIC & SPINAL SUPPLIES
14957 | 4229330103700 | DISTRACTOR ALVEOLAR (VERTICAL) INTRAORAL STANDARD KIT (PATIENT SCREWDRIVER SCREWDRIVER DRILL BIT PLATE HOLDER AND POSITIONER MODELLING PLIER).. | SUPPLEMENTARY DENTAL SUPPLIES
14958 | 4229330103800 | DISTRACTOR MAXILLARY INTRAORAL DEVICE TITANIUM MINI PLATE (UNIDIRECTIONAL) RIGHT AND LEFT WITH SCREWS (5 7 9MM).. | SUPPLEMENTARY DENTAL SUPPLIES
14959 | 4229330104100 | DISTRACTOR MANDIBULAR TRANSVERSE MIDLINE.. | SUPPLEMENTARY DENTAL SUPPLIES
14960 | 4229330104200 | DISTRACTOR MAXILLARY INTRAORAL KIT (PATIENT SCREWDRIVER SCREWDRIVER DRILL BIT PLATE HOLDER AND POSITIONER MODELLING PLIER).. | SUPPLEMENTARY DENTAL SUPPLIES
14961 | 4229330104400 | DISTRACTOR MIDFACE EXTRAORAL KIT (PATIENT SCREWDRIVER SCREWDRIVER DRILL BIT PLATE HOLDER AND POSITIONER MODELLING PLIER).. | SUPPLEMENTARY DENTAL SUPPLIES
14962 | 4229330104500 | DISTRACTOR TITANIUM MINI PLATE INTRAORAL DEVICE FOR VERTICAL ALVEOLAR RIDGE DISTRACTION MINI PLATE AND SCREWS (5 7 9MM) LENGTH OF DISTRACTOR (15-20MM).. | SUPPLEMENTARY DENTAL SUPPLIES
14963 | 4229330104600 | DISTRACTOR MIDFACE EXTRAORAL DEVICE.. | SUPPLEMENTARY DENTAL SUPPLIES
14964 | 4229330104700 | DISTRACTOR MANDIBULAR (BODY AND RAMUS) INTRAORAL DEVICE TITANIUM LEFT ADULT MINI PLATE AND SCREWS (5 7 9 AND 11MM).. | SUPPLEMENTARY DENTAL SUPPLIES
14965 | 4229330104800 | DISTRACTOR MANDIBULAR TRANSVERSE MIDLINE KIT (PATIENT SCREWDRIVER SCREWDRIVER DRILL BIT PLATE HOLDER AND POSITIONER MODELLING PLIER).. | SUPPLEMENTARY DENTAL SUPPLIES
14966 | 4229330105300 | DISTRACTOR, FOR PEDIATRIC LIMB RECONSTRUCTION LENGTHENING SYSTEM, ASSORTED SIZES | ORTHOPEDIC & SPINAL SUPPLIES
14967 | 4229330300100 | SPECULUM, COTTLE NASAL/SEPTUM, LONG NARROW TAPERED BLADES 70 - 80MM, REUSABLE | SURGICAL INSTRUMENT TENDER
14968 | 4229330300200 | SPECULUM, VAGINAL, DOYEN, STAINLESS STEEL, SIZE: 115 X 45MM, REUSABLE | SURGICAL INSTRUMENT TENDER
14969 | 4229330400100 | BONES SPREADER WITH ANGLED THIN BLADES.. | SUPPLEMENTARY DENTAL SUPPLIES
14970 | 4229330400200 | LAMINAR SPREADER LARGE, SPINAL | ORTHOPEDIC & SPINAL SUPPLIES
14971 | 4229330400300 | LAMINAR SPREADER SMALL, SPINAL | ORTHOPEDIC & SPINAL SUPPLIES
14972 | 4229330400600 | HOOK, FISCH DURA, LENGTH 16 CM TO 20 CM | EAR, NOSE & THROAT SUPPLIES (ENT)
14973 | 4229330400700 | FISCH GLOMUS RETRACTOR (INFRATEMPORAL FOSSA RETRACTOR), SIZE 21 X 16 CM | EAR, NOSE & THROAT SUPPLIES (ENT)
14974 | 4229330400800 | SPREADER, VOCAL CORD WITH RATCHET AND CLEANING CONNECTOR, LENGTH 24CM | EAR, NOSE & THROAT SUPPLIES (ENT)
14975 | 4229340000000 | CUP EFFICIENT TO GUIDE COLPOTOMY DURING TOTAL LAPAROSCOPIC HYSTERECTOMY AND PREVENT LOSS OF PNEUMOPERITONEUM DURING AND AFTER COLPOTOMY WITH FREE HANDLE ASSORTED SIZES STERILE DISPOSABLE.. | SUPPLEMENTARY GEN.CONS SURG SUT,LAP,ROB
14976 | 4229340400000 | KNOT PUSHER FINGER EXTENSION LENGTH=50MM REUSABLE | SURGICAL INSTRUMENT TENDER
14977 | 4229340400100 | KNOT PUSHER MINIMALLY INVASIVE LENGTH=360MM DIAMETER=5MM REUSABLE | SURGICAL INSTRUMENT TENDER
14978 | 4229340400200 | KNOT PUSHER MINIMALLY INVASIVE POLYMER TIP WITH ADJUSTABLE LENGTHL MIN : 290MM L MAX : 360MM REUSABLE | SURGICAL INSTRUMENT TENDER
14979 | 4229340400300 | PUSHER, MINIMALLY INVASIVE KNOT, LENGTH 35 - 36 CM, DIAMETER 5MM, REUSABLE | SURGICAL INSTRUMENT TENDER
14980 | 4229340600200 | COMPLETE SUPINE HIP DISTRACTOR, FOR HIP ARTHROSCOPY, WITH ALL RELATED ACCESSORIES, REUSABLE | ORTHOPEDIC & SPINAL SUPPLIES
14981 | 4229340604600 | CLIP FOR BUNDLE RING TO GROUP THE INSTRUMENT MEDIUM. | STERILIZATION SUPPLIES (CSSD) CONSUMABLE
14982 | 4229340604700 | CLIP FOR BUNDLE RING TO GROUP THE INSTRUMENT SMALL. | STERILIZATION SUPPLIES (CSSD) CONSUMABLE
14983 | 4229340605600 | HEART POSITIONERS, IMPROVED CLAMP DESIGN PROVIDES INCREASED STABILITY OF THE POSITIONER ON THE RETRACTOR, CLAMP CAN BE APPLIED TO THE RETRACTOR, DISPOSABLE, STERILE | CARDIOVASCULAR SURGERY CONSUMABLES
14984 | 4229340605700 | POSITIONER ATTACHMENT, SUCTION, SHAFT CONNECTION, DISPOSABLE, STERILE | CARDIOVASCULAR SURGERY CONSUMABLES
14985 | 4229340700000 | SPECULUM CUSCO VAGINAL INDIVIDUALLY PACKED SIZE: LARGE DISPOSABLE.. | SUPPLEMENTARY GENERAL CONSUMABLES
14986 | 4229340700500 | DILATION BALLOON FOR NEPHROSTOMY TRACT WITH RADIOPAQUE MARKERS THE FUNCTIONAL DILATING PORTION IS 15CM IN LENGTH AND DIAMETER OF 10 MM BURST PRESSURE 20 ATM CATHETER IS 6 FRENCH AND 55 CM LENGTH WITH GUIDE WIRE OF 0.038 INCH WITH TFE SHEATH AND INFLATION DEVICE DISPOSABLE STERILE.. | SUPPLEMENTARY GENERAL CONSUMABLES
14987 | 4229340700600 | SPECULUM CUSCO VAGINAL INDIVIDUALLY PACKED SIZE: SMALL DISPOSABLE.. | SUPPLEMENTARY GENERAL CONSUMABLES
14988 | 4229340701400 | SET URETERIC DILATOR HYDROPHILIC LENGTH APPROXIMATELY 60 - 70 CM FROM 6 CH TO 10 CH DISPOSABLE STERILE.. | SUPPLEMENTARY GENERAL CONSUMABLES
14989 | 4229340702200 | EARTIP ADULT OTOSCOPE SPECULA - SIZE 4.5, DISPOSABLE, OR EQUIVALENT | EAR, NOSE & THROAT SUPPLIES (ENT)
14990 | 4229340702300 | SPECULUM CUSCO VAGINAL INDIVIDUALLY PACKED SIZE: MEDIUM WITH BUILT IN LIGHT SOURCE DISPOSABLE. | SUPPLEMENTARY GENERAL CONSUMABLES
14991 | 4229340702400 | HYDROPHILIC COATING URETERIC BALLOON DILATOR 7 FR TAPERED TIP WITH GUIDE WIRE 0.038 INCH RADIO-OPAQUE MARKERS AT BOTH END OF THE BALLOON BURST PRESSURE 20ATM INFLATED BALLOON DIAMETER 6 - 7 MM AND LENGTH 6 CM / WITH INFLATION DEVICE DISPOSABLE STERILE... | SUPPLEMENTARY GENERAL CONSUMABLES
14992 | 4229340702500 | HYDROPHILIC COATING URETERIC BALLOON DILATOR 5 FR TAPERED TIP WITH GUIDE WIRE 0.038 INCH RADIO-OPAQUE MARKERS AT BOTH END OF THE BALLOON BURST PRESSURE 20 ATM INFLATED BALLOON DIAMETER 4 - 5 MM AND LENGTH 4 / CM WITH INFLATION DEVICE DISPOSABLE STERILE... | SUPPLEMENTARY GENERAL CONSUMABLES
14993 | 4229341000000 | EXTERNAL CONTROL UNIT WITH ALL RELATED CONNECTION, FOR INTRAMEDULLARY EXPANDABLE NAIL FIXATION | ORTHOPEDIC & SPINAL SUPPLIES
14994 | 4229341400000 | SET, COMPLETE INSTRUMENTATION FOR FEMUR DYNAMIC AND CONDYLAR TITANIUM HIP SCREW | ORTHOPEDIC & SPINAL SUPPLIES
14995 | 4229350000000 | IRRIGATION TUBE FOR CARDIAC ELECTROPHYSIOLOGY IRRIGATION CATHETER. | INTERVENTIONAL RADIO,CARDIAC CATH
14996 | 4229350104400 | NEEDLE, RETROBULBAR, ATKINSON, 23G X 1-1/2IN, STRAIGHT SHAFT, STERILE | OPHTHALMOLOGY SUPPLIES
14997 | 4229350105000 | CANNULA, 27 G, NUCLEUS HYDRODISSECTION, BEVELED TIP ANGLED, 8 MM, STERILE | OPHTHALMOLOGY SUPPLIES SUPPLEMENTARY
14998 | 4229350106200 | SUCTION TUBE, WITH CUT-OFF HOLE AND STYLET, LUER, WORKING LENGTH 15 CM, 2.5 MM, SPINAL | ORTHOPEDIC & SPINAL SUPPLIES
14999 | 4229350106400 | CANNULA, SUCTION FUKUSHIMA TAPERED TEAR DROP, ASSORTED SIZES | EAR, NOSE & THROAT SUPPLIES (ENT)
15000 | 4229350106600 | TUBE, INSULATED SUCTION COAGULATOR, LENGTH 21CM, FOR LARYNGOLOGY | EAR, NOSE & THROAT SUPPLIES (ENT)
15001 | 4229350106700 | TUBE, INSULATED SUCTION COAGULATOR, LENGTH 23CM, FOR LARYNGOLOGY | EAR, NOSE & THROAT SUPPLIES (ENT)
15002 | 4229350106800 | TUBE, INSULATED SUCTION COAGULATOR, LENGTH 30-36CM, FOR LARYNGOLOGY | EAR, NOSE & THROAT SUPPLIES (ENT)
15003 | 4229350106900 | TUBE, SUCTION BARON, LENGTH 10 CM, ASSORTED DIAMETERS, REUSABLE | EAR, NOSE & THROAT SUPPLIES (ENT)
15004 | 4229350107200 | TUBE, SUCTION BARON, LENGTH 7.5 CM, ASSORTED DIAMETERS, REUSABLE | EAR, NOSE & THROAT SUPPLIES (ENT)
15005 | 4229350107300 | SUCTION STRAIGHT FOR MINIMALLY INVASIVE WITH ANTISLIP GRIP BLUE COLOR 260 - 280 MM REUSABLE | SURGICAL INSTRUMENT TENDER
15006 | 4229350107500 | SUCTION TUBE, MINIMALLY INVASIVE, LENGTH 26 CM, DOUBLE CURVED, REUSABLE | SURGICAL INSTRUMENT TENDER
15007 | 4229350107700 | CANNULA, HEPARIN SUCTION NEEDLE, DIAMETER 3 MM, LENGTH 4 - 5 CM, REUSABLE | SURGICAL INSTRUMENT TENDER
15008 | 4229350107800 | SUCTION AND IRRIGATION TUBE, W/ LATERAL HOLES, ANTI-REFLEX SURFACE, W/ TWO-WAY STOPCOCK FOR SINGLE-HAND CONTROL, SIZE 5 MM, LENGTH 36 CM, REUSABLE | SURGICAL INSTRUMENT TENDER
15009 | 4229350107900 | SUCTION CANNULA, CUSHING-CAIRNS STRAIGHT, TOTAL LENGTH 110 MM, WORKING LENGTH 95 MM, DIAMETER 2,3 MM, BLUNT GRADUATED, REUSABLE | SURGICAL INSTRUMENT TENDER
15010 | 4229350108100 | SUCTION, DEBAKEY CANNULA, DIAMETER 3.0MM, TOTAL LENGTH 27 - 28 CM, REUSABLE | SURGICAL INSTRUMENT TENDER
15011 | 4229350108200 | SUCTION DISSECTOR, GORNEY, TOTAL LENGTH 18 CM, REUSABLE | SURGICAL INSTRUMENT TENDER
15012 | 4229350110500 | TUBE, SUCTION, FERGUSSON, DIAMETER 5MM, WORKING LENGTH 110 MM,TOTAL LENGTH 190 - 200MM, REUSABLE | SURGICAL INSTRUMENT TENDER
15013 | 4229350110700 | TUBE, SUCTION AND IRRIGATION, WITHOUT PLUNGER VALVE, DIAMETER 5 MM, TOTAL LENGTH 30 - 34 CM, REUSABLE | SURGICAL INSTRUMENT TENDER
15014 | 4229350110900 | TUBE SUCTION, BARON 3FR, REUSABLE | SURGICAL INSTRUMENT TENDER
15015 | 4229350115300 | TUBE, SUCTION, FERGUSSON, DIAMETER 1.5MM, WORKING LENGTH 110 MM,TOTAL LENGTH 190 - 200MM, REUSABLE | SURGICAL INSTRUMENT TENDER
15016 | 4229350115400 | TUBE, SUCTION, FERGUSSON, DIAMETER 1.5MM, WORKING LENGTH 130 MM,TOTAL LENGTH 210 - 220MM, REUSABLE | SURGICAL INSTRUMENT TENDER
15017 | 4229350115500 | TUBE, SUCTION, FERGUSSON, DIAMETER 1.5MM, WORKING LENGTH 160 MM, TOTAL LENGTH 240 - 250MM, REUSABLE | SURGICAL INSTRUMENT TENDER
15018 | 4229350115600 | TUBE, SUCTION, FERGUSSON, DIAMETER 1.5MM, WORKING LENGTH 200 MM, TOTAL LENGTH 275 - 285MM, REUSABLE | SURGICAL INSTRUMENT TENDER
15019 | 4229350115800 | TUBE, SUCTION, FERGUSSON, DIAMETER 2MM, WORKING LENGTH 110 MM,TOTAL LENGTH 190 - 200MM, REUSABLE | SURGICAL INSTRUMENT TENDER
15020 | 4229350115900 | TUBE, SUCTION, FERGUSSON, DIAMETER 2MM, WORKING LENGTH 130 MM,TOTAL LENGTH 210 - 220MM, REUSABLE | SURGICAL INSTRUMENT TENDER
15021 | 4229350116000 | TUBE, SUCTION, FERGUSSON, DIAMETER 2MM, WORKING LENGTH 160 MM, TOTAL LENGTH 240 - 250MM, REUSABLE | SURGICAL INSTRUMENT TENDER
15022 | 4229350116100 | TUBE, SUCTION, FERGUSSON, DIAMETER 2MM, WORKING LENGTH 200 MM, TOTAL LENGTH 275 - 285MM, REUSABLE | SURGICAL INSTRUMENT TENDER
15023 | 4229350116300 | TUBE, SUCTION, FERGUSSON, DIAMETER 2.5MM, WORKING LENGTH 110 MM,TOTAL LENGTH 190 - 200MM, REUSABLE | SURGICAL INSTRUMENT TENDER
15024 | 4229350116400 | TUBE, SUCTION, FERGUSSON, DIAMETER 2.5MM, WORKING LENGTH 130 MM,TOTAL LENGTH 210 - 220MM, REUSABLE | SURGICAL INSTRUMENT TENDER
15025 | 4229350116500 | TUBE, SUCTION, FERGUSSON, DIAMETER 2.5MM, WORKING LENGTH 160 MM, TOTAL LENGTH 240 - 250MM, REUSABLE | SURGICAL INSTRUMENT TENDER
15026 | 4229350116800 | TUBE, SUCTION, FERGUSSON, DIAMETER 3MM, WORKING LENGTH 130 MM,TOTAL LENGTH 210 - 220MM, REUSABLE | SURGICAL INSTRUMENT TENDER
15027 | 4229350116900 | TUBE, SUCTION, FERGUSSON, DIAMETER 3MM, WORKING LENGTH 160 MM, TOTAL LENGTH 240 - 250MM, REUSABLE | SURGICAL INSTRUMENT TENDER
15028 | 4229350117000 | TUBE, SUCTION, FERGUSSON, DIAMETER 3MM, WORKING LENGTH 200 MM, TOTAL LENGTH 275 - 285MM, REUSABLE | SURGICAL INSTRUMENT TENDER
15029 | 4229350117400 | TUBE, SUCTION, FERGUSSON, DIAMETER 3.5MM, WORKING LENGTH 130 MM,TOTAL LENGTH 210 - 220MM, REUSABLE | SURGICAL INSTRUMENT TENDER
15030 | 4229350117500 | TUBE, SUCTION, FERGUSSON, DIAMETER 3.5MM, WORKING LENGTH 160 MM, TOTAL LENGTH 240 - 250MM, REUSABLE | SURGICAL INSTRUMENT TENDER
15031 | 4229350117800 | TUBE, SUCTION, FERGUSSON, DIAMETER 4MM, WORKING LENGTH 110 MM,TOTAL LENGTH 190 - 200MM, REUSABLE | SURGICAL INSTRUMENT TENDER
15032 | 4229350117900 | TUBE, SUCTION, FERGUSSON, DIAMETER 4MM, WORKING LENGTH 130 MM,TOTAL LENGTH 210 - 220MM, REUSABLE | SURGICAL INSTRUMENT TENDER
15033 | 4229350118000 | TUBE, SUCTION, FERGUSSON, DIAMETER 4MM, WORKING LENGTH 160 MM, TOTAL LENGTH 240 - 250MM, REUSABLE | SURGICAL INSTRUMENT TENDER
15034 | 4229350118100 | TUBE, SUCTION, FERGUSSON, DIAMETER 4MM, WORKING LENGTH 200 MM, TOTAL LENGTH 275 - 285MM, REUSABLE | SURGICAL INSTRUMENT TENDER
15035 | 4229350118400 | TUBE, SUCTION, FRAZIER, 6 FR,TOTAL LENGTH 10 -11 CM, WITH STYLET, REUSABLE | SURGICAL INSTRUMENT TENDER
15036 | 4229350119800 | TUBE, SUCTION, FRAZIER, 8 FR,TOTAL LENGTH 10 -11 CM, WITH STYLET, REUSABLE | SURGICAL INSTRUMENT TENDER
15037 | 4229350120500 | TUBE, SUCTION, FRAZIER, 9 FR,TOTAL LENGTH 10 -11 CM, WITH STYLET, REUSABLE | SURGICAL INSTRUMENT TENDER
15038 | 4229350120600 | TUBE, SUCTION, FRAZIER, 10 FR,TOTAL LENGTH 10 -11 CM, WITH STYLET, REUSABLE | SURGICAL INSTRUMENT TENDER
15039 | 4229350120700 | TUBE, SUCTION, FRAZIER, 11 FR,TOTAL LENGTH 10 -11 CM, WITH STYLET, REUSABLE | SURGICAL INSTRUMENT TENDER
15040 | 4229350120900 | TUBE, SUCTION, FRAZIER, 7 FR,TOTAL LENGTH 10 -11 CM, WITH STYLET, REUSABLE | SURGICAL INSTRUMENT TENDER
15041 | 4229350122500 | ORAL NASAL SUCTION TIP, CURVE SOFT TIP, CONTROLLER PORT, FOR PREMATURE BABY, LATEX FREE, DISPOSABLE | ANESTHESIA AND RESPIRATORY SUPPLEMENTARY
15042 | 4229350122700 | APPLICATOR TIP SINGLE USE METAL ANGLED BLUNT CANNULA WITH PADDED BRUSH END LUER-LOCK CONNECTION DESIGNED FOR CONTROLLED APPLICATION OF HEMOSTATIC SOLUTIONS TO THE GINGIVAL SULCUS FOR BLEEDING CONTROL | DENTAL GENERAL SUPPLIES
15043 | 4229350300300 | CURETTE INTRA UTERINE 12 MM RIGID CURVED DISPOSABLE STERILE.. | SUPPLEMENTARY GENERAL CONSUMABLES
15044 | 4229350300400 | CURETTE INTRA UTERINE 6 MM RIGID CURVED DISPOSABLE STERILE.. | SUPPLEMENTARY GENERAL CONSUMABLES
15045 | 4229350300500 | CURETTE INTRA UTERINE 8 MM RIGID CURVED DISPOSABLE STERILE.. | SUPPLEMENTARY GENERAL CONSUMABLES
15046 | 4229350300600 | CURETTE SKIN 7 MM DISPOSABLE STERILE.. | SUPPLEMENTARY GENERAL CONSUMABLES
15047 | 4229350300700 | CURETTE SKIN 2 MM DISPOSABLE STERILE.. | SUPPLEMENTARY GENERAL CONSUMABLES
15048 | 4229350301100 | SUCTION TUBE PVC THICKNESS 3MM LENGTH 8-10 FEET DISPOSABLE SHOULD BE / COMPATIBLE WITH HOSPITAL... | SUPPLEMENTARY GENERAL CONSUMABLES
15049 | 4229350301200 | CANISTER PLASTIC WITH LID 1000-1300 CC FOR LIPOSUCTION DEVICE SHOULD BE / COMPATIBLE WITH HOSPITAL MACHINE.... | SUPPLEMENTARY GENERAL CONSUMABLES
15050 | 4229350302100 | CURETTE, DEWAXING EAR CURETTE, DISPOSABLE, PACK OF 50 | EAR, NOSE & THROAT SUPPLIES (ENT)
15051 | 4229350302200 | CURETTE KUHN-BOLGER FRONTAL SINUS 55 DEGREE CURVED OVAL FORWARD CUTTING LENGTH 19 CM | EAR, NOSE & THROAT SUPPLIES (ENT)
15052 | 4229350302300 | CURETTE KUHN-BOLGER FRONTAL SINUS 90 DEGREE CURVED OVAL FORWARD CUTTING LENGTH 19 CM | EAR, NOSE & THROAT SUPPLIES (ENT)
15053 | 4229350302400 | CURETTE, MALLEABLE SUCTION, SHARP CUP, 115 MM | EAR, NOSE & THROAT SUPPLIES (ENT)
15054 | 4229350302500 | HOUSE DOUBLE CURETTE, MEDIUM, SPOON SIZES 1 X 1.6 MM AND 2 X 3.5 MM, LENGTH 18 CM | EAR, NOSE & THROAT SUPPLIES (ENT)
15055 | 4229350302700 | MAGNIFIER LENS FOR LIGHTED CURETTES - COMPATIBLE WITH END USER CURETTES FOR CERUMEN MANAGEMENT | EAR, NOSE & THROAT SUPPLIES (ENT)
15056 | 4229350400300 | CANNULA, BISHOP HARMON 1.1 X 25MM (19G X1 IN), DISPOSABLE, STERILE | OPHTHALMOLOGY SUPPLIES SUPPLEMENTARY
15057 | 4229350400500 | CANNULA IRRIGATION LINDSTROM 0.5 X 22 MM (25G X 7/8IN) DISPOSABLE. | OPHTHALMOLOGY SUPPLIES SUPPLEMENTARY
15058 | 4229350400900 | LACRIMAL CANNULA, 26 GAUGE, CURVED, DISPOSABLE, STERILE | OPHTHALMOLOGY SUPPLIES
15059 | 4229350401000 | CANNULA CAPSULE POLISHING KRATZ 0.80 X 22MM (21G X 7/8 IN) DISPOSABLE. | OPHTHALMOLOGY SUPPLIES SUPPLEMENTARY
15060 | 4229350401400 | CANNULA, OPHTHALMIC, FLAT TIP, SUB-TENON ANESTHESIA, CURVED, 1.10 X 25 MM (19G X 1IN), DISPOSABLE, STERILE | OPHTHALMOLOGY SUPPLIES
15061 | 4229350402100 | CANNULA VISCOUS FLUID INJECTION CANNULA 7MM THIN WALL POLYIMIDE TIP 23 GAUGE 0.6MM DISPOSABLE. | OPHTHALMOLOGY SUPPLIES SUPPLEMENTARY
15062 | 4229350402500 | HANDPIECE, COAXIAL I/A, FITS 2.2MM INCISION, CURVED TIP, 45 DEGREE, COMPATIBLE WITH ALL PHACO MACHINES, DISPOSABLE, STERILE | OPHTHALMOLOGY SUPPLIES SUPPLEMENTARY
15063 | 4229350402600 | HANDPIECE, COAXIAL I/A, FITS 2.2MM INCISION, STRAIGHT TIP, COMPATIBLE WITH ALL PHACO MACHINES, DISPOSABLE, STERILE | OPHTHALMOLOGY SUPPLIES SUPPLEMENTARY
15064 | 4229350402700 | CANNULA, SIMCOE, IRRIGATION AND ASPIRATION, ASSORTED SIZES, REGULAR/REVERSE AS PER HOSPITAL REQUEST, DISPOSABLE, STERILE | OPHTHALMOLOGY SUPPLIES
15065 | 4229350403100 | CANNULA, LACRIMAL, 19 GAUGE, STRAIGHT, 1.1 X 20 MM SHAFT ATTACHED TO 23G, DISPOSABLE, STERILE | OPHTHALMOLOGY SUPPLIES
15066 | 4229350403400 | LIQUID, PERFLUOROCARBON, VISCOSITY 1.1 - 1.8 MPAS, 5ML VIAL, STERILE | OPHTHALMOLOGY SUPPLIES
15067 | 4229350600200 | SYRINGE BULB PLASTIC FOR IRRIGATION AND SUCTION CATHETER TIP GRADUATED 60 ML STERILE.. | SUPPLEMENTARY GENERAL CONSUMABLES
15068 | 4229350600300 | SYRINGE BULB NEONATE MANUAL ASPIRATOR SOFT RUBBER AND NARROW TIP SYRINGE LATEX FREE INDIVIDUALLY PACKED DISPOSABLE STERILE.. | SUPPLEMENTARY GEN.SUPPLIES NURS,BURN
15069 | 4229350700000 | DRAINAGE RESERVOIR SUCTION WOUND WITH Y CONNECTOR AND ANTI REFLUX VALVE AND ADAPTOR100-150 ML DISPOSABLE STERILE.. | SUPPLEMENTARY GENERAL CONSUMABLES
15070 | 4229350700200 | DRAINAGE RESERVOIR SUCTION WOUND WITH Y CONNECTOR AND ANTI REFLUX VALVE AND ADAPTOR 300-350 ML DISPOSABLE STERILE.. | SUPPLEMENTARY GENERAL CONSUMABLES
15071 | 4229350900100 | BAG CLEAR PLASTIC DIATHERMY AND SUCTION WITH 2 POCKETS AND ADHESIVE 40 X 35 CM ( +/- 3 CM ) STERILE.. | SUPPLEMENTARY GENERAL CONSUMABLES
15072 | 4229351103800 | FILTER DISPOSABLE FOR VAC HAIR REMOVAL SYSTEM (1 CLIP VAC MACHINE FREE OF CHARGE WITH EACH 300 FILTER). | SUPPLEMENTARY GENERAL CONSUMABLES
15073 | 4229351103900 | INFILTRATION TUBE PVC WITH SINGLE SPIKE LENGTH 8-10 FEET STERILE DISPOSABLE SHOULD BE COMPATIBLE WITH HOSPITAL MACHINE.... | SUPPLEMENTARY GENERAL CONSUMABLES
15074 | 4229351104000 | NANO FILTER FAT TISSUE MICROMETERS HOMOGENIZATION AND FILTERING / STERILE DISPOSABLE SHOULD BE COMPATIBLE WITH HOSPITAL MACHINE.... | SUPPLEMENTARY GENERAL CONSUMABLES
15075 | 4229351104100 | REINJECTION TUBE PROPRIETARY TUBING DESIGNED USED FOR LIPOFILLING / SILICONE TUBE STERILE DISPOSABLE SHOULD BE COMPATIBLE WITH HOSPITAL... | SUPPLEMENTARY GENERAL CONSUMABLES
15076 | 4229351400300 | TRAY LINER, MADE OF CELLULOSE FIBERS 80 GSM TO BE USE UNDER THE SURGICAL TRAY TO ABSORB ANY MOISTURE AFTER THE CYCLE, WHITE, SIZE 280X520 MM. | STERILIZATION SUPPLIES (CSSD) CONSUMABLE
15077 | 4229351400400 | TRAY LINER, MADE OF CELLULOSE FIBERS 80 GSM TO BE USE UNDER THE SURGICAL TRAY TO ABSORB ANY MOISTURE AFTER THE CYCLE, WHITE, SIZE 241 X 317 MM. | STERILIZATION SUPPLIES (CSSD) CONSUMABLE
15078 | 4229351400500 | TRAY LINER, MADE OF CELLULOSE FIBERS 80 GSM TO BE USE UNDER THE SURGICAL TRAY TO ABSORB ANY MOISTURE AFTER THE CYCLE, WHITE, SIZE 482 X 635 MM. | STERILIZATION SUPPLIES (CSSD) CONSUMABLE
15079 | 4229351400600 | TRAY LINER, MADE OF CELLULOSE FIBERS 80 GSM TO BE USE UNDER THE SURGICAL TRAY TO ABSORB ANY MOISTURE AFTER THE CYCLE, WHITE, SIZE 457 X 610 MM. | STERILIZATION SUPPLIES (CSSD) CONSUMABLE
15080 | 4229351400800 | LOADING UNIT STAPLER LINEAR CUTTER FOR LAPAROSCOPIC 45 MM 4.2-4.3 MM FOR VERY THICK TISSUE DISPOSABLE STERILE.. | SUPPLEMENTARY GEN.CONS SURG SUT,LAP,ROB
15081 | 4229351401000 | LOADING UNIT RETICULATING WITH TRI-STAPLER TECHNOLOGY 30 / 2-2.5-3 MM INTEGRATED KNIFE DISPOSABLE STERILE.. | SUPPLEMENTARY GEN.CONS SURG SUT,LAP,ROB
15082 | 4229351401500 | INNER LINER FOR SUCTION CANISTER 700-800 ML IT SHOULD BE COMPATIBLE WITH EXISTING SUCTION SYSTEM. | SUPPLEMENTARY GEN.SUPPLIES NURS,BURN
15083 | 4229351401700 | TRAY LINER MADE OF CELLULOSE FIBERS 80 GSM TO BE USE UNDER THE SURGICAL TRAY TO ABSORB ANY MOISTURE AFTER THE CYCLE WHITE SIZE (495 - 510)MM X 635 MM. | STERILIZATION SUPPLIES (CSSD) CONSUMABLE
15084 | 4229351501000 | SUCTION TUBE, FINGER CONTROL, ANGLED, MALLEABLE, 7INCH WORKING LENGTH, ASSORTED FRENCH SIZES 6 TO 12 OR EQUIVALENT, SPINAL | ORTHOPEDIC & SPINAL SUPPLIES
15085 | 4229351504600 | MICROSUCTION, OTOLOGY, ASSORTED DIAMETERS AND LENGTH, REUSABLE | EAR, NOSE & THROAT SUPPLIES (ENT)
15086 | 4229351506800 | HANDLE, FOR GRADUATED SUCTION SYSTEM, ASSORTED LENGTH AND DIAMETER, REUSEABLE | SURGICAL INSTRUMENT TENDER
15087 | 4229351506900 | SUCTION TIP, NON ROTATABLE COMPATIBLE WITH GRADUATED SUCTION SYSTEM HANDLE, ASSORTED LENGTH AND DIAMETER, REUSEABLE | SURGICAL INSTRUMENT TENDER
15088 | 4229351507000 | SUCTION TIP, ROTATABLE COMPATIBLE WITH GRADUATED SUCTION SYSTEM HANDLE, ASSORTED LENGTH AND DIAMETER, REUSEABLE | SURGICAL INSTRUMENT TENDER
15089 | 4229351600000 | GUARD CONTAMINATED SHOULD BE COMPATIBLE WITH HOSPITAL MACHINE.. | SUPPLEMENTARY GENERAL CONSUMABLES
15090 | 4229351600800 | GUIDEWIRE HYDROPHILIC COATED ANGLED TIP 0.035 X 130-150 CM LENGTH DISPOSABLE STERILE.. | SUPPLEMENTARY GENERAL CONSUMABLES
15091 | 4229351600900 | GUIDEWIRE TEFLON (PTFE) COATED STRAIGHT TIP 0.032 X 130-150 CM LENGTH DISPOSABLE STERILE.. | SUPPLEMENTARY GENERAL CONSUMABLES
15092 | 4229351601000 | GUIDEWIRE PTFE COATED 0.028 INCH X 100 - 150CM LENGTH FOR PEDIATRIC UROLOGY DISPOSABLE STERILE.... | SUPPLEMENTARY GENERAL CONSUMABLES
15093 | 4229352001800 | SUCTION TIPS, ULTRA MALLEABLE, DISPOSABLE, STERILE, ASSORTED SIZES | NEUROSCIENCES CONSUMABLES SUPPLEMENTARY
15094 | 4229352101700 | CANISTER HIGH VOLUME FOR COLLECTION FAT PROCESSING AND SEPARATING THE FAT AUTOCLAVABLE SIZE 1000 CC. | SUPPLEMENTARY GENERAL CONSUMABLES
15095 | 4229352101800 | CANISTER HIGH VOLUME FOR COLLECTION FAT PROCESSING AND SEPARATING THE FAT AUTOCLAVABLE SIZE 2000 CC. | SUPPLEMENTARY GENERAL CONSUMABLES
15096 | 4229352101900 | CANISTER HIGH VOLUME FOR COLLECTION FAT PROCESSING AND SEPARATING THE FAT AUTOCLAVABLE SIZE 3000 CC. | SUPPLEMENTARY GENERAL CONSUMABLES
15097 | 4229352102000 | SUCTION CANISTER PLASTIC DISPOSABLE. | SUPPLEMENTARY GENERAL CONSUMABLES
15098 | 4229352400000 | CLOSE SUCTION SYSTEM, 24 HRS, WITH CONNECTOR FOR ETT 4.5 TO 5.5, DISPOSABLE, 10FR, GRADUATED, WITHOUT MDI PORT, LENGTH 35-45CM, STERILE | ANESTHESIA AND RESPIRATORY SUPPLEMENTARY
15099 | 4229352600100 | BACK FLUSH HANDLE, WITH BLUNT NEEDLE, 25 GAUGE, STERILE, DISPOSABLE | OPHTHALMOLOGY SUPPLIES
15100 | 4229352700000 | SURGICAL IRRIGATION TUBE FOR IMPLANT MOTOR FROM SOLUTION BAG TO HANDPIECE DISPOSABLE STERILEADJUSTABLE FLOW RATE 30-150 ML/MINUTE CO = MPATIBLE WITH EACH HOSPITAL IMPLANT MOTOR SYSTEM.. | SUPPLEMENTARY DENTAL SUPPLIES
15101 | 4229360300000 | UTERINE SOUND WITH MEASURING MARKS STERILE DISPOSABLE.. | SUPPLEMENTARY GENERAL CONSUMABLES
15102 | 4229360300400 | NEURO SHUNTS VALVE, SIDE-INLET TYPE, ASSORTED PRESSURES AND SIZES AS PER HOSPITAL REQUEST, DISPOSABLE, STERILE. | NEUROSCIENCES CONSUMABLES SUPPLEMENTARY
15103 | 4229360300600 | NEURO SHUNTS VALVE, VENTRICULAR, PROGRAMMABLE, BURR HOLE TYPE, ASSORTED SIZES AND PRESSURES AS PER HOSPITAL REQUEST, DISPOSABLE, STERILE. | NEUROSCIENCES CONSUMABLES SUPPLEMENTARY
15104 | 4229370100100 | BONE CRUSHER, STAINLESS STEEL, AUTOCLAVABLE FOR CRUSHING BONE INTO PARTICULATE | DENTAL GENERAL SUPPLIES
15105 | 4229370200000 | BUR CARBIDE HP FLAME MEDIUM CUTTING SIZE 6.0 MM ISO# 500 - 104 - 274 - 190 - 060.. | SUPPLEMENTARY DENTAL SUPPLIES
15106 | 4229380100100 | SUTURE PASSER AND RETRIEVER, FOR SHOULDER ARTHROSCOPIC REPAIR, DISPOSABLE | ORTHOPEDIC & SPINAL SUPPLIES
15107 | 4229380100200 | PASSER, CHEST TUBE, CURVED, GROOVED JAW, LENGTH 35 - 36 CM, WITH RATCHET, REUSABLE | SURGICAL INSTRUMENT TENDER
15108 | 4229380100300 | PASSER, CHEST TUBE, CURVED, GROOVED JAW, LENGTH 24 - 25 CM, WITH RATCHET, REUSABLE | SURGICAL INSTRUMENT TENDER
15109 | 4229380100400 | DEVICE, FASCIAL CLOSURE, SUTURE GRASPER, DIAMETER 2 - 3 MM, LENGTH 17 - 18 CM, REUSABLE | SURGICAL INSTRUMENT TENDER
15110 | 4229380100500 | NEURO CATHETER PASSER, ASSORTED AS PER HOSPITAL REQUEST, REUSABLE | NEUROSCIENCES CONSUMABLES SUPPLEMENTARY
15111 | 4229380300400 | STRIPPER, OPEN TENDON FOR HAMSTRING HARVEST, ASSORTED LENGTHS | ORTHOPEDIC & SPINAL SUPPLIES
15112 | 4229380300700 | SPATULA, CORNEAL, DESMET SCORER, REUSABLE | OPHTHALMOLOGY SUPPLIES SUPPLEMENTARY
15113 | 4229380400000 | PCL TUNNEL SMOOTHER, DISPOSABLE ASSORTED SIZES, OR EQUIVALENT | ORTHOPEDIC & SPINAL SUPPLIES
15114 | 4229400200200 | SPATULA, ABDOMINAL MALLEABLE, OBTAIN EXPOSURE TO THE SURGICAL FIELD, RIBBON, WIDTH 25 MM, LENGTH 33 CM, REUSABLE | SURGICAL INSTRUMENT TENDER
15115 | 4229410200000 | PIN HOLDER SKELETAL TRACTION ASSORTED SIZE S AS REQUESTED BY END USER, ORTHOPEDIC | ORTHOPEDIC & SPINAL SUPPLIES
15116 | 4229420002100 | TUNNELING KIT FOR PERIODONTAL SOFT TISSUE SURGERY | DENTAL GENERAL SUPPLIES
15117 | 4229420011600 | REMOVAL KIT, FOR INTRAGASTRIC BALLOON, ASSORTED SIZES, SINGLE USE | ENDOSCOPY CONSUMABLES SUPPLIES
15118 | 4229420100400 | ARTERIOVENOUS (AV) FISTULA PACK FOR ADULT 1PC BACK TABLE COVER 60 X 90 2PC ABSORBENT TOWEL 17X20 (43X51CM) 1PC MAYO STAND COVER 23 X 47 W/7 CUFF (SMALL) HAND TOWEL 5PC OR CLOTH BLUE 44X60 CM 1PC IMPERVIOUS SPLIT SHEET 60 X 70 4X21 SPLIT 1PC ORTHO ARTS HAND DRAPE 150X62X114 DISPOSABLE STERILE. | CARDIOVASCULAR SURGERY CONSUMABLES
15119 | 4229420200000 | HINGED MONO AXIAL FIXATOR, FOR LENGTHING AND DEFORMITY CORRECTION, ASSORTED SIZES AND SHAPES | ORTHOPEDIC & SPINAL SUPPLIES
15120 | 4229420204800 | HALF PIN TO RING FIXATION DEVICE (RANCHO CUBE/ VICE PLATE/OTHERS), ASSORTED SIZES AND SHAPES, ORTHOPEDIC | ORTHOPEDIC & SPINAL SUPPLIES
15121 | 4229420304900 | DINGMAN ZYGOMATIC HOOK STAINLESS STEEL POINTED TIP 20CM.. | SUPPLEMENTARY DENTAL SUPPLIES
15122 | 4229420501400 | INSTRUMENTATION SET COMPLETE AND NECESSARY STERILIZATION CASE (TRAY, BOX, LID) FOR CEMENT AUGMENTED PEDICLE TITANIUM SCREWS FOR OSTEOPOROSIS, POSTERIOR THORACOLUMBAR FIXATION, SPINAL | ORTHOPEDIC & SPINAL SUPPLIES
15123 | 4229420501500 | INSTRUMENTATION, PREPARATION AND IMPLANT SET, COMPLETE AND NECESSARY STERILIZATION CASE (TRAY, BOX, LID ) FOR POLYETHYLENE (PEEK) ANTERIOR LUMBAR INTERBODY FUS ION CAGES (ALIF), SPINAL | ORTHOPEDIC & SPINAL SUPPLIES
15124 | 4229420501600 | INSTRUMENTATION SET, COMPLETE AND NECESSARY STERILIZATION CASE (TRAY BOX LID), 3D PRINTED TITANIUM STANDALONE FOR ANTERIOR LUMBAR INTERBODY FUSION (ALIF) CAGES, SPINAL | ORTHOPEDIC & SPINAL SUPPLIES
15125 | 4229420501800 | INSTRUMENTATION, PREPARATION AND IMPLANT SET, COMPLETE AND NECESSARY STERILIZATION CASE (TRAY, BOX, LID) FOR PEEK (BANANA CAGE) TRAN SFORAMINAL LUMBAR INTERBODY FUSION (TLIF) CAGES, SPINAL. | ORTHOPEDIC & SPINAL SUPPLIES
15126 | 4229420501900 | INSTRUMENTATION SET COMPLETE AND NECESSARY STERILIZATION CASE (TRAY, BOX, LID) FOR POLYETHYLENE (PEEK) ANTERIOR CERVICAL DISC FUSIONCAGES, SPIN AL | ORTHOPEDIC & SPINAL SUPPLIES
15127 | 4229420502000 | VERTEBRAL BIOPSY SET, DISPOSABLE, STERILE, SPINAL | ORTHOPEDIC & SPINAL SUPPLIES
15128 | 4229420502100 | INSTRUMENTATION SET COMPLETE AND NECESSARY STERILIZATION CASE (TRAY, BOX AND LID) TRAY FOR LAMINOPLASTY, SPINAL | ORTHOPEDIC & SPINAL SUPPLIES
15129 | 4229420502200 | INSTRUMENTATION AND IMPLANT SET COMPLETE AND NECESSARY STERILIZATION CASE (TRAY, BOX AND LID) FOR TITANIUM CERVICAL DISC PROSTHESIS, SPINAL | ORTHOPEDIC & SPINAL SUPPLIES
15130 | 4229420502700 | INSTRUMENTATION, PREPARATION AND IMPLANT SET, COMPLETE AND NECESSARY STERILIZATION CASE (TRAY BOX LID) FOR POLYETHYLENE (PEEK) LATERAL LUMBAR INTERBODY FUSION, SPINAL | ORTHOPEDIC & SPINAL SUPPLIES
15131 | 4229420502800 | INSTRUMENTATION, PREPARATION AND IMPLANT SET, COMPLETE AND NECESSARY STERILIZATION CASE (TRAY, BOX, LID),TITANIUM STANDALONE ANTERIOR LUMBAR INTERBODY FUSION CAGES (ALIF), SPINAL | ORTHOPEDIC & SPINAL SUPPLIES
15132 | 4229420502900 | INSTRUMENTATION AND IMPLANT SET COMPLETE AND NECESSARY STERILIZATION CASE (TRAY, BOX, LID) FOR TITANIUM EXPANDABLE THORACOLUMBAR VERTEBRAL BODY REPLACEMENT CAGES, SPINAL | ORTHOPEDIC & SPINAL SUPPLIES
15133 | 4229420503100 | INSTRUMENTATION SET COMPLETE AND NECESSARY STERILIZATION CASE (TRAY, BOX, LID) FOR TITANIUM ANTERIOR THORACOLUMBAR VERTEBRAL BODY REPLACEMENT ME SH CAGE, SPINAL | ORTHOPEDIC & SPINAL SUPPLIES
15134 | 4229420503200 | INSTRUMENTATION SET COMPLETE AND NECESSARY STERILIZATION CASE (TRAY, BOX, LID) FOR MULTI LEVEL (3 AND MORE LEVELS) POSTERIOR PERCUTANEOUS CANNULATED MINIMAL INVASIVE THORACOLUMBAR FIXATION, SPINAL | ORTHOPEDIC & SPINAL SUPPLIES
15135 | 4229420503300 | INSTRUMENTATION, PREPARATION AND IMPLANT SET, COMPLETE AND NECESSARY STERILIZATION CASE (TRAY, BOX, LID) FOR TITANIUM TRANSFORAMINAL LUMBAR INTERBODY FUSION (TLIF) CAGE S, SPINAL | ORTHOPEDIC & SPINAL SUPPLIES
15136 | 4229420508500 | WIRE, CERCLAGE ASSORTED DIAMETERS AND LENGTHS | ORTHOPEDIC & SPINAL SUPPLIES
15137 | 4229420508600 | INSTRUMENTATION SET COMPLETE AND NECESSARY STERILIZATION CASE (TRAY, BOX AND LID) FOR POSTERIOR OCCIPITO CERVICAL FIXATION, ANGLE NOT MORE THAN 45 DEGREES. OCCIPITAL PLATE, RODS, HOOKS, LATERAL MASS SCREWS, SPINAL | ORTHOPEDIC & SPINAL SUPPLIES
15138 | 4229420508700 | INSTRUMENTATION SET COMPLETE AND NECESSARY STERILIZATION CASE (TRAY, BOX AND LID) FOR PEDIATRIC THORACO LUMBO SACRAL FIXATION, SPINAL | ORTHOPEDIC & SPINAL SUPPLIES
15139 | 4229420509000 | SET, COMPLETE INSTRUMENTATION FOR KIRSCHNER AND CERCLAGE WIRE FIXATION, WITH ALL ATTACHMENTS AND NECESSARY CASES | ORTHOPEDIC & SPINAL SUPPLIES
15140 | 4229420510500 | FORCEPS NEURO GIRAFFE 55 DEGREE UPTURNED VERTICAL OPENING CUPPED JAW REUSABLE | EAR, NOSE & THROAT SUPPLIES (ENT)
15141 | 4229420510600 | FORCEPS NEURO GIRAFFE 90 DEGREE UPTURNED HORIZONTAL OPENING CUPPED JAW REUSABLE | EAR, NOSE & THROAT SUPPLIES (ENT)
15142 | 4229420510700 | FORCEPS NEURO GIRAFFE 90 DEGREE UPTURNED VERTICAL OPENING CUPPED JAW REUSABLE | EAR, NOSE & THROAT SUPPLIES (ENT)
15143 | 4229420512800 | NOSE CONE FOR ELECTROSURGERY 23 KHZ SHOULD BE COMPATIBLE WITH HOSPITAL MACHINE.. | SUPPLEMENTARY GENERAL CONSUMABLES
15144 | 4229420518300 | INSTRUMENTATION SET COMPLETE AND NECESSARY STERILIZATION CASE (TRAY, BOX AND LID) FOR TITANIUM ANTERIOR CERVICAL CORPECTOMY EXPANDABLE CAGES, SPINAL | ORTHOPEDIC & SPINAL SUPPLIES
15145 | 4229420518400 | SET, COMPLETE INSTRUMENTATION BASIC STAINLESS STEEL SMALL FRAGMENT FIXATION | ORTHOPEDIC & SPINAL SUPPLIES
15146 | 4229420518600 | INSTRUMENTATION COMPLETE SET FOR EXPANDABLE TITANIUM IMPLANT FOR COMPRESSION FRACTURE, SPINAL | ORTHOPEDIC & SPINAL SUPPLIES
15147 | 4229420518700 | INSTRUMENTATION SET COMPLETE AND NECESSARY STERILIZATION CASE (TRAY, BOX, LID) FOR ANTERIOR CERVICAL DISC FUSION PLATE, SPINAL | ORTHOPEDIC & SPINAL SUPPLIES
15148 | 4229420518800 | INSTRUMENTATION SET COMPLETE AND NECESSARY STERILIZATION CASE (TRAY, BOX, LID) LATERAL LUMBAR INTERBODY FUSION, SPINAL | ORTHOPEDIC & SPINAL SUPPLIES
15149 | 4229420518900 | INSTRUMENTATION AND IMPLANT SET COMPLETE AND NECESSARY (TRAY, BOX, LID) FOR TITANIUM CAGE ANTERIOR CERVICAL DISC FUSION, SPINAL | ORTHOPEDIC & SPINAL SUPPLIES
15150 | 4229420519000 | INSTRUMENTATION SET COMPLETE AND NECESSARY STERILIZATION CASE (TRAY, BOX, LID) INCLUDING THE INSERTER, FOR PEEK CAGE FOR ANTERIOR CERVICAL DISC FUSION, SPINAL | ORTHOPEDIC & SPINAL SUPPLIES
15151 | 4229420519100 | INSTRUMENTATION SET COMPLETE, TUBULAR RETRACTOR FOR MICRO DISCECTOMY WITH ILLUMINATION (INCLUDING RETRACTORS SYSTEM AND TOOLS AND DILATORS), SPINAL | ORTHOPEDIC & SPINAL SUPPLIES
15152 | 4229420519200 | SET, COMPLETE SPINAL RETRACTORS RADIOLUCENT, SELF RETAINING, FOR ANTERIOR CERVICAL, WITH DETACHABLE BLADES WITH ILLUMINATION, ALL SIZES OF BLADES, SPINAL | ORTHOPEDIC & SPINAL SUPPLIES
15153 | 4229420519300 | SET, COMPLETE INSTRUMENTATION BASIC LARGE FRAGMENT STAINLESS STEEL PLATE AND SCREW, WITH NECESSARY CASES | ORTHOPEDIC & SPINAL SUPPLIES
15154 | 4229420519400 | SET, COMPLETE INSTRUMENTATION FOR STAINLESS STEEL LOW PROFILE 2.7MM, OR EQUIVALENT SMALL FRAGMENT FIXATION | ORTHOPEDIC & SPINAL SUPPLIES
15155 | 4229420519500 | INSTRUMENTATION SET COMPLETE AND NECESSARY STERILIZATION CASE (TRAY, BOX, LID) FOR POSTERIOR THORACOLUMBAR SACROILIAC DEFORMITY, RODS AND HOOKS AND SCREWS, SET SCREWS FOR PEDIATRIC, COMPATIBLE WITH NAVIGATION SYSTEM, SPINAL | ORTHOPEDIC & SPINAL SUPPLIES
15156 | 4229420519600 | INSTRUMENTATION SET COMPLETE AND NECESSARY STERILIZATION CASE (TRAY, BOX, LID) FOR POSTERIOR THORACOLUMBAR SACROILIAC DEFORMITY CORRECTION AND FIXATION, RODS AND HOOKS AND SCREWS, SET SCREWS, COMPATIBLE WITH NAVIGATION SYSTEM,FOR ADULTS, SPINAL | ORTHOPEDIC & SPINAL SUPPLIES
15157 | 4229420519700 | INSTRUMENTATION SET COMPLETE AND NECESSARY STERILIZATION CASE (TRAY, BOX, LID) AND REDUCTION TOWERS (MINIMUM OF 16 CLOSED AND OPEN TOWERS AS REQUESTED BY END USER), CORRECTION TOOLS , FOR POSTERIOR THORACOLUMBAR SACROILIAC DEFORMITY CORRECTION AND FIXATION, PEDIATRIC, COMPATIBLE WITH NAVIGATION SYSTEM, SPINAL | ORTHOPEDIC & SPINAL SUPPLIES
15158 | 4229420519800 | INSTRUMENTATION SET COMPLETE AND NECESSARY STERILIZATION CASE (TRAY, BOX, LID) AND REDUCTION TOWERS (MINIMUM OF 16 CLOSED AND OPEN TOWERS AS REQUESTED BY END USER), CORRECTION TOOLS , FOR POSTERIOR THORACOLUMBAR SACROILIAC DEFORMITY CORRECTION AND FIXATION, ADULT, COMPATIBLE WITH NAVIGATION SYSTEM, SPINAL | ORTHOPEDIC & SPINAL SUPPLIES
15159 | 4229420519900 | INSTRUMENTATION SET COMPLETE AND NECESSARY STERILIZATION CASE (TRAY, BOX AND LID) FOR OCCIPITO-CERVICAL FIXATION, OCCIPITAL PLATE, RODS, HOOKS, LATERAL MASS SCREWS, COMPATIBLE WITH NAVIGATION SYSTEM, SPINAL | ORTHOPEDIC & SPINAL SUPPLIES
15160 | 4229420520000 | INSTRUMENTATION SET COMPLETE AND NECESSARY STERILIZATION CASE (TRAY, BOX, LID) FOR POSTERIOR THORACOLUMBAR SACROILIAC DEFORMITY, RODS AND HOOKS AND SCREWS, SET SCREWS FOR PEDIATRIC, SPINAL | ORTHOPEDIC & SPINAL SUPPLIES
15161 | 4229420520100 | INSTRUMENTATION, PREPARATION AND IMPLANT SET, COMPLETE AND NECESSARY STERILIZATION CASE (TRAY, BOX, LID), LORDOTIC, FOR POSTERIOR LUMBAR INTERBODY FUSION (PLIF) FOR PEEK, SPINAL | ORTHOPEDIC & SPINAL SUPPLIES
15162 | 4229420520200 | INSTRUMENTATION SET COMPLETE AND NECESSARY STERILIZATION CASE (TRAY, BOX, LID) AND REDUCTION TOWERS (MINIMUM OF 16 CLOSED AND OPEN TOWERS AS REQUESTED BY END USER), CORRECTION TOOLS , FOR POSTERIOR THORACOLUMBAR SACROILIAC DEFORMITY CORRECTION AND FIXATION, PEDIATRIC, SPINAL | ORTHOPEDIC & SPINAL SUPPLIES
15163 | 4229420520300 | NAVIGATION COMPLETE SET (INCLUDING DRILL BIT, TAP, PEDICLE FINDER, SCREW DRIVER, REFERENCE FRAME, VARIABLE SIZES AND SHAPES) WITH IMPLANT CASE (TRAY, LID), IT MUST BE COMPATIBLE WITH GROUP 41, 42, 43, 44, SPINAL | ORTHOPEDIC & SPINAL SUPPLIES
15164 | 4229420520400 | COMPLETE INSTRUMENTATION SET AND NECESSARY STERILIZATION CASE (TRAY, BOX AND LID) FOR CANNULATED MINIMALLY INVASIVE THORACOLUMBAR FIXATION, COMPATIBLE WITH NAVIGATION SYSTEM | ORTHOPEDIC & SPINAL SUPPLIES
15165 | 4229420520500 | INSTRUMENTATION, PREPARATION AND IMPLANT SET, COMPLETE AND NECESSARY STERILIZATION CASE (TRAY, BOX, LID) FOR PEEK TRANSFORAMINAL LUMBAR INTERBODY FUSION (TLIF) CAGES, SPINAL | ORTHOPEDIC & SPINAL SUPPLIES
15166 | 4229420520700 | MICRO ENDONASAL BAYONATED SET: SUCTIONS, CURETTES, DISSECTORS, PITUITARY TUMOR FORCEPS, PITUITARY SCISSORS, REUSABLE | NEUROSCIENCES CONSUMABLES SUPPLEMENTARY
15167 | 4229420520800 | MICRO VASCULAR NEURO ANASTOMOSIS SET, INCLUDING DISSECTORS, BAYONATED FORCEPS, BAYONATED SCISSORS, BAYONATED NEEDLE HOLDERS, VESSEL SEALER WITH HOLDER, REUSABLE | NEUROSCIENCES CONSUMABLES SUPPLEMENTARY
15168 | 4229420520900 | SET, COMPLETE INSTRUMENTATION, FOR CRANIAL PLATES FIXATION, WITH ALL NECESSARY ACCESSORIES AND STERILIZATION TRAYS | NEUROSCIENCES CONSUMABLES SUPPLEMENTARY
15169 | 4229420521000 | SET, TRANSNASAL MICRO BAYONET CURETTES, ASSORTED SHAPES AND SIZES | NEUROSCIENCES CONSUMABLES SUPPLEMENTARY
15170 | 4229420600000 | VITREORETINAL SET CONTAIN: INTRAVITREAL INJECTION SPECULUM 1ML SYRINGE MICROLANCE 27G NEEDLE FIELD WRAP IODINE SWABSTICK 3 COTTON TIPPED APPLICATORS VISIDRAPE MINI APERTURE DRAPE STERILE.. | SUPPLEMENTARY GENERAL CONSUMABLES
15171 | 4229420603300 | CUSTOMIZED EFFICIENCY PLASTIC EXTRA KIT2: 1 CREPE PAPER 60 X 60 CM 1 SURGICAL GOWN REINFORCED L WITH HAND TOWEL TABLE COVER 100 X 150 WRAPPING 1 MAYO STAND COVER 58 X 137 CM 2 SURGICAL GOWN REINFORCED XL WITH HAND TWOEL 1 PLASTIC BAG 20 X 30 CM ZIPLOCK 1 SURGICAL CLIP LARGE 2 VESSEL LOOP MINI BLUE 0.83 MM 40.6 CM 2 VESSEL LOOP MINI 0.83 MM 40.6 CM SILVER RED 1 MICROTEK MEDICAL SIT 1 SURGICAL CLIP APPLIER 23 CM MEDIUM TT 30 CLIPS 8 RETRACTOR HOOK. STD. SHARP SEA STAR 1 DIATHERMY PENCIL 1 BIPOLAR FORCEPS 2 EYE SPEAR PVA 5PACK 2 NEUROSORB 25.4 X 76.2 MM XRD STRING 10 PC 1 INSULIN SYRINGE 1 ML WITH NEEDLE 29 G X12.5 MM 1 SUCTION AND DIATHERMY BAG 40 X 35 CM 2 OP. TOWEL 90 X 75 CM 2 DRAPE 150 X 175 CM STERILE... | SUPPLEMENTARY GENERAL CONSUMABLES
15172 | 4229420603400 | CUSTOMIZED EFFICIENCY PLASTIC EXTRAS KIT 1 : 1 CREPE PAPER 60 X 60 CM 1 REINFORCED SURGICAL GOWN L WITH 2 HAND TOWEL WHITE 47 X 38 CM WHITE 2 SPLIT SHEET 150 X 260 CM 1 BOWL 2000 ML 5 GAUZE LAP 45 X 45 CM 12P XRD 1 TABLE COVER 150 X 190 CM REINFORCED 2 REINFORCED SURGICAL GOWN XL WITH 4 HAND TOWEL WHITE 47 X 38 CM WHITE 5 OP TOWEL 65 X 42 CM XRD 1 DIATHERMY CABLE BIPOLAR 1 MAYO STAND COVER 58 X 137 CM 1 SYRINGE 10 ML L/L 10 GAUZE SWAB 10 X 10 CM 16 P XRD 1 SCALPEL BLADE N# 15 1 BOWL 500 ML 1 BOWL 250 ML 1 KIDNEY BOWL 800 ML 1 SUCTION TUBE 18 CHANNEL 3.0 M 1 NEDEEL CNTR. 40 FOAM/MAG 1 FLUID COLLECTION POUCH 40 X 35 CM 1 SUCTION AND DIATHERMY BAG 40 X 35 CM 1 DRAPE 175 X 173 CM 4 OP TOWEL 75 X 73 CM 1 TRAY 43 X 28 X 1.5 CM 1 NEEDLE DENTAL 25 GAUGE 40 MM 1 DIATHERMY PENCIL STERILE... | SUPPLEMENTARY GENERAL CONSUMABLES
15173 | 4229420603500 | CUSTOMIZED EFFICIENCY THORACIC KIT; 1 CREPE PAPER 60 X 60 CM 1 SURGICAL GOWN REINFORCED LARGE WITH 2 ABSORBABLE HAND TOWEL 2 SURGICAL GOWN REINFORCED X-LARGE WITH 4 ABSORBABLE HAND TOWEL 1 TABLE COVER 150 X 40 CM REINFORCED 1 INCISE DRAPE 60 X 45 CM 1 SUCTION CANNULA YANKAUER 24 CHANNEL 1 DIATHERMY PENCIL PTFE COATED 10 OP TOWEL 65 X 42 CM XRD 1 NEEDLE HYPODERMIC 18GX40 MM 1 HYPODERMIC NEEDLE 22G X40 MM1 SUTURE BOOTS MOSQUITO 5 PR 10/1 1 SKIN MARKER WITH RULLER 1 SCALPEL BLADE N#10 1 MAYO STAND COVER 79 X 145 CM 10 GAUZE SWAB 10 X 10 CM 16P XRD 1 SUCTION TUBE 18 FR 3-4 M 1 SKIN STAPLER 1 SYRINGE 20 ML L/L 1 GALLIPOT 60 ML 1 SYRINGE 50/60 ML CATHETER TIP CONCRETE 10 MEDICATION LABEL 1 FLUID COLLECTION POUCH 40 X 35 CM 1 BOWL 500 ML 1 KIDNEY BOWL 800 ML 1 BOWL 1000 ML NEEDLE COUNTER 10 COUNT MAG/FOAM 1 UPPER PART DRAPE REINFORCED WITH ADHESIVE TAPE 125 X150 CM WITH TUBE HOLDER 1 LOWER DRAPE REINFORCED 125 X 170CM WITH ADHESIVE TAPE WITH TUBE HOLDER 2 SIDE DRAPE REINFORCED 120 X80CM WITH ADHESIVE TAPE STERILE... | SUPPLEMENTARY GENERAL CONSUMABLES
15174 | 4229420603700 | PACK INTRAVITREAL INJECTION NEONATAL 2 OPHTHALMIC SPECULUM 2 NEEDLE 30 GAUGE 5 SYRINGES 1CC Q-TIP DRAPE SIZE: 100 CM X 100 CM APERTURE AREA: 5 CM X 7.5 CM STERILE.. | SUPPLEMENTARY GENERAL CONSUMABLES
15175 | 4229420603900 | FORCEPS MERMOUD DEEP SCLERECTOMY, REUSABLE | OPHTHALMOLOGY SUPPLIES
15176 | 4229420605000 | AXIS MARKER, WHITE HOUSE GRAVITY, REUSABLE | OPHTHALMOLOGY SUPPLIES
15177 | 4229420607200 | ELEVATOR DOUBLE ENDED ONE SIDE ELEVATOR AND THE OTHER SIDE IS CURETTE 90 DEGREE ANGLED LENGTH 19 - 20 CM REUSBLE | SURGICAL INSTRUMENT TENDER
15178 | 4229420607400 | MICRO FORCEPS, VITREORETINAL, SERRATED JAWS, 25 GAUGE, DISPOSABLE, STERILE | OPHTHALMOLOGY SUPPLIES
15179 | 4229420609000 | HANDPIECE, BI-MANUAL, ASPIRATION POLISH, RANGE 21 GAUGE TO 23 GAUGE, SIDE PORT, AS PER HOSPITAL REQUEST, REUSABLE | OPHTHALMOLOGY SUPPLIES
15180 | 4229420609300 | EYE SPECULUM, ALPHONSO, WIRE LID, REUSABLE | OPHTHALMOLOGY SUPPLIES
15181 | 4229420609800 | NEEDLE, ARTISAN AND ARTIFLEX ENCLAVATION, SINGLE USE | OPHTHALMOLOGY SUPPLIES
15182 | 4229420610000 | HANDPIECE, BACK FLUSH, LUER LOCK CONNECTOR, STAINLESS STEEL, REUSABLE | OPHTHALMOLOGY SUPPLIES
15183 | 4229420610100 | BACK FLUSH HANDLE, WITH BLUNT NEEDLE, 27 GAUGE, STERILE, DISPOSABLE | OPHTHALMOLOGY SUPPLIES
15184 | 4229420610400 | EYE SPECULUM, BARRAQUER, WIRE LID, 7 MM (+/-2MM) LONG BLADE CLOSED, REUSABLE | OPHTHALMOLOGY SUPPLIES
15185 | 4229420611300 | LENS, 14D CLEAR, BINOCULAR INDIRECT OPHTHALMOSCOPY, REUSABLE | OPHTHALMOLOGY SUPPLIES
15186 | 4229420611400 | LENS, 28D CLEAR, BINOCULAR INDIRECT OPHTHALMOSCOPY, REUSABLE | OPHTHALMOLOGY SUPPLIES
15187 | 4229420611500 | LENS, 30D CLEAR, BINOCULAR INDIRECT OPHTHALMOSCOPY, REUSABLE | OPHTHALMOLOGY SUPPLIES
15188 | 4229420611600 | BIOM LENSES, ASSORTED AS PER HOSPITAL REQUEST, REUSABLE | OPHTHALMOLOGY SUPPLIES
15189 | 4229420611700 | BIOM REDUCTION LENSES ASSORTED AS PER HOSPITAL REQUEST REUSABLE | OPHTHALMOLOGY SUPPLIES
15190 | 4229420611800 | BLADE, RECIPIENT AND DONOR, TREPHINE, CONTROLLED DEPTH CORNEAL, VACUUM, DIFFERENT SIZE RANGES (6MM TO 9MM) ACCORDING TO SURGEON'S REQUEST, STERILE | OPHTHALMOLOGY SUPPLIES SUPPLEMENTARY
15191 | 4229420612700 | CANNULA, DUAL BORE, WITH LUER-LOCK CONNECTOR, 25G, STAINLESS STEEL TIP, STERILE, DISPOSABLE | OPHTHALMOLOGY SUPPLIES
15192 | 4229420612800 | CANNULA ANTERIOR CHAMBER (RYCROFT), AS PER HOSPITAL REQUEST, DISPOSABLE, STERILE | OPHTHALMOLOGY SUPPLIES
15193 | 4229420612900 | CANNULA, SIMCOE, IRRIGATION AND ASPIRATION, ASSORTED SIZES, REGULAR/REVERSE AS PER HOSPITAL REQUEST, REUSABLE | OPHTHALMOLOGY SUPPLIES
15194 | 4229420613200 | CANNULA, DUAL BORE, STAINLESS STEEL TIP, 27G, WITH LUER-LOCK CONNECTOR, DISPOSABLE, STERILE | OPHTHALMOLOGY SUPPLIES
15195 | 4229420613300 | INJECTOR, FOR CAPSULAR TENSION RING, REUSABLE | OPHTHALMOLOGY SUPPLIES
15196 | 4229420613800 | CHANDELIER, 23G PROBE COMBINED, MULTI-FIBER ENDOILLUMINATION, DISPOSABLE, STERILE | OPHTHALMOLOGY SUPPLIES
15197 | 4229420614000 | SOLUTION, CLEANING, WITH TABLETS, FOR CONTACT LENSES AND OCULAR PROSTHESIS, PRESERVATIVE FREE, PROTEIN REMOVAL, 200ML ( +/- ) 50ML | OPHTHALMOLOGY SUPPLIES SUPPLEMENTARY
15198 | 4229420614100 | CLINICAL SOLUTION, FOR SOFT CONTACT LENS, NOT LESS THAN 200 ML, STERILE | OPHTHALMOLOGY SUPPLIES
15199 | 4229420614200 | HANDPIECE, COAXIAL, I AND A, SCREW FIT TYPE, COMPATIBLE WITH ALL PHACO MACHINE, REUSABLE | OPHTHALMOLOGY SUPPLIES
15200 | 4229420614400 | TIP, COAXIAL I/A, SIZE 0.3MM, COMPATIBLE WITH SCREW FIT I/A CENTURION HANDPIECE, SILICONE OR POLYMER, TIPS SPECS AS PER HOSPITAL REQUEST, REUSABLE | OPHTHALMOLOGY SUPPLIES
15201 | 4229420614500 | TIP, COAXIAL I/A, SIZE 0.3MM, COMPATIBLE WITH SCREW FIT HANDPIECE, TIP SPECS AS PER HOSPITAL REQUEST, REUSABLE | OPHTHALMOLOGY SUPPLIES
15202 | 4229420614700 | HANDPIECE, COAXIAL, I AND A, FEMALE CONNECTOR TYPE, COMPATIBLE WITH ALL PHACO MACHINE, REUSABLE | OPHTHALMOLOGY SUPPLIES
15203 | 4229420614800 | TREATMENT CARD, EXCIMER LASER, FOR WAVELIGHT MACHINE, DISPOSABLE | OPHTHALMOLOGY SUPPLIES
15204 | 4229420615000 | SOLUTION, CLEANING, FOR CONTACT LENS, RGP, HARD AND SCLERAL CONTACT LENS, NOT LESS THAN 200 ML, BOTTLE | OPHTHALMOLOGY SUPPLIES SUPPLEMENTARY
15205 | 4229420615100 | CONTACT LENSES, HYBRID, SPHERE, MUST HAVE ALL POWER RANGE +40.00DC TO -40.00DC, CYLINDER POWER TO -8.00DS, AXIS 0 TO 180, DIAMETER 14.20MM TO 15.3MM, BASE CURVE 7.00MM TO 9.00MM, REQUESTED AS PER REQUIRED | OPHTHALMOLOGY SUPPLIES SUPPLEMENTARY
15206 | 4229420615200 | CONTACT LENSES, RIGID GAS PERMEABLE, BASE CURVE 4.30 TO 9.30, DIAMETER 8.10 TO 16.4 SPHERE POWER RANGE -30.00DC TO +30.00DC, CYLINDER POWER TO -10.00DS, AXIS 0 TO 180, DAILY, AS PER HOSPITAL REQUESTED, STERILE | OPHTHALMOLOGY SUPPLIES
15207 | 4229420615300 | CONTACT LENSES, SILICONE HYDROGEL, DAILY, BC 8.6 TO 8.8, DIAMETER 14.0 TO 14.2, POWER STEP +/- 0.25, AS PER HOSPITAL REQUEST, DISPOSABLE, STERILE | OPHTHALMOLOGY SUPPLIES
15208 | 4229420615400 | CONTACT LENSES, HYDROGEL SOFT MULTIFOCAL, SPHERE, MUST HAVE ALL POWER RANGE +20.00DS TO -20.00DS, AXIS 0 TO 180, ADD +0.75DS TO +3.00DS, DIAMETER 13.80MM TO 14.5MM BASE CURVE 8.30MM TO 8.90MM, REQUESTED AS PER REQUIRED | OPHTHALMOLOGY SUPPLIES SUPPLEMENTARY
15209 | 4229420616700 | DEHYDRATED AMNIOTIC MEMBRANE, SQUARE SHEET, TRIPLE LAYERS, 150 MICRONS, FOR TRANSPLANT, FOR GLAUCOMA, STERILE | OPHTHALMOLOGY SUPPLIES SUPPLEMENTARY
15210 | 4229420616800 | DEHYDRATED AMNIOTIC MEMBRANE, SINGLE LAYER, DISC / CIRCULAR, 9MM-15MM, 35-50 MICRON, STERILE | OPHTHALMOLOGY SUPPLIES
15211 | 4229420616900 | DEHYDRATED AMNIOTIC MEMBRANE, MULTI LAYERS, DISC / CIRCULAR,100 MICRONS, FOR TRANSPLANT, FOR OCULAR SURFACE, STERILE | OPHTHALMOLOGY SUPPLIES
15212 | 4229420617800 | FORCEPS, SZURMAN / GERTEN / FOR DMEK DONOR PREPARATION , REUSABLE | OPHTHALMOLOGY SUPPLIES SUPPLEMENTARY
15213 | 4229420618000 | FORCEPS, DRESSING, CURVED, SERRATED, DELICATE, STAINLESS STEEL, REUSABLE | OPHTHALMOLOGY SUPPLIES
15214 | 4229420618100 | ARTIFICIAL ANTERIOR CHAMBER, DSAEK, CONTROLLED PRESSURE, DISPOSABLE, STERILE | OPHTHALMOLOGY SUPPLIES SUPPLEMENTARY
15215 | 4229420618800 | TIP, ENDODIATHERMY, 23 GAUGE, COMPATIBLE WITH OERTLI MACHINE, REUSABLE | OPHTHALMOLOGY SUPPLIES
15216 | 4229420619200 | IMPLANTS, EYELID, GOLD, WEIGHT 0.6 GRAM, 0.6 THICKNESS, STERILE | OPHTHALMOLOGY SUPPLIES
15217 | 4229420619300 | IMPLANTS, EYELID, GOLD, WEIGHT 1.4 GRAM, 0.6 THICKNESS, STERILE | OPHTHALMOLOGY SUPPLIES
15218 | 4229420619400 | IMPLANTS, EYELID, GOLD, WEIGHT 1.6 GRAM, 0.6 THICKNESS, STERILE | OPHTHALMOLOGY SUPPLIES
15219 | 4229420619500 | IMPLANTS, EYELID, GOLD, WEIGHT 1.8 GRAM, 0.6 THICKNESS, STERILE | OPHTHALMOLOGY SUPPLIES
15220 | 4229420619600 | NEEDLE, FASCIA, 1MM X 6MM, OVAL HOLE, 140MM LONG, REUSABLE | OPHTHALMOLOGY SUPPLIES
15221 | 4229420619800 | PACK, FEMTO CATARACT/CORNEAL AS PER HOSPITAL REQUEST, FOR Z8 MACHINE, DISPOSABLES, STERILE. | OPHTHALMOLOGY SUPPLIES
15222 | 4229420619900 | KIT FEMTOCATARACT LASER TREATMENT FOR LENSAR MACHINE OR EQUIVALENT DISPOSABLE STERILE | OPHTHALMOLOGY SUPPLIES
15223 | 4229420620000 | SPATULA, FEMTOSECOND CORNEAL WOUND SPREADER, REUSABLE | OPHTHALMOLOGY SUPPLIES
15224 | 4229420620500 | FLAT BLACK ACRYLIC PAINTING DISKS SIZE 13.00 MM THICKNESS OF 0.5MM | OPHTHALMOLOGY SUPPLIES SUPPLEMENTARY
15225 | 4229420621200 | KIT, REFRACTIVE FEMTOSECOND LASER TREATMENT, FOR WAVELIGHT MACHINE OR EQUIVALENT, DISPOSABLE, STERILE | OPHTHALMOLOGY SUPPLIES
15226 | 4229420621300 | FUNDUS VIEWING SYSTEMS SET, MANUAL BIOM 5 SHORT, WITH ADAPTER PLATE, STERILIZATION CONTAINER, COMPATIBLE WITH HOSPITAL MICROSCOPE, REUSABLE | OPHTHALMOLOGY SUPPLIES
15227 | 4229420621600 | IMPLANT, GLAUCOMA STENT, SURGICAL GELATIN, ANTERIOR CHAMBER, LOWER HIGH PRESSURE IN OPEN-ANGLE, STERILE | OPHTHALMOLOGY SUPPLIES
15228 | 4229420621700 | 3 MIRROR GONIO-LENS FOR CLINICAL EXAM REUSABLE | OPHTHALMOLOGY SUPPLIES
15229 | 4229420621800 | 4 MIRROR GONIO-LENS FOR CLINICAL EXAM REUSABLE | OPHTHALMOLOGY SUPPLIES
15230 | 4229420621900 | 6 MIRROR GONIO-LENS FOR CLINICAL EXAM, REUSABLE | OPHTHALMOLOGY SUPPLIES
15231 | 4229420622200 | HANDPIECE DIATHERMY, COMPATIBLE WITH OERTLI MACHINE OR EQUIVALENT, REUSABLE | OPHTHALMOLOGY SUPPLIES
15232 | 4229420623200 | HONAN BALLOON, INTRAOCULAR PRESSURE REDUCER WITH VALVE, REUSABLE | OPHTHALMOLOGY SUPPLIES SUPPLEMENTARY
15233 | 4229420623300 | HOOK, STAINLESS STEEL, TO USE WITH ALL RITLENG INTUBATIONS, REUSABLE | OPHTHALMOLOGY SUPPLIES
15234 | 4229420623500 | INJECTOR, ICL, TYPE REQUESTED AS PER REQUIRED | OPHTHALMOLOGY SUPPLIES SUPPLEMENTARY
15235 | 4229420623800 | ENDOLASER PROBE, ILLUMINATED , 25 GAUGE, FLEXIBLE CURVED, COMPATIBLE WITH OERTLI MACHINE, DISPOSABLE, STERILE | OPHTHALMOLOGY SUPPLIES
15236 | 4229420624000 | ENDOLASER PROBE, ILLUMINATED , 23 GAUGE, FLEXIBLE CURVED, COMPATIBLE WITH OERTLI MACHINE, DISPOSABLE, STERILE | OPHTHALMOLOGY SUPPLIES
15237 | 4229420624100 | IMPLANT, AHMED TUBE EXTENDER, FOR AHMED GLAUCOMA IMPLANT, STERILE | OPHTHALMOLOGY SUPPLIES
15238 | 4229420624300 | IMPLANT EYE SPHERE, SILICON, ASSORTED SIZES AS PER HOSPITAL REQUEST, STERILE | OPHTHALMOLOGY SUPPLIES
15239 | 4229420624400 | IMPLANT, GLAUCOMA, SCLERAL, NON-ABSORBABLE, SIZE 3.00MM X 1.40MM X 2.85MM, MADE OF HYDROXYETHYL METHACRYLATE, STERILE | OPHTHALMOLOGY SUPPLIES
15240 | 4229420624900 | IMPLANT, SCLERAL BUCKLING, VITREO RETINAL, GROOVED SILICONE SPONGE, TYPE 506G, 5 X 3 X 80MM, STERILE | OPHTHALMOLOGY SUPPLIES
15241 | 4229420625300 | LACRIMAL INTUBATION SYSTEM, BICANALICULAR, SILICONE TUBE, METALLIC PROBE SIZE 55-60MM LENGTH AND ASSORTED DIAMETER, DISPOSABLE, STERILE | OPHTHALMOLOGY SUPPLIES
15242 | 4229420625400 | SCISSORS, INTRAOCULAR LENS (IOL) CUTTER, INCISION SIZE IS 2.2MM, REUSABLE | OPHTHALMOLOGY SUPPLIES
15243 | 4229420625500 | IOL GLIDE SHEETS, FICHMAN STYLE, STERILE | OPHTHALMOLOGY SUPPLIES SUPPLEMENTARY
15244 | 4229420625600 | IOL INJECTOR, REUSABLE FOR EMERALD CARTRIDGE | OPHTHALMOLOGY SUPPLIES
15245 | 4229420625700 | INTRAOCULAR LENS, POSTERIOR CHAMBER, PMMA, FIXATION HOLES IN OPTIC, NON-PRELOADED, DIOPTER RANGE, AS PER PATIENTS REQUIRED | OPHTHALMOLOGY SUPPLIES
15246 | 4229420625800 | MONOFOCAL INTRAOCULAR LENS, POSTERIOR CHAMBER, ACRYLIC, SINGLE-PIECE, PRELOADED, HYDROPHOBIC, HAPTIC C SHAPE, UV AND BLUE FILTRATION, POWER RANGE AS PER HOSPITAL REQUEST | OPHTHALMOLOGY SUPPLIES
15247 | 4229420625900 | MONOFOCAL INTRAOCULAR LENS, POSTERIOR CHAMBER, ACRYLIC, SINGLE-PIECE, NON-PRELOADED, HYDROPHOBIC, UV FILTRATION, POWER RANGE +6.0 TO +40.0 D | OPHTHALMOLOGY SUPPLIES
15248 | 4229420626000 | MONOFOCAL TORIC INTRAOCULAR LENS, POSTERIOR CHAMBER, ACRYLIC, SINGLE-PIECE, PRELOADED, HYDROPHOBIC, UV FILTRATION, POWER RANGE AS PER HOSPITAL REQUEST | OPHTHALMOLOGY SUPPLIES
15249 | 4229420626100 | MONOFOCAL INTRAOCULAR LENS, POSTERIOR CHAMBER, ACRYLIC, SINGLE-PIECE, PRELOADED, HYDROPHOBIC, UV FILTRATION, POWER RANGE +6.0 TO +34.0 D | OPHTHALMOLOGY SUPPLIES
15250 | 4229420626200 | MONOFOCAL INTRAOCULAR LENS, POSTERIOR CHAMBER, ACRYLIC, SINGLE-PIECE, PRELOADED, HYDROPHOBIC, UV FILTRATION, POWER RANGE -10.0 TO +.30.0 D | OPHTHALMOLOGY SUPPLIES
15251 | 4229420626300 | MONOFOCAL INTRAOCULAR LENS, POSTERIOR CHAMBER, ACRYLIC, SINGLE-PIECE, NON-PRELOADED WITH COMPATIBLE CARTRIDGE, HYDROPHOBIC, HAPTIC C SHAPE, UV AND BLUE FILTRATION, POWER RANGE +6.0 TO +30.0 | OPHTHALMOLOGY SUPPLIES
15252 | 4229420626400 | MONOFOCAL TORIC INTRAOCULAR LENS, POSTERIOR CHAMBER, ACRYLIC, SINGLE-PIECE, NON-PRELOADED, HYDROPHOBIC, UV AND BLUE LIGHT FILTRATION, POWER RANGE AS PER HOSPITAL REQUEST | OPHTHALMOLOGY SUPPLIES
15253 | 4229420626500 | MONOFOCAL TORIC INTRAOCULAR LENS POSTERIOR CHAMBER ACRYLIC SINGLE-PIECE PRELOADED HYDROPHOBIC UV AND BLUE LIGHT FILTRATION POWER RANGE AS PER HOSPITAL REQUEST | OPHTHALMOLOGY SUPPLIES
15254 | 4229420626600 | MONOFOCAL TORIC INTRAOCULAR LENS POSTERIOR CHAMBER ACRYLIC HYDROPHILIC WITH HYDROPHOBIC SURFACE POWER RANGE AS PER HOSPITAL REQUEST | OPHTHALMOLOGY SUPPLIES
15255 | 4229420626700 | MONOFOCAL INTRAOCULAR LENS, POSTERIOR CHAMBER, ACRYLIC, SINGLE-PIECE, HYDROPHILIC, UV FILTRATION, POWER RANGE AS PER HOSPITAL REQUEST, STERILE | OPHTHALMOLOGY SUPPLIES
15256 | 4229420626800 | EDOF TORIC INTRAOCULAR LENS, POSTERIOR CHAMBER, ACRYLIC, HYDROPHILIC, POWER RANGE AS PER HOSPITAL REQUEST | OPHTHALMOLOGY SUPPLIES
15257 | 4229420626900 | EDOF INTRAOCULAR LENS, POSTERIOR CHAMBER, ACRYLIC, NON-PRELOADED, HYDROPHOBIC, UV FILTRATION, POWER RANGE AS PER HOSPITAL REQUEST | OPHTHALMOLOGY SUPPLIES
15258 | 4229420627000 | EDOF INTRAOCULAR LENS, POSTERIOR CHAMBER, ACRYLIC, PRELOADED, HYDROPHOBIC, UV FILTRATION, POWER RANGE AS PER HOSPITAL REQUEST | OPHTHALMOLOGY SUPPLIES
15259 | 4229420627100 | MULTIFOCAL INTRAOCULAR LENS, POSTERIOR CHAMBER, ACRYLIC, HYDROPHILIC, POWER RANGE AS PER HOSPITAL REQUEST | OPHTHALMOLOGY SUPPLIES
15260 | 4229420627200 | MULTIFOCAL TORIC INTRAOCULAR LENS, POSTERIOR CHAMBER, ACRYLIC, HYDROPHILIC, POWER RANGE AS PER HOSPITAL REQUEST | OPHTHALMOLOGY SUPPLIES
15261 | 4229420627300 | MONOFOCAL TORIC INTRAOCULAR LENS, POSTERIOR CHAMBER, ACRYLIC, SINGLE-PIECE, UV+BLUE FILTRATION, POWER RANGE -10 TO +60, STERILE | OPHTHALMOLOGY SUPPLIES
15262 | 4229420627400 | MONOFOCAL INTRAOCULAR LENS, POSTERIOR CHAMBER, ACRYLIC, SINGLE-PIECE, UV+BLUE FILTRATION, POWER RANGE -10 TO +60, STERILE | OPHTHALMOLOGY SUPPLIES
15263 | 4229420627500 | MONOFOCAL TORIC INTRAOCULAR LENS, POSTERIOR CHAMBER, ACRYLIC, SINGLE-PIECE, HYDROPHILIC, UV FILTRATION, POWER RANGE AS PER HOSPITAL REQUEST | OPHTHALMOLOGY SUPPLIES
15264 | 4229420627700 | EDOF INTRAOCULAR LENS, POSTERIOR CHAMBER, ACRYLIC, HYDROPHILIC, POWER RANGE AS PER HOSPITAL REQUEST | OPHTHALMOLOGY SUPPLIES
15265 | 4229420627800 | EDOF TORIC INTRAOCULAR LENS, POSTERIOR CHAMBER, ACRYLIC, NON-PRELOADED, HYDROPHOBIC, UV AND BLUE FILTRATION, POWER RANGE AS PER HOSPITAL REQUEST | OPHTHALMOLOGY SUPPLIES
15266 | 4229420627900 | EDOF TORIC INTRAOCULAR LENS, POSTERIOR CHAMBER, ACRYLIC, PRELOADED, HYDROPHOBIC, UV AND BLUE FILTRATION, POWER RANGE AS PER HOSPITAL REQUEST | OPHTHALMOLOGY SUPPLIES
15267 | 4229420628000 | EDOF TORIC INTRAOCULAR LENS, POSTERIOR CHAMBER, ACRYLIC, PRELOADED, HYDROPHOBIC, UV FILTRATION, POWER RANGE AS PER HOSPITAL REQUEST | OPHTHALMOLOGY SUPPLIES
15268 | 4229420628100 | EDOF INTRAOCULAR LENS POSTERIOR CHAMBER ACRYLIC PRELOADED HYDROPHOBIC UV FILTRATION AND BLUE FILTRATION POWER RANGE AS PER HOSPITAL REQUEST | OPHTHALMOLOGY SUPPLIES
15269 | 4229420628300 | MULTIFOCAL INTRAOCULAR LENS, POSTERIOR CHAMBER, ACRYLIC, HYDROPHOBIC, UV AND BLUE FILTRATION, POWER RANGE AS PER HOSPITAL REQUEST | OPHTHALMOLOGY SUPPLIES
15270 | 4229420628400 | MULTIFOCAL TORIC INTRAOCULAR LENS, POSTERIOR CHAMBER, ACRYLIC, HYDROPHOBIC, UV AND BLUE FILTRATION, POWER RANGE AS PER HOSPITAL REQUEST | OPHTHALMOLOGY SUPPLIES
15271 | 4229420628500 | MULTIFOCAL TORIC INTRAOCULAR LENS, POSTERIOR CHAMBER, ACRYLIC, HYDROPHOBIC, UV FILTRATION, POWER RANGE AS PER HOSPITAL REQUEST | OPHTHALMOLOGY SUPPLIES
15272 | 4229420628600 | MULTIFOCAL INTRAOCULAR LENS, POSTERIOR CHAMBER, ACRYLIC, HYDROPHOBIC, UV FILTRATION, POWER RANGE AS PER HOSPITAL REQUEST | OPHTHALMOLOGY SUPPLIES
15273 | 4229420628900 | MONOFOCAL INTRAOCULAR LENS, POSTERIOR CHAMBER, ACRYLIC, MULTI-PIECE, PRELOADED, HYDROPHOBIC, UV AND BLUE LIGHT FILTRATION, POWER RANGE AS PER HOSPITAL REQUEST | OPHTHALMOLOGY SUPPLIES
15274 | 4229420629100 | IRIS CLAW, INTRAOCULAR LENS HOLDING, REUSABLE | OPHTHALMOLOGY SUPPLIES
15275 | 4229420629200 | MANIPULATOR, FULL DEVICE INTEGRATED WITH TWO BALLOONS : VAGINAL BALLOON 40 ML (+ / - 2 ML) TO PREVENT GAS LEAK AND UTERINE BALLOON 1 0 ML (+ / - 1 ML) FOR UTERINE FIXATION, INCLUDING COLPOTOMY CUP ASSORTED SIZES AND NUMERICAL SHAFT FOR POSITIONING AND ADJUSTMENT, L ATEX FREE, DISPOSABLE, STERILE. | OBESITY/ENDOSCOPIC SURGERY/SUTURING & ROBOTIC SURGERY
15276 | 4229420630300 | KNIFE, ACCURATE DEPTH FOR LRI AND GROOVE INCISIONS, RANGE 250 TO 650 MICRON, ASSORTED SIZE, DISPOSABLE, STERILE | OPHTHALMOLOGY SUPPLIES
15277 | 4229420630400 | KNIFE, SLIT 3.0 MM, ANGLED 45 DEGREE, SHARP, DISPOSABLE, STERILE | OPHTHALMOLOGY SUPPLIES
15278 | 4229420630500 | KNIFE, SLIT 3.2 MM, ANGLED 45 DEGREE, SHARP, DISPOSABLE, STERILE | OPHTHALMOLOGY SUPPLIES
15279 | 4229420630600 | KNIFE, SLIT 3.0 MM, ANGLED 45 DEGREE, SHORT HEAD WITH MARK, SHARP, DISPOSABLE, STERILE | OPHTHALMOLOGY SUPPLIES
15280 | 4229420630700 | KNIFE, SLIT 3.5 MM, ANGLED 45 DEGREE, SHARP, DISPOSABLE, STERILE | OPHTHALMOLOGY SUPPLIES
15281 | 4229420631100 | FORCEPS, INTRAOCULAR LENS (IOL) LOADING FOR CARTRIDGE, REUSABLE | OPHTHALMOLOGY SUPPLIES
15282 | 4229420631200 | LIGHT WEIGH TRAIL FRAME FOR REFRACTION, REUSABLE | OPHTHALMOLOGY SUPPLIES
15283 | 4229420632200 | MARKER, OPTIC ZONE, ASSORTED SIZES, WITH CROSS HAIRS, REUSABLE | OPHTHALMOLOGY SUPPLIES SUPPLEMENTARY
15284 | 4229420632900 | MICROFORCEPS FOREIGN BODY 20 G, REUSABLE | OPHTHALMOLOGY SUPPLIES
15285 | 4229420633000 | MICROFORCEPS FOREIGN BODY 23 G, REUSABLE | OPHTHALMOLOGY SUPPLIES
15286 | 4229420634000 | NEEDLE, PERIBULBAR ANESTHESIA, 0.4 X 38 MM, 25G, DISPOSABLE, STERILE | OPHTHALMOLOGY SUPPLIES
15287 | 4229420634300 | NIDEK QUEST EXCIMER LASER COMPATIBLE PREMIX GAS | OPHTHALMOLOGY SUPPLIES
15288 | 4229420634500 | OCULAR BUTTON, CLEAR, SIZE 13MM, PUPIL SIZE 3MM, NON-STERILE | OPHTHALMOLOGY SUPPLIES SUPPLEMENTARY
15289 | 4229420635100 | DRAPE PLASTIC TRANSPARENT ADHESIVE WITH APERTURE 6-8 CM CIRCLE OVERALL SIZE 40 CM X 40 CM ( +/- 3 CM ) STERILE.. | SUPPLEMENTARY GENERAL CONSUMABLES
15290 | 4229420635200 | OPHTHALMIC VISCOSURGICAL DEVICE, SCREW DEVICE, SODIUM HYALURONATE 14 MG/ML INJECTION PREFILLED SYRINGE 0.85ML, DISPOSABLE, STERILE | OPHTHALMOLOGY SUPPLIES
15291 | 4229420635300 | OPHTHALMIC VISCO SURGICAL, HYDROXYPROPYL METHYLCELLULOSE 2% FOR INTRAOCULAR USE, ISOTONIC SOLUTION, PH 6.8-7.6, NO PRESERVATIVES, 2ML, DISPOSABLE, STERILE | OPHTHALMOLOGY SUPPLIES
15292 | 4229420635500 | PACK, FRAGMATOME TIP COMPATIBLE WITH OERTLI HANDPIECE, REUSABLE. | OPHTHALMOLOGY SUPPLIES
15293 | 4229420635600 | PACK, FRAGMATOME NEEDLE/TIP, FOR DORC HANDPIECE, STERILE | OPHTHALMOLOGY SUPPLIES
15294 | 4229420635700 | PACK, PHACO, COMPATIBLE WITH DORC MACHINE, WITH TIP, DISPOSABLE, STERILE | OPHTHALMOLOGY SUPPLIES
15295 | 4229420635800 | PACK, PHACO, PREMIUM VACUUM WITH MICS NEEDLE, COMPATIBLE WITH STELLARIS ELITE MACHINE, DISPOSABLE, STERILE | OPHTHALMOLOGY SUPPLIES
15296 | 4229420636000 | KIT, VISCOUS FLUID INJECTION AND ASPIRATION, MUST INCLUDE (CANNULA / TIP, SYRINGE, TUBING), COMPATIBLE WITH OERTLI MACHINE, DISPOSABLE, STERILE | OPHTHALMOLOGY SUPPLIES
15297 | 4229420636100 | PACK, VITRECTOMY, ANTERIOR, COMPATIBLE WITH, STELLARIS MACHINE, DISPOSABLE, STERILE | OPHTHALMOLOGY SUPPLIES
15298 | 4229420636300 | PERFORATED EYE CONFORMER CLEAR PLASTIC WITH TWO ORIFICES FOR VENTILATION AT THE CENTER LARGE SIZE 25X22X1.2MM STERILE | OPHTHALMOLOGY SUPPLIES
15299 | 4229420636400 | PERFORATED EYE CONFORMER, CLEAR PLASTIC WITH TWO ORIFICES FOR VENTILATION AT THE CENTER, MEDIUM SIZE 24X21X1.2MM, STERILE | OPHTHALMOLOGY SUPPLIES
15300 | 4229420636500 | PERFORATED EYE CONFORMER, CLEAR PLASTIC WITH TWO ORIFICES FOR VENTILATION AT THE CENTER, SMALL SIZE 22X19X1.2MM, STERILE | OPHTHALMOLOGY SUPPLIES
15301 | 4229420636600 | HANDPIECE, PHACO, COMPATIBLE WITH CONSTELLATION MACHINE, REUSABLE | OPHTHALMOLOGY SUPPLIES
15302 | 4229420636700 | HANDPIECE, PHACO, COMPATIBLE WITH J<(>&<)>J MACHINE, REUSABLE | OPHTHALMOLOGY SUPPLIES
15303 | 4229420636900 | HANDPIECE, PHACO, COMPATIBLE WITH OERTLI MACHINE, REUSABLE | OPHTHALMOLOGY SUPPLIES
15304 | 4229420637000 | HANDPIECE, PHACO, COMPATIBLE WITH DORC MACHINE, REUSABLE | OPHTHALMOLOGY SUPPLIES
15305 | 4229420637100 | PHACO/VITRECTOMY, CONSTELLATION TOTAL PLUS PACK, MINIMUM OF 10000 CPM, 25 GAUGE, WITH FULL ACCESSORIES, DISPOSABLE, STERILE | OPHTHALMOLOGY SUPPLIES
15306 | 4229420637200 | PHACO/VITRECTOMY, CONSTELLATION TOTAL PLUS PACK, MINIMUM OF 10000 CPM, 27G, WITH FULL ACCESSORIES, DISPOSABLE, STERILE | OPHTHALMOLOGY SUPPLIES
15307 | 4229420637300 | PACK, PHACO/VITRECTOMY, 27 GAUGE, WITH FULL ACCESSORIES, COMPATIBLE WITH DORC EVA NEXUS MACHINE, DISPOSABLE, STERILE | OPHTHALMOLOGY SUPPLIES
15308 | 4229420637400 | PHACO/VITRECTOMY, CONSTELLATION TOTAL PLUS PACK, MINIMUM OF 10000 CPM, 23 GAUGE, WITH FULL ACCESSORIES, DISPOSABLE, STERILE | OPHTHALMOLOGY SUPPLIES
15309 | 4229420637500 | PACK, PHACO/VITRECTOMY, 25 GAUGE, BI BLADE, COMPATIBLE WITH STELLARIS ELITE MACHINE, DISPOSABLE, STERILE | OPHTHALMOLOGY SUPPLIES
15310 | 4229420637600 | PACK, PHACO/VITRECTOMY, 23 GAUGE, BI BLADE, COMPATIBLE WITH STELLARIS ELITE MACHINE, DISPOSABLE, STERILE | OPHTHALMOLOGY SUPPLIES
15311 | 4229420637700 | PHAKIC, INTRAOCULAR LENS, POSTERIOR CHAMBER, COLLAMER, CORRECTION OF HYPEROPIA AND ASTIGMATISM, FOR REFRACTIVE SURGERY, DIOPTER RANGE, AS PER HOSPITAL REQUEST | OPHTHALMOLOGY SUPPLIES
15312 | 4229420637800 | PHAKIC, INTRAOCULAR LENS, POSTERIOR CHAMBER, ACRYLIC, CORRECTION OF MYOPIA, FOR REFRACTIVE SURGERY, DIOPTER RANGE, AS PER HOSPITAL REQUEST | OPHTHALMOLOGY SUPPLIES
15313 | 4229420637900 | PHAKIC, INTRAOCULAR LENS, POSTERIOR CHAMBER, COLLAMER, CORRECTION OF HYPEROPIA, FOR REFRACTIVE SURGERY, DIOPTER RANGE, AS PER HOSPITAL REQUEST | OPHTHALMOLOGY SUPPLIES
15314 | 4229420638000 | PHAKIC, INTRAOCULAR LENS, POSTERIOR CHAMBER, COLLAMER, CORRECTION OF MYOPIA, FOR REFRACTIVE SURGERY, DIOPTER RANGE, AS PER HOSPITAL REQUEST | OPHTHALMOLOGY SUPPLIES
15315 | 4229420638600 | PRECALIBRATED HEAD FOR ARTIFICIAL CHAMBER, TO BE USE WITH MANUAL ULTRATHIN DSAEK MICROKERATOME TO CREATE CONVENTIONAL AND ULTRATHIN LAMELLAR GRAFTS, SINGLE OR DOUBLE PASS TECHNIQUE, AS PER HOSPITAL REQUEST, DISPOSABLE, STERILE | OPHTHALMOLOGY SUPPLIES
15316 | 4229420638900 | PUNCTAL PLUG, PRELOADED, ASSORTED WIDTH, AS PER HOSPITAL REQUEST, STERILE | OPHTHALMOLOGY SUPPLIES
15317 | 4229420639000 | PUNCTAL PLUG, PRELOADED, FLOW CONTROLLERS, AS PER HOSPITAL REQUEST, STERILE | OPHTHALMOLOGY SUPPLIES
15318 | 4229420639100 | PUNCTAL PLUG, PRELOADED, TEMPORARY, AS PER HOSPITAL REQUEST, STERILE | OPHTHALMOLOGY SUPPLIES
15319 | 4229420639200 | PUNCTAL PLUG, PRELOADED, PAINLESS, FREE SIZE, ULTRA THIN COLLARETTE, STERILE | OPHTHALMOLOGY SUPPLIES
15320 | 4229420639300 | PRE-OP CORNEAL AXIS MARKER - PRE SET COMBO AXIS GRAVITY DEPENDENT 2 BLADED WITH DEGREE, REUSABLE | OPHTHALMOLOGY SUPPLIES
15321 | 4229420639500 | PRE-OP TORIC MARKER WITH BUBBLE, REUSABLE | OPHTHALMOLOGY SUPPLIES
15322 | 4229420639600 | PRE-OP TORIC MARKER WITH OUT BUBBLE, REUSABLE | OPHTHALMOLOGY SUPPLIES
15323 | 4229420639900 | INTUBATION STENT SET, CRAWFORD, OLIVE TIPS, STAINLESS STEEL PROBE 11-15 CM LENGTH, SILICONE TUBING 30-35 CM LENGTH, WITH RETRIEVAL DEVICE, STERILE | OPHTHALMOLOGY SUPPLIES
15324 | 4229420640000 | PSEUDOPHAKIC, SUPPLEMENTARY INTRAOCULAR LENS, IN THE CILIARY SULCUS, MULTIFOCAL, UV FILTRATION, ASTIGMATISM, DIOPTER RANGE, AS PER HOSPITAL REQUEST | OPHTHALMOLOGY SUPPLIES
15325 | 4229420640200 | PSEUDOPHAKIC, SUPPLEMENTARY INTRAOCULAR LENS, IN THE CILIARY SULCUS, MULTIFOCAL, UV FILTRATION, DIOPTER RANGE, AS PER HOSPITAL REQUEST | OPHTHALMOLOGY SUPPLIES
15326 | 4229420640500 | PSEUDOPHAKIC, SUPPLEMENTARY INTRAOCULAR LENS, IN THE CILIARY SULCUS, MONOFOCAL, UV FILTRATION DIOPTER RANGE, AS PER HOSPITAL REQUEST | OPHTHALMOLOGY SUPPLIES
15327 | 4229420640600 | PSEUDOPHAKIC, SUPPLEMENTARY INTRAOCULAR LENS, IN THE CILIARY SULCUS, MONOFOCAL, ASTIGMATISM, UV FILTRATION, DIOPTER RANGE, AS PER HOSPITAL REQUEST | OPHTHALMOLOGY SUPPLIES
15328 | 4229420641000 | RETINA LASER LENS AREA CENTRALIS, REUSABLE | OPHTHALMOLOGY SUPPLIES
15329 | 4229420641100 | RETINA LASER LENS H-R CENTRALIS, REUSABLE | OPHTHALMOLOGY SUPPLIES
15330 | 4229420641200 | RETINA LASER LENS H-R WIDE FIELD, REUSABLE | OPHTHALMOLOGY SUPPLIES
15331 | 4229420641300 | RETINA LASER LENS QUAD ASPHERIC, REUSABLE | OPHTHALMOLOGY SUPPLIES
15332 | 4229420641400 | RETINA LASER LENS SUPER QUAD 160, REUSABLE | OPHTHALMOLOGY SUPPLIES
15333 | 4229420641500 | RETINA LASER LENS TRANS EQUATOR, REUSABLE | OPHTHALMOLOGY SUPPLIES
15334 | 4229420641600 | RETRACTOR, MALLEABLE, RIBBON-TYPE, STAINLESS STEEL, ASSORTED SIZES AS PER HOSPITAL REQUEST, REUSABLE | OPHTHALMOLOGY SUPPLIES
15335 | 4229420642400 | SALINE UNIDOSE PRESERVATIVE FREE 5ML SPECIALLY DESIGNED FOR RINSING HYDRATING STERILE ISOTONIC AND BUFFERED PH SOLUTION AND AQUEOUS SOLUTION | OPHTHALMOLOGY SUPPLIES SUPPLEMENTARY
15336 | 4229420643500 | SCRAPER, ILM PEEL, LOOP DESIGN, 25 GAUGE, DISPOSABLE, STERILE | OPHTHALMOLOGY SUPPLIES
15337 | 4229420643700 | CLAMP, SERREFINE, STRAIGHT, SMALL, REUSABLE | OPHTHALMOLOGY SUPPLIES
15338 | 4229420644100 | PACK, REFRACTIVE, COMPATIBLE WITH ZEISS FEMTOSECOND MACHINE, DISPOSABLE, STERILE. | OPHTHALMOLOGY SUPPLIES
15339 | 4229420645200 | SUB-BOWMEN-KERATOMILEUSIS, BLADE HEAD/RING, AS PER HOSPITAL REQUEST, DISPOSABLE, STERILE | OPHTHALMOLOGY SUPPLIES
15340 | 4229420645300 | LASER PROBE, GLAUCOMA DEVICE, COMPATIBLE WITH SUBCYCLO MACHINE, DISPOSABLE, STERILE | OPHTHALMOLOGY SUPPLIES
15341 | 4229420645400 | CANNULA, SUB-RETINAL INJECTION, 25G X 28MM, POLY-TIP 38G X 5MM, THIN WALL, DISPOSABLE, STERILE | OPHTHALMOLOGY SUPPLIES
15342 | 4229420646000 | MICRO SCISSORS STRAIGHT, 20 GAUGE, REUSABLE | OPHTHALMOLOGY SUPPLIES
15343 | 4229420646800 | EXCIMER LASER TREATMENT CODE, FOR SCHWIND MACHINE OR EQUIVALENT, WITH ALL ACCESSORIES REQUIRED FOR THE PROCEDURES | OPHTHALMOLOGY SUPPLIES
15344 | 4229420646900 | KIT FEMTOCATARACT LASER TREATMENT FOR LENSX MACHINE OR EQUIVALENT DISPOSABLE STERILE | OPHTHALMOLOGY SUPPLIES
15345 | 4229420647000 | TROCAR, WITH VALVED CANNULA, ASSORTED SIZES AS PER HOSPITAL REQUEST, DISPOSABLE, STERILE | OPHTHALMOLOGY SUPPLIES
15346 | 4229420647500 | SCISSORS, VANNAS, STRAIGHT, 5 MM BLADES, 8 - 9 CM LENGTH, REUSABLE | OPHTHALMOLOGY SUPPLIES
15347 | 4229420647900 | PACK, VITRECTOMY, POSTERIOR, TOTAL PLUS PACK MINIMUM OF 10,000 CPM, 23 GAUGE, COMPATIBLE WITH CONSTELLATION, DISPOSABLE, STERILE | OPHTHALMOLOGY SUPPLIES
15348 | 4229420648000 | PACK, VITRECTOMY, POSTERIOR, TOTAL PLUS PACK MINIMUM OF 10,000 CPM, 25 GAUGE, COMPATIBLE WITH CONSTELLATION, DISPOSABLE, STERILE | OPHTHALMOLOGY SUPPLIES
15349 | 4229420648300 | PACK, VITRECTOMY, POSTERIOR, MINIMUM OF 16,000 CPM, 27 GAUGE, COMPATIBLE WITH DORC EVA MACHINE, DISPOSABLE, STERILE | OPHTHALMOLOGY SUPPLIES
15350 | 4229420648400 | PACK, VITRECTOMY, POSTERIOR, 10,000 CPM, ASSORTED GAUGES, AS PER HOSPITAL REQUEST, COMPATIBLE WITH OERTLI MACHINE, DISPOSABLE, STERILE | OPHTHALMOLOGY SUPPLIES
15351 | 4229420648500 | PACK, VITRECTOMY, POSTERIOR, 25 GAUGE, BI BLADE, COMPATIBLE WITH STELLARIS ELITE MACHINE, DISPOSABLE, STERILE | OPHTHALMOLOGY SUPPLIES
15352 | 4229420648700 | PACK, VITRECTOMY, POSTERIOR, 23 GAUGE, BI BLADE, COMPATIBLE WITH STELLARIS ELITE MACHINE, DISPOSABLE, STERILE | OPHTHALMOLOGY SUPPLIES
15353 | 4229420648800 | PACK, VITRECTOMY, POSTERIOR, STELLARIS ELITE WITH AIR FORCE INFUSION (AFI), 25 GAUGE, STERILE | OPHTHALMOLOGY SUPPLIES
15354 | 4229420649200 | LENS OCULAR RITCH NYLON SUTURE CONE SHAPE REUSABLE | OPHTHALMOLOGY SUPPLIES
15355 | 4229420649600 | TREATMENT CARD, PRESBYOND, ZEISS ML-90 | OPHTHALMOLOGY SUPPLIES
15356 | 4229420649700 | STAINING SOLUTION FOR RETINA SURGERY, SYRINGE, 0.125 MG BRILLIANT BLUE G DYE, DISPOSABLE, STERILE | OPHTHALMOLOGY SUPPLIES
15357 | 4229420649800 | CHANDELIER, ILLUMINATION ANGLE IS 106 DEGREE LIGHTING SYSTEM, 23G OR 25G CANNULA HUBS, WITH ALCON CONNECTOR, DISPOSABLE, STERILE | OPHTHALMOLOGY SUPPLIES
15358 | 4229420650900 | BACK FLUSH HANDLE WITH SOFT SILICONE TIPPED, 25 GAUGE, STERILE, DISPOSABLE | OPHTHALMOLOGY SUPPLIES
15359 | 4229420651100 | CALIBRATION, ARCHIVIER ET-TARG SET EYE TRACKER TARGETS FOR EXCIMER WAVELIGHT MACHINE | OPHTHALMOLOGY SUPPLIES
15360 | 4229420651300 | RING, CAPSULAR TENSION, MANUAL INJECTING, 10-12 MM, STERILE | OPHTHALMOLOGY SUPPLIES
15361 | 4229420651400 | RETRACTOR, IRIS, RING (PUPIL RETRACTOR), INCISION 2.00MM, ASSORTED SIZES AS PER HOSPITAL REQUEST, DISPOSABLE, STERILE | OPHTHALMOLOGY SUPPLIES
15362 | 4229420651500 | SWEEPER, DIAMOND DUSTED, EXTENDABLE, 25G, 0.5MM, DISPOSABLE, STERILE | OPHTHALMOLOGY SUPPLIES
15363 | 4229420651600 | PACK, FRAGMATOME NEEDLE/TIP, FOR STELLARIS HANDPIECE, STERILE | OPHTHALMOLOGY SUPPLIES SUPPLEMENTARY
15364 | 4229420652000 | KIT, GAS, C3F8, PURE, METALLIC CANISTER, DISPOSABLE, STERILE | OPHTHALMOLOGY SUPPLIES
15365 | 4229420652100 | KIT, GAS, SF6, PURE SULFUR HEXAFLUORIDE, METALLIC CANISTER, DISPOSABLE, STERILE | OPHTHALMOLOGY SUPPLIES
15366 | 4229420652300 | MICRO SCISSORS, VITREORETINAL, HORIZONTAL, STRAIGHT, 23 GAUGE, REUSABLE | OPHTHALMOLOGY SUPPLIES
15367 | 4229420652400 | MICRO SCISSORS, VITREORETINAL, HORIZONTAL, STRAIGHT, 25 GAUGE, REUSABLE | OPHTHALMOLOGY SUPPLIES
15368 | 4229420652600 | PACK, VITRECTOMY, ANTERIOR, COMPATIBLE WITH DORC MACHINE, DISPOSABLE, STERILE | OPHTHALMOLOGY SUPPLIES
15369 | 4229420652900 | ENDOLASER PROBE, 25 GAUGE, DIRECTIONAL, COMPATIBLE WITH IRIDEX MACHINE, DISPOSABLE, STERILE | OPHTHALMOLOGY SUPPLIES
15370 | 4229420653100 | ENDOLASER PROBE, 25 GAUGE, STIFF MULTIFLEX, WITH 19GA ILLUMINATION CONNECTOR, COMPATIBLE WITH IRIDEX MACHINE, DISPOSABLE, STERILE | OPHTHALMOLOGY SUPPLIES
15371 | 4229420653300 | IMPLANT, SCLERAL BUCKLING, VITREO RETINAL, SILICONE STRIP, TYPE 41, 3.5 X 0.75 X 125MM, STERILE | OPHTHALMOLOGY SUPPLIES
15372 | 4229420653400 | INTRA CORNEAL RING IN PMMA MATERIAL, DIAMETER 5 TO 6MM, ARC LENGTH 210 DEGREES, CONSTANT THICKNESS, 150 TO 350µM, FOR KERATOCONUS CORNEA | OPHTHALMOLOGY SUPPLIES
15373 | 4229420653500 | INTRA CORNEAL RING IN PMMA MATERIAL, DIAMETER 5 - 6 MM, ARC LENGTH FROM 90 TO 150 DEGREES, CONSTANT THICKNESS, 150 TO 350#M, FOR KERATOCONUS CORNEA | OPHTHALMOLOGY SUPPLIES
15374 | 4229420653600 | INTRA CORNEAL RING IN PMMA MATERIAL, DIAMETER 5 TO 6MM, ARC LENGTH 160 DEGREES, PROGRESSIVE THICKNESS, 150 TO 300µM, FOR KERATOCONUS CORNEA | OPHTHALMOLOGY SUPPLIES
15375 | 4229420653700 | INTRA CORNEAL RING IN PMMA MATERIAL, DIAMETER 5MM, ARC LENGTH 325 TO 330 DEGREES, 150 TO 300µM, CONSTANT/PROGRESSIVE THICKNESS AS PER HOSPITAL REQUEST, FOR KERATOCONUS CORNEA | OPHTHALMOLOGY SUPPLIES
15376 | 4229420653800 | IMPLANT, AHMED GLAUCOMA DRAINAGE, VALVE, FLEXIBLE PLATE, PEDIATRIC, STERILE | OPHTHALMOLOGY SUPPLIES
15377 | 4229420653900 | IMPLANT, GLAUCOMA SHUNT, NON-VALVED, RESTRICTION TO FLOW BY REDUCE DIAMETER AND REDUCE NARROW LUMEN, MADE OF PERMANENT IMPLANTABLE GRADE SILICONE, STERILE | OPHTHALMOLOGY SUPPLIES
15378 | 4229420654100 | BIPOLAR FORCEPS, MCPHERSON STRAIGHT, TWO PIN CONNECTOR, NON-STICK TIPS, INSULATED, FLAT HANDLE, TOTAL LENGTH RANGE 80 TO 120 MM, AS PER HOSPITAL REQUEST, REUSABLE | OPHTHALMOLOGY SUPPLIES
15379 | 4229420654200 | MICRO FORCEPS, ECKARDT, ILM END GRIPPING, 23 GAUGE, REUSABLE | OPHTHALMOLOGY SUPPLIES
15380 | 4229420654600 | MICRO FORCEPS, VITREORETINAL, SERRATED JAWS, 25 GAUGE, REUSABLE | OPHTHALMOLOGY SUPPLIES SUPPLEMENTARY
15381 | 4229420655400 | CANNULA, AIR INJECTION, 27 GAUGE, ANGLED, POSTERIOR PORT NEAR TO THE TIP, REUSABLE | OPHTHALMOLOGY SUPPLIES SUPPLEMENTARY
15382 | 4229420655600 | RETRACTOR, LACRIMAL, STEVENSON SAC, REUSABLE | OPHTHALMOLOGY SUPPLIES
15383 | 4229420655700 | FORCEPS, FOR INSERTING INTRA-CORNEAL INTACS RING, REUSABLE | OPHTHALMOLOGY SUPPLIES SUPPLEMENTARY
15384 | 4229420656200 | CALIPER, MEASURES FROM 0MM TO 20MM IN 1MM INCREMENTS, WITH SCALE READING ON BOTH SIDES, REUSABLE | OPHTHALMOLOGY SUPPLIES SUPPLEMENTARY
15385 | 4229420659000 | BOTVIN IRIS FORCEPS, STAINLESS STEEL, TEETH, REUSABLE | OPHTHALMOLOGY SUPPLIES
15386 | 4229420659100 | BOTVIN IRIS FORCEPS, STAINLESS STEEL, SERRATED, REUSABLE | OPHTHALMOLOGY SUPPLIES
15387 | 4229420659500 | FORCEPS, CASTROVIEJO, CURVED, 1X2 TEETH, SIZE 0.5MM, WITH TYING PLATFORM, REUSABLE | OPHTHALMOLOGY SUPPLIES
15388 | 4229420660700 | RETRACTOR, DESMARRES, LID/VEIN, BLADE LENGTH 9 - 11 MM, STAINLESS STEEL, REUSABLE | OPHTHALMOLOGY SUPPLIES SUPPLEMENTARY
15389 | 4229420661600 | RETRACTOR, BARBIE, STAINLESS STEEL, REUSABLE | OPHTHALMOLOGY SUPPLIES
15390 | 4229420661700 | RETRACTOR, BARBIE, BIG, STAINLESS STEEL, REUSABLE | OPHTHALMOLOGY SUPPLIES
15391 | 4229420661800 | RETRACTOR, BARBIE, GREAT BIG, STAINLESS STEEL, REUSABLE | OPHTHALMOLOGY SUPPLIES
15392 | 4229420662100 | HOOK, MUSCLE, JAMESON, ASSORTED SIZES (SMALL - LARGE), STAINLESS STEEL, REUSABLE | OPHTHALMOLOGY SUPPLIES
15393 | 4229420662800 | FORCEPS, CAPSULORHEXIS, UTRATA, STAINLESS STEEL, REUSABLE | OPHTHALMOLOGY SUPPLIES
15394 | 4229420665600 | FORCEPS, BOCKS, WITHOUT TEETH, FOR SUTURE REMOVAL SURGERY | OPHTHALMOLOGY SUPPLIES SUPPLEMENTARY
15395 | 4229420666300 | GRASPER, AHMED, MICRO, CURVED, 23G, REUSABLE | OPHTHALMOLOGY SUPPLIES
15396 | 4229420666500 | SPATULA, BARRAQUER IRIS, DOUBLE ENDED BLADES, BOTH ENDS ARE SHARP WITH GENTLY CURVED BLADES, STAINLESS STEEL, REUSABLE | OPHTHALMOLOGY SUPPLIES
15397 | 4229420666600 | ARTIFICIAL ANTERIOR CHAMBER, BASE, REUSABLE | OPHTHALMOLOGY SUPPLIES
15398 | 4229420667000 | FORCEPS, BONNACOLTO CONJUNCTIVA, STAINLESS STEEL, REUSABLE | OPHTHALMOLOGY SUPPLIES
15399 | 4229420667100 | FORCEPS, BORES, FIXATION, STRAIGHT, REUSABLE | OPHTHALMOLOGY SUPPLIES
15400 | 4229420667200 | FORCEPS, BUSIN, 23 GAUGE, REUSABLE | OPHTHALMOLOGY SUPPLIES
15401 | 4229420668000 | ARTIFICIAL ANTERIOR CHAMBER, COVER, REUSABLE | OPHTHALMOLOGY SUPPLIES
15402 | 4229420668200 | SPATULA, CYCLODIALYSIS, DOUBLE ENDED, STAINLESS STEEL, REUSABLE | OPHTHALMOLOGY SUPPLIES
15403 | 4229420668400 | SCISSORS, DE WECKEER, BLUNT TIPS, SIZE FROM BEND TO TIP 8 MM ( +/- 1 MM ), OVERALL LENGTH: 60 MM ( +/- 10 MM ), STAINLESS STEEL, REUSABLE | OPHTHALMOLOGY SUPPLIES SUPPLEMENTARY
15404 | 4229420669500 | DSAEK STRIPPER (T-SHAPED TIPS), REUSABLE | OPHTHALMOLOGY SUPPLIES
15405 | 4229420670000 | HANDPIECE, BATTERY POWERED, OPHTHALMIC, ASSORTED DIAMOND BURR, REUSABLE | OPHTHALMOLOGY SUPPLIES SUPPLEMENTARY
15406 | 4229420670100 | FOREIGN BODY SPUD, ASSORTED TIPS, STAINLESS STEEL, REUSABLE | OPHTHALMOLOGY SUPPLIES
15407 | 4229420670400 | TYING FORCEPS, HEAD AHMED MICRO, 23G, REUSABLE | OPHTHALMOLOGY SUPPLIES
15408 | 4229420670500 | FORCEPS, HOFFMAN, DESCEMET'S STRIPPING, CURVED, REUSABLE | OPHTHALMOLOGY SUPPLIES
15409 | 4229420670600 | SCISSORS, HOFFMAN / AHMED HEAD, MICRO, HORIZONTAL, CURVED SHAFT, REUSABLE | OPHTHALMOLOGY SUPPLIES
15410 | 4229420670700 | SCISSORS, HOFFMAN / AHMED HEAD, HORIZONTAL, CURVED SHAFT, 21 GAUGE, REUSABLE | OPHTHALMOLOGY SUPPLIES
15411 | 4229420670800 | SCISSORS, HOFFMAN / AHMED HEAD, MICRO, VERTICAL, STRAIGHT SHAFT, REUSABLE | OPHTHALMOLOGY SUPPLIES
15412 | 4229420670900 | FORCEPS, AHMED HEAD IOL HOLDING, MICRO, SERRATED, 23 GAUGE, REUSABLE | OPHTHALMOLOGY SUPPLIES
15413 | 4229420671000 | SCISSORS, HOFFMAN / AHMED HEAD, HORIZONTAL, STRAIGHT SHAFT, 23G, REUSABLE | OPHTHALMOLOGY SUPPLIES
15414 | 4229420671300 | LID RETRACTOR, JAFFE WIRE, ASSORTED SIZES, STAINLESS STEEL, REUSABLE | OPHTHALMOLOGY SUPPLIES
15415 | 4229420671400 | FORCEPS, JAMESON MUSCLE, LEFT, SLIDE LOCK, STAINLESS STEEL, REUSABLE | OPHTHALMOLOGY SUPPLIES
15416 | 4229420671500 | FORCEPS, JAMESON MUSCLE, RIGHT, SLIDE LOCK, STAINLESS STEEL, REUSABLE | OPHTHALMOLOGY SUPPLIES
15417 | 4229420674300 | SPATULA AND SPOON, PATON, CORNEAL DONOR TISSUE, STAINLESS STEEL, REUSABLE | OPHTHALMOLOGY SUPPLIES
15418 | 4229420674500 | FORCEPS, REMKY DMEK KERATOPLASTY, REUSABLE | OPHTHALMOLOGY SUPPLIES SUPPLEMENTARY
15419 | 4229420674600 | ARTIFICIAL ANTERIOR CHAMBER, RING, REUSABLE | OPHTHALMOLOGY SUPPLIES
15420 | 4229420674700 | FORCEPS, SAUER FIXATION, 1X2 TEETH, STAINLESS STEEL, REUSABLE | OPHTHALMOLOGY SUPPLIES
15421 | 4229420675200 | PROTECTOR, SCLERAL, STAINLESS STEEL, WITH HANDLE, ASSORTED SIZES AS PER HOSPITAL REQUEST, REUSABLE | OPHTHALMOLOGY SUPPLIES
15422 | 4229420675400 | SCLERAL DEPRESSOR, SCHOCKET, DOUBLE ENDED, REUSABLE | OPHTHALMOLOGY SUPPLIES
15423 | 4229420676000 | STERILIZATION TRAY FOR MICROKERATOME (M2) RING, MICROKERATOME (M2), REUSABLE | OPHTHALMOLOGY SUPPLIES
15424 | 4229420676800 | HANDPIECE, IRRIGATION , SZURMAN DMEK, REUSABLE | OPHTHALMOLOGY SUPPLIES SUPPLEMENTARY
15425 | 4229420677200 | SCISSORS, TROUTMAN-KATZIN, LEFT, STAINLESS STEEL, REUSABLE | OPHTHALMOLOGY SUPPLIES
15426 | 4229420677300 | SCISSORS, TROUTMAN-KATZIN, RIGHT, STAINLESS STEEL, REUSABLE | OPHTHALMOLOGY SUPPLIES
15427 | 4229420677900 | PEELER, FOR MEMBRANE, 23 GAUGE, VITREORETINAL SURGERY | OPHTHALMOLOGY SUPPLIES SUPPLEMENTARY
15428 | 4229420678100 | MICRO SCISSORS, VITREORETINAL, HORIZONTAL, CURVED, 23 GAUGE, REUSABLE | OPHTHALMOLOGY SUPPLIES SUPPLEMENTARY
15429 | 4229420678900 | OLIVE TIP CANNULA, REUSABLE | OPHTHALMOLOGY SUPPLIES
15430 | 4229420679100 | SCISSORS, PACKER/CHANG, HOFFMAN/AHMED HEAD, STRAIGHT, REUSABLE | OPHTHALMOLOGY SUPPLIES
15431 | 4229420679500 | SPATULA, SZURMAN CORNEAL ENDOTHELIAL PREPARATION, REUSABLE | OPHTHALMOLOGY SUPPLIES SUPPLEMENTARY
15432 | 4229420680000 | BOWMAN LACRIMAL PROBE, STAINLESS STEEL, ASSORTED SIZES AS PER HOSPITAL REQUEST, REUSABLE | OPHTHALMOLOGY SUPPLIES
15433 | 4229420680300 | NEEDLE HOLDER, BARRAQUER, CURVED, WITHOUT LOCK, 13CM (+/- 2CM), STAINLESS STEEL, REUSABLE | OPHTHALMOLOGY SUPPLIES
15434 | 4229420680400 | NEEDLE HOLDER, BARRAQUER, CURVED, WITH LOCK, 13CM (+/- 2CM), STAINLESS STEEL, REUSABLE | OPHTHALMOLOGY SUPPLIES
15435 | 4229420680500 | EYE SPECULUM, KRATZ (OPEN WIRE) , STAINLESS STEEL, ASSORTED ADULT AND CHILD, REUSABLE | OPHTHALMOLOGY SUPPLIES
15436 | 4229420680800 | SCISSORS, CORNEAL, LEFT, STAINLESS STEEL, REUSABLE | OPHTHALMOLOGY SUPPLIES
15437 | 4229420680900 | SCISSORS, CORNEAL, RIGHT, STAINLESS STEEL, REUSABLE | OPHTHALMOLOGY SUPPLIES
15438 | 4229420681500 | HOOK, GASS RETINAL DETACHMENT, OVAL HOLE, STAINLESS STEEL, REUSABLE | OPHTHALMOLOGY SUPPLIES
15439 | 4229420682100 | FORCEPS, LESTER FIXATION, 1X2 TEETH, STAINLESS STEEL, REUSABLE | OPHTHALMOLOGY SUPPLIES
15440 | 4229420682600 | PIGTAIL PROBE, STAINLESS STEEL, SUTURE HOLES, DOUBLE ENDED, REUSABLE | OPHTHALMOLOGY SUPPLIES
15441 | 4229420682700 | HOOK, SINSKEY, ANGLED, STAINLESS STEEL, REUSABLE | OPHTHALMOLOGY SUPPLIES
15442 | 4229420682800 | POLACK DOUBLE CORNEAL FIXATION FORCEPS, STAINLESS STEEL, REUSABLE | OPHTHALMOLOGY SUPPLIES
15443 | 4229420683600 | LENS LOOP, STAINLESS STEEL, 6MM WIDE X 7MM LONG LOOP, TOTAL LENGTH 135MM, REUSABLE | OPHTHALMOLOGY SUPPLIES
15444 | 4229420683700 | HANDLE, ERGONOMIC TOUCH, REUSABLE | OPHTHALMOLOGY SUPPLIES
15445 | 4229420686000 | MICRO SCISSORS, VITREORETINAL, HORIZONTAL, CURVED, 25 GAUGE, REUSABLE | OPHTHALMOLOGY SUPPLIES SUPPLEMENTARY
15446 | 4229420687300 | BLADE HANDLE, SURGICAL BEAVER, STAINLESS STEEL, 10CM, REUSABLE | OPHTHALMOLOGY SUPPLIES
15447 | 4229420690100 | MICROKERATOME (M2), ASSORTED RING SIZES PER HOSPITAL REQUEST, REUSABLE | OPHTHALMOLOGY SUPPLIES
15448 | 4229420690300 | HANDLE, 360, FOR WITH IRIS SUTURE AND INTRAOCULAR LENS (IOL) FIXATION, REUSABLE | OPHTHALMOLOGY SUPPLIES
15449 | 4229420690400 | RONGEUR, ADSON, STAINLESS STEEL, FOR ORBITAL SURGERY | OPHTHALMOLOGY SUPPLIES SUPPLEMENTARY
15450 | 4229420691000 | ICL MANIPULATOR, BATTLE SHAPE, REUSABLE | OPHTHALMOLOGY SUPPLIES
15451 | 4229420691900 | FORCEPS, BORES, FIXATION, CURVED, REUSABLE | OPHTHALMOLOGY SUPPLIES SUPPLEMENTARY
15452 | 4229420692200 | CANNULA, IRRIGATION, ANGLED, 19 GAUGE, STAINLESS STEEL, REUSABLE | OPHTHALMOLOGY SUPPLIES
15453 | 4229420693000 | SCISSORS, CORNEA, FOGLA, LEFT, REUSABLE | OPHTHALMOLOGY SUPPLIES SUPPLEMENTARY
15454 | 4229420693100 | SCISSORS, CORNEA, FOGLA, RIGHT, REUSABLE | OPHTHALMOLOGY SUPPLIES
15455 | 4229420693200 | DISSECTOR SEPARATOR COUNTER CLOCKWISE FOR INTACS SK SURGERY | OPHTHALMOLOGY SUPPLIES SUPPLEMENTARY
15456 | 4229420693300 | DISSECTOR SEPARATOR CLOCKWISE FOR INTACS SK SURGERY | OPHTHALMOLOGY SUPPLIES SUPPLEMENTARY
15457 | 4229420694000 | SPATULA, CORNEAL DSAEK GLIDE, STAINLESS STEEL, REUSABLE | OPHTHALMOLOGY SUPPLIES
15458 | 4229420694500 | FORCEPS, FOR INSERTING INTRA-CORNEAL KERA RING, REUSABLE | OPHTHALMOLOGY SUPPLIES
15459 | 4229420694600 | PROTECTOR, FLAP, REUSABLE | OPHTHALMOLOGY SUPPLIES
15460 | 4229420695000 | GLIDER, KERA RING, REUSABLE | OPHTHALMOLOGY SUPPLIES
15461 | 4229420695200 | MARKER, TUNNEL ZONE, REUSABLE | OPHTHALMOLOGY SUPPLIES
15462 | 4229420695400 | GRASPER, SNYDER, 25G, REUSABLE | OPHTHALMOLOGY SUPPLIES
15463 | 4229420695500 | FORCEPS, LOADING ICL, JAW WITH HOLE, ROUNDED EDGES, REUSABLE | OPHTHALMOLOGY SUPPLIES
15464 | 4229420696200 | CANNULA, IRRIGATION, LASIK, REUSABLE | OPHTHALMOLOGY SUPPLIES
15465 | 4229420696300 | SPATULA, LASIK, MICROKERATOME, ONE END, STAINLESS STEEL, REUSABLE | OPHTHALMOLOGY SUPPLIES
15466 | 4229420697400 | MICROKERATOME MOTOR, MANUAL, REUSABLE | OPHTHALMOLOGY SUPPLIES
15467 | 4229420698200 | FORCEPS, SCLERAL PLUG, STAINLESS STEEL, REUSABLE | OPHTHALMOLOGY SUPPLIES
15468 | 4229420698300 | ELEVATOR / POCKETING HOOK, STRAIGHT SHAFT, LENGTH 100-140 MM, DELICATE TIP TO CREATE A SMALL POCKET, REUSABLE | OPHTHALMOLOGY SUPPLIES SUPPLEMENTARY
15469 | 4229420698400 | DISSECTOR, CORNEAL, LAMELLAR, POINTED, FOGLA, REUSABLE | OPHTHALMOLOGY SUPPLIES SUPPLEMENTARY
15470 | 4229420698800 | PUSHER, SEGMENT/RING, KERA RING, REUSABLE | OPHTHALMOLOGY SUPPLIES
15471 | 4229420699100 | HOOK, SINSKEY, DOUBLE ENDED, REUSABLE | OPHTHALMOLOGY SUPPLIES
15472 | 4229420699300 | STEVENS HOOK, STAINLESS STEEL, REUSABLE | OPHTHALMOLOGY SUPPLIES
15473 | 4229420700400 | SPREADER, SUAREZ, KERA RING, REUSABLE | OPHTHALMOLOGY SUPPLIES
15474 | 4229420700800 | FORCEPS, MOORFIELD, SERRATED JAW, REUSABLE | OPHTHALMOLOGY SUPPLIES SUPPLEMENTARY
15475 | 4229420700900 | SPATULA, TRI FACET, FOGLA, REUSABLE | OPHTHALMOLOGY SUPPLIES SUPPLEMENTARY
15476 | 4229420701000 | HANDLE, UNIVERSAL, FOR WITH IRIS SUTURE AND INTRAOCULAR LENS (IOL) FIXATION, REUSABLE | OPHTHALMOLOGY SUPPLIES
15477 | 4229420701200 | SCISSORS, VANNAS, STRAIGHT, 6 MM BLADES, 8 - 9 CM LENGTH, REUSABLE | OPHTHALMOLOGY SUPPLIES SUPPLEMENTARY
15478 | 4229420701400 | FORCEPS, LOADING ICL CARTRIDGE, VUKICH, REUSABLE | OPHTHALMOLOGY SUPPLIES
15479 | 4229420701600 | LACRIMAL CHISEL, STAINLESS STEEL, STRAIGHT, REUSABLE | OPHTHALMOLOGY SUPPLIES
15480 | 4229420701900 | MARKER, YORUK OR F SHAPE, DMEK, REUSABLE | OPHTHALMOLOGY SUPPLIES SUPPLEMENTARY
15481 | 4229420702000 | MARKER, OPTIC ZONE, 11.0 MM, WITHOUT CROSS HAIRS, REUSABLE | OPHTHALMOLOGY SUPPLIES SUPPLEMENTARY
15482 | 4229420702100 | DRY EYE TREATMENT, COMPATIBLE WITH LIPIFLOW, WITH ALL NEEDED DISPOSABLES | OPHTHALMOLOGY SUPPLIES SUPPLEMENTARY
15483 | 4229420702200 | DRY EYE TREATMENT, ACTIVATION CARD, COMPATIBLE WITH INTENSE PULSED LIGHT (IPL) WITH ALL NEEDED DISPOSABLES | OPHTHALMOLOGY SUPPLIES SUPPLEMENTARY
15484 | 4229420702400 | FOLDABLE TOUCHSCREEN MAGNIFIER WITH OCR DISTANCE CAMERA(COVER BOOK )TO DOUBLE YOUR VIEWING AREA REUSABLE | OPHTHALMOLOGY SUPPLIES
15485 | 4229420702700 | MENDEZ DEGREE GAUGE, STAINLESS STEEL, 0 TO 180 DEGREE IN 10 DEGREE INCREMENTS, 12MM INTERNAL RING DIAMETER, 40 DEGREE ANGLED HANDLE, REUSABLE | OPHTHALMOLOGY SUPPLIES
15486 | 4229420703000 | ENDOLASER PROBE, ILLUMINATED, 23 GAUGE, FLEXIBLE CURVED, CONSTELLATION CONNECTOR, DISPOSABLE, STERILE | OPHTHALMOLOGY SUPPLIES
15487 | 4229420703200 | PHAKIC, INTRAOCULAR LENS, POSTERIOR CHAMBER, ACRYLIC, CORRECTION OF MYOPIA AND ASTIGMATISM, FOR REFRACTIVE SURGERY, DIOPTER RANGE, AS PER HOSPITAL REQUEST | OPHTHALMOLOGY SUPPLIES
15488 | 4229420703700 | BACK FLUSH HANDLE WITH SOFT SILICONE TIPPED, 23 GAUGE, STERILE, DISPOSABLE | OPHTHALMOLOGY SUPPLIES
15489 | 4229420703900 | KERATOPROSTHESIS, TEMPORARY, WIDE FIELD, WITH SUTURE HOLES, ASSORTED SIZE, STERILE | OPHTHALMOLOGY SUPPLIES SUPPLEMENTARY
15490 | 4229420704000 | ENDOLASER PROBE, 27 GAUGE, DIRECTIONAL, COMPATIBLE WITH IRIDEX MACHINE, DISPOSABLE, STERILE | OPHTHALMOLOGY SUPPLIES
15491 | 4229420704200 | ELEVATOR, TRAQUAIR PERIOSTEAL, DOUBLE ENDED, STAINLESS STEEL, REUSABLE | OPHTHALMOLOGY SUPPLIES
15492 | 4229420704300 | HAND-HELD MAGNIFIERS, REUSABLE | OPHTHALMOLOGY SUPPLIES
15493 | 4229420704500 | PACK, PHACO/VITRECTOMY, 23 GAUGE, WITH FULL ACCESSORIES, COMPATIBLE WITH DORC EVA NEXUS MACHINE, DISPOSABLE, STERILE | OPHTHALMOLOGY SUPPLIES
15494 | 4229420704600 | PACK, PHACO/VITRECTOMY, 25 GAUGE, WITH FULL ACCESSORIES, COMPATIBLE WITH DORC EVA NEXUS MACHINE, DISPOSABLE, STERILE | OPHTHALMOLOGY SUPPLIES
15495 | 4229420704700 | PHACO/VITRECTOMY, CONSTELLATION TOTAL PLUS PACK, MINIMUM OF 7500 CPM, 23 GAUGE, WITH FULL ACCESSORIES, DISPOSABLE, STERILE | OPHTHALMOLOGY SUPPLIES
15496 | 4229420704800 | EUGENOL IMPREGNATED ALVEOLAR DRESSING FOR DRY SOCKET TREATMENT (APPROXIMATELY 10 GM) PASTE.. | SUPPLEMENTARY DENTAL SUPPLIES
15497 | 4229420704900 | CUSHING NERVE HOOK STAINLESS STEEL 20-30CM APPROXIMATE RIGHT ANGEL WORKING END: 6MM.. | SUPPLEMENTARY DENTAL SUPPLIES
15498 | 4229420705000 | DINGMAN ZYGOMATIC HOOK STAINLESS STEEL POINTED TIP 10MM.. | SUPPLEMENTARY DENTAL SUPPLIES
15499 | 4229420705100 | OBWEGESER V-NOTCH CORONOID STRIPPER STAINLESS STEEL TIP SIZE: 11MM APPROXIMATE.. | SUPPLEMENTARY DENTAL SUPPLIES
15500 | 4229420705200 | SAW BLADE COMPATIBLE WITH MANUAL SAW.. | SUPPLEMENTARY DENTAL SUPPLIES
15501 | 4229420705300 | SKIN HOOK STAINLESS STEEL SHARP 2 PRONGS 15MM APPROXIMATE WORKING END: 4MM APPROXIMATE.. | SUPPLEMENTARY DENTAL SUPPLIES
15502 | 4229420705400 | SMITH SAGITTAL SPLIT SEPARATORS SET OF 2 (RIGHT AND LEFT) STAINLESS STEEL 16CM APPROXIMATE.. | SUPPLEMENTARY DENTAL SUPPLIES
15503 | 4229420705500 | STEVENS SCISSORS STAINLESS STEEL LENGTH 11MM APPROXIMATE CURVED SHARP TIP.. | SUPPLEMENTARY DENTAL SUPPLIES
15504 | 4229420705600 | ZYGOMATIC IMPLANT SURGICAL KIT COMPATIBLE WITH EACH HOSPITAL SYSTEM.. | SUPPLEMENTARY DENTAL SUPPLIES
15505 | 4229421100500 | CUSTOM PACK BIOPSY PROCEDURE; 1 TRAY 2 SYRINGE DIFFERENT SIZES 2 NEEDLES 18G - 25G SCALPEL BLADE SIZE 11 10 GAUZE SWAPS 4 X 4 INCH SKIN MARKER 1 BACK TABLE COVER POVIDONE PREP KIT MEDICATION LABELS 2 TOWELS 1 ADHESIVE FENESTRATED DRAPE DRESSING 5 X 5 CM DISPOSABLE STERILE.... | SUPPLEMENTARY GENERAL CONSUMABLES
15506 | 4229421102300 | CUSTOMIZED EFFICIENCY CARDIAC PACK (CARDIOVASCULAR HARVEST ): MAYO STAND COVER 58X137 CM TABLE COVER 150X190CM REINF SURGICAL GOWN XL SURGICAL GOWN XL DRAPE 150X240CM BNS THORACIC DRAPE 175/300X350CM INCISE AREA 32X40CM DRAPE 150X240 CM FLUID COLLECTION POUCH 40X35CM SCALPEL BLADE N°10 SCALPEL BLADE N°11 SCALPEL BLADE N°15 INCISE DRAPE 60X85CM SUTURE SILK NO NEEDLE 2 2X150CM SUTURE SILK 0 3/8 CIRCLE 39 MM REVERSE CUTTING NEEDLE 75CM SUTURE PROLENE 5-0 3/8 CIRCLE 13 MM PRIME REVERSE CUTTING NEEDLE 45CM NEEDLE BLUNT 18G 40MM WITH FILTER HAND TOWEL 47X38CM GAUZE SWAB 10X10CM 16P XRD BOWL 1500ML BOWL 6000ML BONE WAX WHITE 2.5G NEEDLE CNTER 10-CNT FOAM BLOCK/MAG YELL SUTURE PROLENE 4-0 3/8 CIRCLE 17 MM TAPER POINT NEEDLE 75CM BLUE DRAWSTRING BAG 46X47CM SPIKE CONNECTION LINE DIATHERMY PENCIL FOOT PEDAL SUCTION TUBE 30CH 3 0M GAUZE LAP 20X30CM 4P XRD GAUZE LAP 45X45CM 4P XRD UROMATIC EASY FLOW MULTI SET NEEDLE HYPODERMIC 24G 25MM PURPLE SUCTION CANNULA YANKAUER 12CH DIATH. ELECTRODE BLADE 10CM INSULATED STOPCOCK 3-WAY YANKAUER SUCTION CANNULA 2 = 2CH BULB TIP CREPE PAPER 60X60CM SYRINGE 3ML L/L SYRINGE 20ML L/L SURGICAL CLIP APPLIER MEDIUM TITANIUM /.- | CARDIOVASCULAR SURGERY CONSUMABLES
15507 | 4229421102400 | CUSTOMIZED EFFICIENCY PEDIATRIC CARDIAC KIT: OP SHEET 175X150CM OP SHEET 150X240CM ADHESIVE OP TOWEL 75X73CM HAND TOWEL 47X38CM TABLE COVER REINFORCED 150X190CM ABS.75X190CM INCISE DRAPE 44X35CM BNS LAPAROTOMY DRAPE 200X315CM KIDNEY BOWL 800ML IV CANNULA 14G 45MM ORANGE NEEDLE HYPODERMIC 25G 16MM ORANGE DIATH. ELECTRODE BLADE INSULATED COATED SKIN MARKER TAPER TIP VIOLET IV CANNULA 16G 45MM GREY NEEDLE HYPODERMIC 22G 40MM BLACK SYRINGE 20ML L/L SYRINGE 65ML BULB MAYO STAND COVER 58X137CM BOWL 1000ML GRADUATED BOWL 500ML GRADUATED BOWL 250ML GRADUATED SA LABEL WHITE N/SALINE SA LABEL WHITE BLANK SA LABEL WHITE PAPAVERINE SA LABEL WHITE HEPARIN 1000 IE/ML SA LABEL WHITE WATER SA LABEL WHITE RINGER-LACTAT SUTURE SILK 2 NO NEEDLE 2X150CM BLACK SCALPEL BLADE CS N°15 BOWL 6000ML GRADUATED SCALPEL BLADE CS N°11 MEPILEX LITE 6X85 CM SUTURE BOOTS MOSQUITO YELLOW 5PR 10/1 MEPILEX BORDER LITE 5X12.5CM BONE WAX WHITE 2.5G SUTURE SILK 0 NO NEEDLE 12X60CM BLACK FLUID COLLECTION POUCH 40X35CM SUCTION TUBE OD 30CH 30M DIATHERMY PENCIL HAND ROCKER BLADE COATED 300CM JUG 1200ML GRADUATED NEEDLE COUNTER 60CT MAGNET/MAGNET BR GAUZE SWAB 5X5CM 16P XRD WHITE GAUZE LAP 30X30CM 4P XRD WHITE 5PC GAUZE TOWEL 61X43CM XRD SURGICAL GOWN XL SURGICAL GOWN XXL HAND TOWEL 47X38CM SURGICAL GOWN L REINFORCED TABLE COVER 190 X210 WRA = PPING HAND TOWEL 47X38CM CREPE PAPER 60X60CM SURGICAL GOWN L /.- | CARDIOVASCULAR SURGERY CONSUMABLES
15508 | 4229421102500 | CUSTOMIZED EFFICIENCY ROBOTIC CARDIAC KIT: REINFORCED TABLE COVER 190 X 210 CM WRAPPING CARDIOVASCULAR SPLIT SHEET 205/280X340CM TABLE COVER 150X190CM FOLDED PAPER BAG SUTURE DRAPE 150X175CM OP TOWEL 100X100CM BNS MAYO STAND COVER 79X145 CM SCALPEL BLADE N°10 SCALPEL BLADE N°15 INCISE DRAPE 60X85CM INCISE DRAPE 60X45CM HAEMOCLIP MEDIUM SUTURE POLYSORB 2-0 1/2 CIRCLE 37 MM TAPER POINT NEEDLE 75CM SUTURE POLYSORB 2-0 1/2 CIRCLE 26 MM TAPER POINT NEEDLE 75CM INFUSION SET SINGLE 320CM SCALPEL BLADE CS N°E11 SKIN MARKER REGULAR GAUZE LAP 45X45CM 4P XRD SUTURE BOOTS MOSQUITO YELLOW 5PR 10/1 KIDNEY BOWL 700ML JUG 1200ML GRADUATED BOWL 6000ML INSUFF TUBE 310 CM HEPA FILTER 22 MM ANTI FOG SOLUTION SUTURE SILK 0 3/8 CIRCLE 39 MM REVERSE CUTTING NEEDLE 75CM BONEWAX WHITE 2.5G NEEDLE CNTR 30-CNT FOAM/MAG BLD REM YELLOW SUTURE POLYSORB 1 1/2 CIRCLE 37 MM TAPER POINT NEEDLE 75CM INSTRUMENT CLEANER 5X5CM DIATHERMY PENCIL HAND BUTTONS DIATH. ELECTRODE BLADE 16 5 CM GAUZE SWAB 10X10CM 32P XRD GAUZE LAP 20X30CM 4P XRD NEEDLE HYPODERMIC 21G 40MM GREEN STOPCOCK 3-WAY BOWL 250 ML GRADUATED BOWL 500ML GRADUATED SYRINGE 20ML L/L SURGICAL GOWN L SURGICAL GOWN XL SYRINGE 60 ML BULB GAUZE TOWEL 61X43CM XRD BOWL 1000ML /.- | CARDIOVASCULAR SURGERY CONSUMABLES
15509 | 4229421102600 | PERFUSION CUSTOM PACK, FOR INFANT, COATED, CONSISTS OF: (TUBING SET, CUSTOM DESIGN, WITH (CARDIOPLEGIA DELIVER SET 4:1 + 2PCS OF CARDIOPLEGIA TABLE LINE IN SEPARATE STERILE BAGS), HEMOCONCENTRATOR AND MUF (DESIGN MUST BE APPLICABLE IN EVERY HOSPITAL), (4 PCS OF CONNECTORS), (TUBE ORGANIZER), (VACUUM LINE), (2PCS OF TUBING LINES PVC SIZE 1/4 AND 3/8 CUSTOM DESIGN), (ENOUGH HOLDERS AND TEMP. PROBES), DISPOSABLE, STERILE. | CARDIOVASCULAR SURGERY CONSUMABLES
15510 | 4229421102700 | PERFUSION CUSTOM PACK, FOR NEONATE, COATED, CONSISTS OF: (TUBING SET, CUSTOM DESIGN, WITH (CARDIOPLEGIA DELIVER SET 4:1 + 2PCS OF CARDIOPLEGIA TABLE LINE IN SEPARATE STERILE BAGS), HEMOCONCENTRATOR AND MUF (DESIGN MUST BE APPLICABLE IN EVERY HOSPITAL), (4 PCS OF CONNECTORS), (TUBE ORGANIZER), (VACUUM LINE), (2PCS OF TUBING LINES PVC SIZE 1/4 AND 3/8 CUSTOM DESIGN), (ENOUGH HOLDERS AND TEMP. PROBES), DISPOSABLE, STERILE. | CARDIOVASCULAR SURGERY CONSUMABLES
15511 | 4229421102800 | PERFUSION CUSTOM PACK, FOR PEDIATRIC, COATED, CONSISTS OF: (TUBING SET, CUSTOM DESIGN, WITH (CARDIOPLEGIA DELIVER SET 4:1 + 2PCS OF CARDIOPLEGIA TABLE LINE IN SEPARATE STERILE BAGS), HEMOCONCENTRATOR AND MUF (DESIGN MUST BE APPLICABLE IN EVERY HOSPITAL), (4 PCS OF CONNECTORS), (TUBE ORGANIZER), (VACUUM LINE), (2PCS OF TUBING LINES PVC SIZE 1/4 AND 3/8 CUSTOM DESIGN), (ENOUGH HOLDERS AND TEMP. PROBES), DISPOSABLE, STERILE. | CARDIOVASCULAR SURGERY CONSUMABLES
15512 | 4229421102900 | PERFUSION CUSTOM PACK, FOR SMALL ADULT, COATED, CONSISTS OF: (TUBING SET, CUSTOM DESIGN, WITH (CARDIOPLEGIA DELIVER SET 4:1 + 2PCS OF CARDIOPLEGIA TABLE LINE IN SEPARATE STERILE BAGS), HEMOCONCENTRATOR AND MUF (DESIGN MUST BE APPLICABLE IN EVERY HOSPITAL), (4 PCS OF CONNECTORS), (TUBE ORGANIZER), (VACUUM LINE), (2PCS OF TUBING LINES PVC SIZE 1/4 AND 3/8 CUSTOM DESIGN), (ENOUGH HOLDERS AND TEMP. PROBES), DISPOSABLE, STERILE. | CARDIOVASCULAR SURGERY CONSUMABLES
15513 | 4229421805500 | CUSTOM PACK ENT NASAL 1 CREPE PAPER 60 X 60 CM 1 SURGICAL GOWN REINFORCED L SIZE WITH 2 ABSORBABLE HAND TOWEL 1 REINFORCED TABLE COVER 150 X 190 WRAPPING 1 MAYO STAND COVER 79 X 145 CM 1 PAPER BAG 19 X 25 CM 1 SKIN MARKER REGULAR 1 SCALPEL N#15 2 SYRINGE 30 ML L/L 3PARTS CONC. 1 NEEDLE COUNTER 20-CNT FOAM/MAG 2 BOWL 250 ML 1 JUG 1000 ML 1 SUCTION CONNECTING TUBING 30 CH X 350 CM 1 BLADESERVER STANDARD 5 GAUZE SWAB 10 X 10 CM 16P XRD 2 SUCTION AND DIATHERMY BAG 40 X 35 CM 1 OP-TAPE 9 X 49 CM 1 HEAD DRAPE 150 X 175 CM 1 SPLIT SHEET 150 X 260 CM 2 ADHESIVE OP TOWEL 90 X 75 CM 10 NEUROSORB 25.4 X 76.2 MM XRD STRING 1 NEEDLE HYPODERMIC 27G X40 MM SAFETY 2 SURGICAL GOWN REINFORCED XL SIZE WITH 4 ABSORBABLE HAND TOWEL STERILE... | SUPPLEMENTARY GENERAL CONSUMABLES
15514 | 4229421805600 | CUSTOM PACK ENT TONSILLEC1 CREPE PAPER 60 X 60 CM 1 REINFORCED TABLE COVER 150 X 190 WRAPPING 1 REINFORCED SURGICAL GOWN L WITH 2 ABSORBABLE HAND TOWEL 1 REINFORCED SURGICAL GOWN XL WITH 2 ABSORBABLE HAND TOWEL 5 GAUZE SWAB 2.5 X 15 CM 16P XRD 5 GAUZE SWAB 10 X 10 CM 16P XRD 1 SYRINGE 30 ML L/L 1 SUCTION CONNECTING TUBING 30 CH X 3-4 M 1 OP-TAPE 9 X 49 CM 1 HEAD DRAPE 150 X 175 CM 1 DRAPE 175 X 175 CM 1 FORCEPS BIPOLAR STRAIGHT 200 MM STERILE.. | SUPPLEMENTARY GENERAL CONSUMABLES
15515 | 4229421805700 | CUSTOMIZED EFFICIENCY ADULT CARDIAC KIT 2 HAND TOWEL 47 X 38 CM WHITE 1 CREPE PAPER 60 X 60 CM 1 TABLE COVER 190 X 210 CM REINFORCED 4 HAND TOWEL 47 X 38 CM WHITE 1 TABLE COVER 150 X 190 CM REINF FOLDED 2 HAND TOWEL 47 X 38 CM WHITE 1 CARDIO VASCULAR DRAPE 269 X 196 X 368 CM 2 SURGICAL GOWN UNIVERSAL M SP BNS 2 SURGICAL GOWN UNIVERSAL XL HP BNS 1 SURGICAL GOWN UNIVERSAL XXLL HP 3 MAYO STAND COVER 58 X 137 CM 20 GAUZE LAP 30 X 30 CM 12P XRD 20 OP TOWEL 65 X 42 CM XRD 1 SYRINGE 50/60 ML CATHETER TIP 2 KIDNEY BOWL 800 ML 1 BOWL 250 ML 1 BOWL 500 ML 10 GAUZE SWAB 10 X 10 CM 16 P XRD 1 JUG 1200 ML 1 DIATHERMY PENCIL 1 NDLE CNTR 60 - CNT MAG 2 BONEWAX WHITE 2.5 G 1 SKIN MARKER REGULAR 1 POLYSORB 2 - 075 CM 2 SUTURE SOFSILK 0 1IV CANNULA 16 GAUGE 45 MM 1 SUTURE BOOTS MOSQUITO 5 PR (10/1) 1 HEMOCLIP MEDIUM 2 SYRINGE 20 ML L/L 3 MEPILEX BORDER 4 X 5 CM 2 SA LABEL 1 X 4 CM WHITE PAPAVERINE 3 LABEL 1 X 4 CM NORMAL SALINE 3 MEDICATION LABEL STERILE... | SUPPLEMENTARY GENERAL CONSUMABLES
15516 | 4229421808300 | TONSIL SNARE, BRUENINGS, LENGTH 27 - 28 CM, REUSABLE | SURGICAL INSTRUMENT TENDER
15517 | 4229421900000 | SET, COMPLETE BONE REMOVABLE STRAIGHT BLADE WITH DIFFERENT SIZES AND WIDTHS, AS REQUESTED BY END USER | ORTHOPEDIC & SPINAL SUPPLIES
15518 | 4229421900500 | SET, COMPLETE INSTRUMENTATION FOR KNEE OSTEOTOMY WITH NECESSARY CASE AND IMPLANT TRAY | ORTHOPEDIC & SPINAL SUPPLIES
15519 | 4229421900600 | SET, COMPLETE INSTRUMENTATION FOR MINI EXTERNAL FIXATOR, WITH NECESSARY CASES AND IMPLANT TRAY | ORTHOPEDIC & SPINAL SUPPLIES
15520 | 4229421900900 | SET, COMPLETE INSTRUMENTATION FOR BIPOLAR HEMI-ARTHROPLASTY CEMENTED AND CEMENTLESS FIXATION, WITH NECESSARY CASE AND IMPLANT TRAY | ORTHOPEDIC & SPINAL SUPPLIES
15521 | 4229421901300 | SET, COMPLETE INSTRUMENTATION FOR ARTHROSCOPIC ACL RECONSTRUCTION SYSTEM ,WITH NECESSARY CASE. | ORTHOPEDIC & SPINAL SUPPLIES
15522 | 4229421901500 | SET, COMPLETE INSTRUMENTATION INCLUDING SCREW DRIVERS FOR INTERFERENCE SCREW, WITH NECESSARY CASES | ORTHOPEDIC & SPINAL SUPPLIES
15523 | 4229421901700 | SET, COMPLETE HAND INSTRUMENTS FOR BONY AND SOFT TISSUE SURGERY WITH PADDED DIVIDED TRAY AND CASE AND BOX | ORTHOPEDIC & SPINAL SUPPLIES
15524 | 4229421901900 | SET, COMPLETE INSTRUMENTATION FOR ARTHROSCOPIC SHOULDER REPAIR, WITH NECESSARY CASES | ORTHOPEDIC & SPINAL SUPPLIES
15525 | 4229421902200 | PLATE HAND BENDERS (SMALL, MEDIUM, LARGE) | ORTHOPEDIC & SPINAL SUPPLIES
15526 | 4229421903500 | SET, COMPLETE INSTRUMENTATION FOR ANATOMIC PROXIMAL FEMUR STAINLESS STEEL PLATING | ORTHOPEDIC & SPINAL SUPPLIES
15527 | 4229421904100 | SET, COMPLETE INSTRUMENTATION FOR ARTHROSCOPIC HIP REPAIR WITH NECESSARY CASE | ORTHOPEDIC & SPINAL SUPPLIES
15528 | 4229421904700 | SET, COMPLETE MICROSURGICAL HAND SURGERY INSTRUMENTS WITH PADDED DIVIDED TRAY AND CASE | ORTHOPEDIC & SPINAL SUPPLIES
15529 | 4229421904800 | SET, COMPLETE INSTRUMENTATION AND TRIALS WITH NECESSARY TEMPLATES, GRAPHIC CASES AND BOXES FOR HIP DYSPLASIA, ORTHOPEDIC | ORTHOPEDIC & SPINAL SUPPLIES
15530 | 4229421904900 | SET, COMPLETE OPEN SHOULDER RETRACTORS, WITH ALL NECESSARY ATTACHMENTS AND CASES | ORTHOPEDIC & SPINAL SUPPLIES
15531 | 4229421905100 | TARGETING DEVICE FOR FEMORAL NAIL DISTAL LOCKING SCREW | ORTHOPEDIC & SPINAL SUPPLIES
15532 | 4229421905200 | SCREW, FOR PEDIATRIC LOCKED VARIABLE ANGLE HIP SCREW, ASSORTED SIZES | ORTHOPEDIC & SPINAL SUPPLIES
15533 | 4229421905300 | TARGETTING DEVICE FOR RETROGRADE INTRAMEDULLARY NAILING | ORTHOPEDIC & SPINAL SUPPLIES
15534 | 4229421905500 | TARGETING DEVICE FOR HUMERAL NAIL DISTAL LOCKING SCREW | ORTHOPEDIC & SPINAL SUPPLIES
15535 | 4229421905800 | INSTRUMENTATION SET COMPLETE AND NECESSARY STERILIZATION CASE (TRAY, BOX, LID) FOR PEDICLE SUBTRACTION OSTEOTOMY, SPINAL | ORTHOPEDIC & SPINAL SUPPLIES
15536 | 4229421906000 | SET, COMPLETE INSTRUMENTATION FOR SMALL EXTERNAL FIXATOR WITH NECESSARY CASES AND IMPLANT TRAY | ORTHOPEDIC & SPINAL SUPPLIES
15537 | 4229421906100 | SET, COMPLETE INSTRUMENTATION FOR MEDIUM EXTERNAL FIXATOR WITH IMPLANT TRAY | ORTHOPEDIC & SPINAL SUPPLIES
15538 | 4229421906200 | SET, COMPLETE INSTRUMENTATION FOR RING FIXATOR WITH NECESSARY GRAPHIC CASE AND BOX, ORTHOPEDIC | ORTHOPEDIC & SPINAL SUPPLIES
15539 | 4229421906300 | SET, COMPLETE INSTRUMENTATION FEMUR DYNAMIC AND CONDYLAR STAINLESS STEEL HIP SCREW | ORTHOPEDIC & SPINAL SUPPLIES
15540 | 4229421906400 | SET, COMPLETE INSTRUMENTATION FOR TOTAL ELBOW ARTHROPLASTY, WITH NECESSARY CASE AND IMPLANT TRAY | ORTHOPEDIC & SPINAL SUPPLIES
15541 | 4229421906600 | SET, COMPLETE INSTRUMENTATION FOR ANATOMIC PROXIMAL HUMERUS STAINLESS STEEL PLATING WITH NECESSARY CASE AND IMPLANT TRAY | ORTHOPEDIC & SPINAL SUPPLIES
15542 | 4229421906800 | INSTRUMENTS FOR INFANT RIB EXPANDER SYSTEM, COMPLETE SET WITH NECESSARY STERILIZATION (TRAY, LID, BOX), SPINAL | ORTHOPEDIC & SPINAL SUPPLIES
15543 | 4229421908700 | SET, COMPLETE INSTRUMENTATION FOR RETROGRADE FEMUR NAIL AND SCREW FIXATION | ORTHOPEDIC & SPINAL SUPPLIES
15544 | 4229421911700 | PIN, INTRAMEDULLARY PEDIATRIC STAINLESS STEEL PIN FIXATION, ASSORTED LENGTHS AND DIAMETERS, AS REQUESTED BY END USER | ORTHOPEDIC & SPINAL SUPPLIES
15545 | 4229421911800 | SET, COMPLETE INSTRUMENTATION FOR STAINLESS STEEL PEDIATRIC INTRAMEDULLARY PIN FIXATION, WITH NECESSARY CASES AND IMPLANT TRAY | ORTHOPEDIC & SPINAL SUPPLIES
15546 | 4229421912400 | INNER HEAD, METAL FOR HIP HEMIARTHROPLASTY FEMORAL ASSORTED SIZES AND DIFFERENT TAPER AS REQUESTED BY END USER | ORTHOPEDIC & SPINAL SUPPLIES
15547 | 4229421912600 | STEM, UNCEMENTED FEMORAL FOR BIPOLAR HIP ASSORTED SIZES AND ASSORTED OFFSETS AS REQUIRED BY END USER, ORTHOPEDIC | ORTHOPEDIC & SPINAL SUPPLIES
15548 | 4229421913100 | SET, COMPLETE INSTRUMENTATION FOR PELVIC RETRACTORS, WITH ALL NECESSARY ATTACHMENTS AND CASES | ORTHOPEDIC & SPINAL SUPPLIES
15549 | 4229421913200 | STEM, FEMORAL UNCEMENTED TOTAL HIP ARTHROPLASTY, ASSORTED SIZES AND ASSORTED OFFSETS | ORTHOPEDIC & SPINAL SUPPLIES
15550 | 4229421913300 | STEM, FEMORAL CEMENTED PRIMARY TOTAL HIP ARTHROPLASTY, ASSORTED SIZES AND ASSORTED OFFSETS | ORTHOPEDIC & SPINAL SUPPLIES
15551 | 4229421913400 | HEAD, CERAMIC FOR CEMENTED PRIMARY TOTAL HIP ARTHROPLASTY, ASSORTED SIZES AND DIAMETERS AS REQUESTED BY END USER | ORTHOPEDIC & SPINAL SUPPLIES
15552 | 4229421913500 | HEAD, CERAMIC FOR UNCEMENTED TOTAL HIP ARTHROPLASTY, ASSORTED SIZES AND DIAMETERS AS REQUESTED BY END USER | ORTHOPEDIC & SPINAL SUPPLIES
15553 | 4229421913600 | HEAD, METAL FOR CEMENTED PRIMARY TOTAL HIP ARTHROPLASTY, ASSORTED SIZES AND DIAMETERS AS REQUESTED BY END USER | ORTHOPEDIC & SPINAL SUPPLIES
15554 | 4229421913700 | HEAD, METAL FOR UNCEMENTED TOTAL HIP ARTHROPLASTY, ASSORTED SIZES AND DIAMETERS AS REQUESTED BY END USER | ORTHOPEDIC & SPINAL SUPPLIES
15555 | 4229421913800 | SET, COMPLETE INSTRUMENTATION FOR PRIMARY CEMENTED TOTAL HIP ARTHROPLASTY, INCLUDING (ACETABULAR, FEMORAL, AND SCREW FIXATION), WITH NECESSARY CASE AND IMPLANT TRAY | ORTHOPEDIC & SPINAL SUPPLIES
15556 | 4229421913900 | SET, COMPLETE INSTRUMENTATION FOR UNCEMENTED TOTAL HIP ARTHROPLASTY, INCLUDING (ACETABULAR, FEMORAL, AND SCREW FIXATION), WITH NECESSARY CASE AND IMPLANT TRAY | ORTHOPEDIC & SPINAL SUPPLIES
15557 | 4229421914000 | SET, COMPLETE INSTRUMENTATION FOR CEMENTED MODULAR TOTAL HIP ARTHROPLASTY, WITH NECESSARY CASE AND IMPLANT TRAY | ORTHOPEDIC & SPINAL SUPPLIES
15558 | 4229421914100 | CUP, UNCEMENTED FOR MODULAR TOTAL HIP ARTHROPLASTY ASSORTED SIZES AND DIAMETERS | ORTHOPEDIC & SPINAL SUPPLIES
15559 | 4229421914300 | SCREW, ACETABULAR FOR UNCEMENTED CUP MODULAR TOTAL HIP ARTHROPLASTY, ASSORTED SIZES | ORTHOPEDIC & SPINAL SUPPLIES
15560 | 4229421914400 | CUP, POLYETHYLENE CEMENTED MODULAR TOTAL HIP ARTHROPLASTY, ASSORTED SIZES AND DIAMETERS | ORTHOPEDIC & SPINAL SUPPLIES
15561 | 4229421914500 | STEM, CALCAR UNCEMENTED FOR TOTAL HIP ARTHROPLASTY, ASSORTED SIZES AND TAPER | ORTHOPEDIC & SPINAL SUPPLIES
15562 | 4229421914600 | LINER, HIGHLY CROSSED LINKED POLYETHYLENE, FOR TOTAL HIP UNCEMENTED, ASSORTED SIZES | ORTHOPEDIC & SPINAL SUPPLIES
15563 | 4229421914900 | FEMUR COMPONENT, CEMENTED PRIMARY TOTAL KNEE ARTHROPLASTY LEFT OR RIGHT CRUCIATE RETAINING OR POSTERIOR STABILIZER ASSORTED TYPES AND SIZES AS REQUESTED BY END USER | ORTHOPEDIC & SPINAL SUPPLIES
15564 | 4229421915000 | TIBIAL BASE COMPONENT, CEMENTED PRIMARY TOTAL KNEE ARTHROPLASTY RIGHT OR LEFT OR UNIVERSAL ASSORTED TYPES AND SIZES AS REQUESTED BY END USER | ORTHOPEDIC & SPINAL SUPPLIES
15565 | 4229421915100 | INSERT, HIGHLY CROSSED POLYETHYLENE CEMENTED PRIMARY TOTAL KNEE ARTHROPLASTY PRIMARY INSERT RIGHT OR LEFT CRUCIATE RETAINING OR POST ERIOR STABILIZER ASSORTED TYPES AND SIZES AS REQUESTED BY END USER. | ORTHOPEDIC & SPINAL SUPPLIES
15566 | 4229421915200 | SET, COMPLETE INSTRUMENTATION FOR CEMENTED TOTAL KNEE CRUCIATE RETAINING AND POSTERIOR STABILIZER ARTHROPLASTY (FEMORAL, TIBIAL, AND PATELLAR), WITH NECESSARY CASE AND IMPLANT TRAY | ORTHOPEDIC & SPINAL SUPPLIES
15567 | 4229421915300 | PATELLA COMPONENT, PRIMARY TOTAL KNEE ARTHROPLASTY ASSORTED TYPES AND SIZES AS REQUESTED BY END USER | ORTHOPEDIC & SPINAL SUPPLIES
15568 | 4229421915400 | FEMUR COMPONENT, UNCEMENTED PRIMARY TOTAL KNEE ARTHROPLASTY LEFT OR RIGHT CRUCIATE RETAINING OR POSTERIOR STABILIZER ASSORTED TYPES AND SIZES AS REQUESTED BY END USER | ORTHOPEDIC & SPINAL SUPPLIES
15569 | 4229421915500 | TIBIAL BASE COMPONENT, UNCEMENTED PRIMARY TOTAL KNEE ARTHROPLASTY RIGHT OR LEFT OR UNIVERSAL ASSORTED TYPES AND SIZES AS REQUESTED BY END USER | ORTHOPEDIC & SPINAL SUPPLIES
15570 | 4229421915700 | SET, COMPLETE INSTRUMENTATION FOR ARTHROPLASTY CEMENT REMOVAL, WITH NECESSARY CASES,REUSABLE | ORTHOPEDIC & SPINAL SUPPLIES
15571 | 4229421915900 | SET, COMPLETE INSTRUMENTATION FOR REVISION CEMENTED TOTAL HIP ARTHROPLASTY, WITH NECESSARY CASE | ORTHOPEDIC & SPINAL SUPPLIES
15572 | 4229421916000 | SET, COMPLETE INSTRUMENTATION FOR TOTAL HIP UNCEMENTED REVISION ARTHROPLASTY, WITH NECESSARY CASE | ORTHOPEDIC & SPINAL SUPPLIES
15573 | 4229421916800 | FEMORAL COMPONENT, FOR REVISION TOTAL KNEE ARTHROPLASTY WITH POSTERIOR STABILIZER ASSORTED SIZES AS REQUIRED BY END USER, ORTHOPEDIC | ORTHOPEDIC & SPINAL SUPPLIES
15574 | 4229421916900 | AUGMENT, FEMORAL DISTAL FOR REVISION TOTAL KNEE ARTHROPLASTY ASSORTED SIZES AS REQUIRED BY END USER, ORTHOPEDIC | ORTHOPEDIC & SPINAL SUPPLIES
15575 | 4229421917100 | AUGMENT, FEMORAL POSTERIOR FOR REVISION TOTAL KNEE ARTHROPLASTY ASSORTED SIZES AS REQUIRED BY END USER, ORTHOPEDIC | ORTHOPEDIC & SPINAL SUPPLIES
15576 | 4229421919100 | SYSTEM FOR PERCUTANEOUS LUMBAR AND CERVICAL DISCECTOMY ASSORTED SIZES SPINAL | ORTHOPEDIC & SPINAL SUPPLIES
15577 | 4229421919700 | SET, COMPLETE INSTRUMENTATION FOR HINGED MONO AXIAL LENGTHING AND DEFORMITY CORRECTION, WITH NECESSARY CASES | ORTHOPEDIC & SPINAL SUPPLIES
15578 | 4229421920700 | ROD, CARBON FIBER FOR SMALL EXTERNAL FIXATOR ASSORTED LENGTHS AND SIZES | ORTHOPEDIC & SPINAL SUPPLIES
15579 | 4229421921200 | ROD, STAINLESS STEEL FOR EXTERNAL FIXATOR, ASSORTED SIZES | ORTHOPEDIC & SPINAL SUPPLIES
15580 | 4229421923100 | ACETABULAR METAL POROUS AUGMENTATION BLOCK, ASSORTED SIZES AND SHAPES, AS REQUESTED BY END USER, ORTHOPEDIC | ORTHOPEDIC & SPINAL SUPPLIES
15581 | 4229421926200 | PIN, STEINMANN WITH TROCAR TIP ASSORTED DIAMETERS AND LENGTHS | ORTHOPEDIC & SPINAL SUPPLIES
15582 | 4229421927800 | NAIL, FLEXIBLE INTRAMEDULLARY TITANIUM, ASSORTED SIZES AND LENGTHS | ORTHOPEDIC & SPINAL SUPPLIES
15583 | 4229421928000 | SET, COMPLETE INSTRUMENTATION FOR TELESCOPING NAIL FOR PEDIATRIC DEFORMED BONES AND NECESSARY GRAPHIC CASE (TRAY, LID AND BOX), ORTHO PEDIC | ORTHOPEDIC & SPINAL SUPPLIES
15584 | 4229421928300 | SCREW, LAG FOR INTRAMEDULLARY CEPHALOMEDULLARY FEMUR ASSORTED LENGTHS | ORTHOPEDIC & SPINAL SUPPLIES
15585 | 4229421928400 | SET, COMPLETE INSTRUMENTATION FEMORAL CEPHALOMEDULLARY NAIL AND SCREW FIXATION, WITH ALL RELATED PROCEDURE ITEMS AND NECESSARY CASE | ORTHOPEDIC & SPINAL SUPPLIES
15586 | 4229421929700 | INTRAMEDULLARY REAMER, MONOBLOC FLEXIBLE, ASSORTED SIZES, WITH ALL NECESSARY ATTACHMENTS AND CASES | ORTHOPEDIC & SPINAL SUPPLIES
15587 | 4229421930000 | SCREW, SELF-TAPPING ANTEGRADE TROCHANTERIC FEMORAL NAIL DISTAL AND PROXIMAL LOCKING ASSORTED SIZES AND LENGTHS | ORTHOPEDIC & SPINAL SUPPLIES
15588 | 4229421931500 | NAIL, INTRAMEDULLARY HUMERUS ASSORTED DIAMETERS AND LENGTHS | ORTHOPEDIC & SPINAL SUPPLIES
15589 | 4229421931800 | DEVICE, TARGETING DISTAL TIBIAL INTRAMEDULLARY NAIL SCREW | ORTHOPEDIC & SPINAL SUPPLIES
15590 | 4229421931900 | SET, COMPLETE INSTRUMENTATION TIBIA INTRAMEDULLARY NAIL AND SCREW FIXATION | ORTHOPEDIC & SPINAL SUPPLIES
15591 | 4229421932000 | NAIL, INTRAMEDULLARY TIBIAL FIXATION ASSORTED DIAMETER AND LENGTHS | ORTHOPEDIC & SPINAL SUPPLIES
15592 | 4229421932100 | SCREW, SELF-TAPPING TIBIAL NAIL DISTAL AND PROXIMAL INTERLOCKING ASSORTED SIZES AND LENGTHS | ORTHOPEDIC & SPINAL SUPPLIES
15593 | 4229421932400 | SCREW, LOCKED HEAD FOR VOLAR DISTAL RADIUS FIXATION STAINLESS STEEL ASSORTED LENGTHS AND SIZES | ORTHOPEDIC & SPINAL SUPPLIES
15594 | 4229421932500 | PLATE, LCP ANATOMIC DISTAL RADIUS VOLAR STAINLESS STEEL ASSORTED TYPES AND SIZES REQUESTED BY END USER | ORTHOPEDIC & SPINAL SUPPLIES
15595 | 4229421933900 | PLATE, LOCKING COMPRESSION FOR CALCANEAL, 3.5MM OR EQUIVALENT, ASSORTED SIZES | ORTHOPEDIC & SPINAL SUPPLIES
15596 | 4229421939600 | SET, COMPLETE FOR OSTEOCHONDRAL GRAFT/REPAIR ORTHOPEDIC, WITH GRAPHIC DESIGN TRAYS, REUSABLE . | ORTHOPEDIC & SPINAL SUPPLIES
15597 | 4229421939700 | BONE ALLOGRAFT, BLOCK ASSORTED SIZES FROM 1 TO 5 CM, AS REQUESTED BY END USER | ORTHOPEDIC & SPINAL SUPPLIES
15598 | 4229421939800 | BONE, CYLINDRICAL SHAPE ALLOGRAFT FOR ARTHROSCOPIC PROCEDURES, ASSORTED SIZES AS REQUESTED BY END USER | ORTHOPEDIC & SPINAL SUPPLIES
15599 | 4229421939900 | BONE GRAFT SUBSTITUTE WEDGE, ASSORTED SIZE S AS REQUIRED BY END USER, STERILE, ORTHOPEDIC | ORTHOPEDIC & SPINAL SUPPLIES
15600 | 4229421940000 | ALLOGRAFT, CARTILAGE/BONE SUBSTITUTE ANGLE PLUG FROZEN, ASSORTED SIZES AND SHAPES AS REQUIRED BY END USERS, ORTHOPEDIC | ORTHOPEDIC & SPINAL SUPPLIES
15601 | 4229421940100 | KIT, COMPLETE FOR OSTEOCHONDRAL GRAFT/REPAIR ORTHOPEDIC, DISPOSEBLE | ORTHOPEDIC & SPINAL SUPPLIES
15602 | 4229421940500 | STRIPPER, CLOSED TENDON FOR HAMSTRING HARVEST, ASSORTED LENGTHS | ORTHOPEDIC & SPINAL SUPPLIES
15603 | 4229421941100 | SET, COMPLETE INSTRUMENTATION FOR PELVIC FRACTURE, INCLUDING REDUCTION CLAMPS (S, M, L SIZES), HOOKS (S, M, L SIZES), SPIKE BALL PUSHER (ALL SIZES), REDUCTION FORCEPS (S, M, L SIZES) WITH NECESSARY CASE | ORTHOPEDIC & SPINAL SUPPLIES
15604 | 4229421942400 | CASE, FOR SHOULDER ANCHOR INSTRUMENTS TO STORE (DRILL BIT, DRILL GUIDE, AND TAP), WITH NECESSARY MAT AND CASE COVER | ORTHOPEDIC & SPINAL SUPPLIES
15605 | 4229421959600 | CABLE SCREW ASSORTED SHAPE AND SIZE S AS REQUESTED BY END USER, ORTHOPEDIC | ORTHOPEDIC & SPINAL SUPPLIES
15606 | 4229421971300 | REAMER, IRRIGATION ASPIRATION SYSTEM, DISPOSABLE HEAD, ASSORTED SIZES | ORTHOPEDIC & SPINAL SUPPLIES
15607 | 4229421971800 | SCREW, SELF-TAPPING DISTAL AND PROXIMALFOR INTRAMEDULLARY EXPANDABLE NAILING, ASSORTED DIAMETERS AND LENGTHS | ORTHOPEDIC & SPINAL SUPPLIES
15608 | 4229421972500 | SET, COMPLETE INSTRUMENTATION FOR TITANIUM SUBTALAR ARTHROEREISIS, WITH NECESSARY CASES | ORTHOPEDIC & SPINAL SUPPLIES
15609 | 4229421972600 | COMPONENT, FOR TITANIUM SUBTALAR ARTHROEREISIS, ASSORTED SIZES | ORTHOPEDIC & SPINAL SUPPLIES
15610 | 4229421976300 | NAIL, TEMPORARY FEMUR ANTIBIOTIC IMPREGNATED INTRAMEDULLARY NAIL, ASSORTED LENGTHS AND SIZES | ORTHOPEDIC & SPINAL SUPPLIES
15611 | 4229421976400 | NAIL, TEMPORARY TIBIA ANTIBIOTIC IMPREGNATED INTRAMEDULLARY NAIL, ASSORTED LENGTHS AND SIZES | ORTHOPEDIC & SPINAL SUPPLIES
15612 | 4229421976900 | KIT, SUTURE BUTTON FOR SYNDESMOSIS FIXATION TITANIUM, DIFFERENT TYPES | ORTHOPEDIC & SPINAL SUPPLIES
15613 | 4229421977300 | TENDON GRAFT, ACHILLES FROZEN WITH BONE, OR EQUIVALENT | ORTHOPEDIC & SPINAL SUPPLIES
15614 | 4229421978500 | BONE ALLOGRAFT, DEMINERALIZED POWDER FREEZE DRIED 5CC VOLUME, ORTHOPEDIC | ORTHOPEDIC & SPINAL SUPPLIES
15615 | 4229421979200 | BONE GRAFT ANTIBIOTICS BEADS ORTHOPEDIC. | ORTHOPEDIC & SPINAL SUPPLIES
15616 | 4229421981700 | CEMENT MIXING BOWL AND SPATULA, ORTHOPEDIC | ORTHOPEDIC & SPINAL SUPPLIES
15617 | 4229421988000 | SCREW, WITH SHEATH GRAFT FOR INTERFERENCE SCREW FIXATION ABSORBABLE ASSORTED TYPES AND SIZES AS REQUESTED BY END USER | ORTHOPEDIC & SPINAL SUPPLIES
15618 | 4229421988500 | HOLLOW NEEDLE, FOR BANKART AND ROTATOR CUFF REPAIR, ASSORTED SIZES AND ANGLES AS REQUESTED BY END USER, REUSABLE | ORTHOPEDIC & SPINAL SUPPLIES
15619 | 4229421988600 | READY MADE, ANTIBIOTICS IMPREGNATED HIP SPACER PROSTHESIS, ASSORTED SIZES AND SHAPES | ORTHOPEDIC & SPINAL SUPPLIES
15620 | 4229421988700 | READY MADE, ANTIBIOTICS IMPREGNATED KNEE SPACER PROSTHESIS, ASSORTED SIZES AND SHAPES | ORTHOPEDIC & SPINAL SUPPLIES
15621 | 4229421989500 | SET, COMPLETE INSTRUMENTATION REVERSED SHOULDER ARTHROPLASTY WITH NECESSARY CASE AND IMPLANT TRAY | ORTHOPEDIC & SPINAL SUPPLIES
15622 | 4229421990100 | SET, COMPLETE INSTRUMENTATION FOR ADULT LIMB RECONSTRUCTION LENGTHENING SYSTEM, WITH NECESSARY CASES WITH IMPLANT TRAY | ORTHOPEDIC & SPINAL SUPPLIES
15623 | 4229421990200 | SET, COMPLETE INSTRUMENTATION FOR PEDIATRIC LIMB RECONSTRUCTION LENGTHENING SYSTEM, WITH NECESSARY CASES | ORTHOPEDIC & SPINAL SUPPLIES
15624 | 4229421990400 | SCREW, FOOT AND ANKLE CONICAL HEADLESS TITANIUM, ASSORTED SIZES | ORTHOPEDIC & SPINAL SUPPLIES
15625 | 4229421991000 | BUTTON, WITH ADJUSTABLE LOOP GRAFT FIXATION ASSORTED SIZES AS REQUESTED BY END USER | ORTHOPEDIC & SPINAL SUPPLIES
15626 | 4229421991400 | SET, COMPLETE INSTRUMENTATION FOR MODULAR TUMOR MEGAPROSTHESIS FOR DISTAL FEMUR AND PROXIMAL TIBIA, WITH NECESSARY ACCESSORIES AND CASES AND IMPLANT TRAY, ONCOLOGY | ORTHOPEDIC & SPINAL SUPPLIES
15627 | 4229421991800 | PROXIMAL FEMORAL COMPONENT WITH OR WITHOUT TROCHANTERIC REPLACEMENT OPTION, ASSORTED SIZE AND LENGTH AS REQUESTED BY END USER, ONCOLOGY | ORTHOPEDIC & SPINAL SUPPLIES
15628 | 4229421991900 | EXTENSION PIECE FOR PROXIMAL FEMORAL REPLACEMENT, ASSORTED SIZES AS REQUESTED BY END USER, ONCOLOGY | ORTHOPEDIC & SPINAL SUPPLIES
15629 | 4229421992300 | STEM, PROXIMAL FEMUR, ASSORTED TYPES, DESIGNS, AND SIZES AS REQUESTED BY E ND USER, ONCOLOGY | ORTHOPEDIC & SPINAL SUPPLIES
15630 | 4229421992500 | COMPONENT, ALL POLYETHYLENE TIBIA (HIGHLY CROSSED LINKED), ASSORTED SIZES, ONCOLOGY | ORTHOPEDIC & SPINAL SUPPLIES
15631 | 4229421992600 | TIBIAL BEARING COMPONENT ROTATING OR EQUIVALENT ASSORTED SIZE S AND THICKNESS AS REQUESTED BY END USER, ONCOLOGY | ORTHOPEDIC & SPINAL SUPPLIES
15632 | 4229421992700 | TIBIAL TRAY (BASEPLATE WITH KEEL) ASSORTED THICKNESS AND SIZE S AS REQUESTED BY END USER, ONCOLOGY | ORTHOPEDIC & SPINAL SUPPLIES
15633 | 4229421992800 | TIBIA BASEPLATE STEM, ASSORTED LENGTH AND SIZES AS REQUESTED BY END USER, ONCOLOGY | ORTHOPEDIC & SPINAL SUPPLIES
15634 | 4229421993000 | CONNECTING PART (ADAPTER) OR EQUIVALENT ASSORTED SIZE S AS REQUESTED BY END USER, ONCOLOGY | ORTHOPEDIC & SPINAL SUPPLIES
15635 | 4229421993100 | DISTAL FEMORAL OR PROXIMAL TIBIAL COMPONENT REPLACEMENT PROSTHESIS, ASSORTED SIZES AND SHAPE AS REQUESTED BY END USER, ONCOLOGY | ORTHOPEDIC & SPINAL SUPPLIES
15636 | 4229421993200 | STEM, DISTAL FEMORAL COMPONENT, ASSORTED LENGTH AND SIZES AS REQUESTED BY END USER, ONCOLOGY | ORTHOPEDIC & SPINAL SUPPLIES
15637 | 4229421993400 | AUGMENT (POSTERIOR OR DISTAL) FOR DISTAL FEMUR COMPONENT ASSORTED SIZE AND SHAPE AS REQUESTED BY END USER, ONCOLOGY | ORTHOPEDIC & SPINAL SUPPLIES
15638 | 4229421993500 | TIBIAL INSERT FOR PROXIMAL TIBIA REPLACEMENT ASSORTED SIZE AND LENGTH AS REQUESTED BY END USER, ONCOLOGY | ORTHOPEDIC & SPINAL SUPPLIES
15639 | 4229421993600 | EXTENSION PIECE FOR TIBIA REPLACEMENT IMPLANT ASSORTED SIZE S AS REQUESTED BY END USER, ONCOLOGY | ORTHOPEDIC & SPINAL SUPPLIES
15640 | 4229421994000 | STEM, FOR PROXIMAL TIBIA REPLACEMENT BODY ASSORTED SIZES AND LENGTH AS REQUESTED BY END USER, ONCOLOGY | ORTHOPEDIC & SPINAL SUPPLIES
15641 | 4229421994700 | CONNECTING PART, UNIVERSAL MEGAPROSTHESIS TITANIUM (ONCOLOGY) OR EQUIVALENTS, ASSORTED SIZES | ORTHOPEDIC & SPINAL SUPPLIES
15642 | 4229422014700 | BONE NEEDLE PENETRATION SET 12G INCLUDING PENETRATION CANNULA AND STYLET DRILL AND DEPTH GAUGE DISPOSABLE STERILE. | SUPPLEMENTARY INTERVEN RADIO,CARDIC CATH
15643 | 4229430000000 | VACUUM ASSISTED BREAST BIOPSY MRI NEEDLE 9G X 14 - 16 CM X 20 MM INCLUDES: CANISTER INTRODUCER AND MARKER DISPOSABLE STERILE.. | INTERVENTIONAL RADIO,CARDIAC CATH
15644 | 4229430000100 | VACUUM ASSISTED BREAST BIOPSY MRI NEEDLE 9G X 14 - 16 CM X 12 MM INCLUDES: CANISTER INTRODUCER AND MARKER DISPOSABLE STERILE.. | INTERVENTIONAL RADIO,CARDIAC CATH
15645 | 4229430000200 | VACUUM ASSISTED BREAST BIOPSY STEREOTACTIC/ULTRASOUND NEEDLE 9G X 11 - 14 CM X 20 MM INCLUDES: CANISTER INTRODUCER AND MARKER DISPOSABLE STERILE.. | INTERVENTIONAL RADIO,CARDIAC CATH
15646 | 4229430000300 | VACUUM ASSISTED BREAST BIOPSY STEREOTACTIC/ULTRASOUND NEEDLE 9G X 11 - 14 CM X 12 MM INCLUDES: CANISTER INTRODUCER AND MARKER DISPOSABLE STERILE.. | INTERVENTIONAL RADIO,CARDIAC CATH
15647 | 4229430000400 | VACUUM ASSISTED BREAST BIOPSY STEREOTACTIC/ULTRASOUND NEEDLE 12 - 14G X 11 - 14 CM X 20 MM INCLUDES: CANISTER INTRODUCER AND MARKER DISPOSABLE STERILE.. | INTERVENTIONAL RADIO,CARDIAC CATH
15648 | 4229430600900 | NEEDLE DELIVERY AND REFLECTOR SIZE 10 CM COMPATIBLE WITH SCOUT SYSTEM DISPOSABLE STERILE. | INTERVENTIONAL RADIO,CARDIAC CATH
15649 | 4229430601000 | NEEDLE DELIVERY AND REFLECTOR SIZE 7.5 CM COMPATIBLE WITH SCOUT SYSTEM DISPOSABLE STERILE. | INTERVENTIONAL RADIO,CARDIAC CATH
15650 | 4229440000000 | LAA EXCLUSION SYSTEM WITH PRELOADED CLIP, STERILE | CARDIOVASCULAR SURGERY CONSUMABLES
15651 | 4229440000100 | ENDOVASCULAR ACCESS SYSTEM FOR NON-SURGICAL ARTERIOVENOUS FISTULAS CREATION WITH ALL NEEDED ACCESSORIES.. | SUPPLEMENTARY INTERVEN RADIO,CARDIC CATH
15652 | 4229440000200 | ENDOVASCULAR AVF SET INCLUDES: TWO DISPOSABLE 4F CATHETERS VENOUS CATHETER WITH RADIO-FREQUENCY ELECTRODE ARTERIAL CATHETER WITH CERAMIC BACKSTOP EACH CATHETER IS MAGNETIZED FOR AIDED ALIGNMENT MEDICAL DRIVE SYSTEM (INCLUDING THE GENERATOR ARM BOARD AND FIXATION STRAPS) TO EVERY ORDERING CENTER STERILE. | SUPPLEMENTARY INTERVEN RADIO,CARDIC CATH
15653 | 4229440000300 | AORTIC CLAMP FLEXIBLE USED WITH SINGLE USE ATRAUMATIC INSERTS REUSABLE ASSORTED LENGTHS AS PER HOSPITAL REQUEST. | SUPPLEMENTARY CARDIOVASCULAR SURG SUPPL.
15654 | 4229440000400 | ILIAC BRANCH EXCLUSION ENDOPROSTHESIS COMPLETE SYSTEM EPTFE ASSORTED SIZES AS PER HOSPITAL REQUEST. | SUPPLEMENTARY CARDIOVASCULAR SURG SUPPL.
15655 | 4229440000500 | INSERTS FOR FLEXIBLE AORTIC CLAMP DISPOSABLE ASSORTED SIZES AS PER HOSPITAL REQUEST. | SUPPLEMENTARY CARDIOVASCULAR SURG SUPPL.
15656 | 4229440000600 | INTERNAL ILIAC COMPONENT EPTFE DESIGNED FOR IBE WITH CROSS OVER DEPLOYMENT SYSTEM GRAFT STENT DISTAL TO CATHETER TO SEAL WITH INTERNAL ILIAC GATE AND PROXIMAL TREATMENT ASSORTED SIZES AS PER HOSPITAL REQUEST. | SUPPLEMENTARY CARDIOVASCULAR SURG SUPPL.
15657 | 4229440000700 | PROBE FLOW METER MEASURES BLOOD VOLUME FLOW POST CABG SURGERY ASSORTED SIZES AS PER HOSPITAL REQUEST IT SHOULD BE COMPATIBLE WITH HOSPITAL MACHINE. | SUPPLEMENTARY CARDIOVASCULAR SURG SUPPL.
15658 | 4229440100200 | ADAPTER CABLE TO BE USED WITH ENDOSCOPIC VESSEL HARVESTING SYSTEM IT SHOULD BE COMPATIBLE WITH THE HOSPITAL MACHINE. | SUPPLEMENTARY CARDIOVASCULAR SURG SUPPL.
15659 | 4229440100300 | EXTENSION CABLE TO BE USED WITH ENDOSCOPIC VESSEL HARVESTING SYSTEM IT SHOULD BE COMPATIBLE WITH THE HOSPITAL MACHINE. | SUPPLEMENTARY CARDIOVASCULAR SURG SUPPL.
15660 | 4229440300000 | LEADLESS TRANSCATHETER PACEMAKER DEVICE FOR CARDIAC ELECTROPHYSIOLOGY MRI COMPATIBLE. | INTERVENTIONAL RADIO,CARDIAC CATH
15661 | 4229440300100 | TRANSCATHETER TRICUSPID VALVE REPAIR SYSTEM. | INTERVENTIONAL RADIO,CARDIAC CATH
15662 | 4229440300200 | TRANSCATHETER PULMONARY VALVE SYSTEM BALLOON-EXPANDABLE ASSORTED SIZES AS PER HOSPITAL REQUEST. | INTERVENTIONAL RADIO,CARDIAC CATH
15663 | 4229440300400 | TRANSCATHETER AORTIC VALVE IMPLANT ASSORTED SIZES AS PER CUSTOMER REQUEST. | INTERVENTIONAL RADIO,CARDIAC CATH
15664 | 4229440300500 | TRANSCATHETER MITRAL VALVE IMPLANT ASSORTED SIZES AS PER CUSTOMER REQUEST. | INTERVENTIONAL RADIO,CARDIAC CATH
15665 | 4229440300600 | TRANSCATHETER BICAVAL VALVES SYSTEM FOR TRICUSPID INSUFFICIENCY AND CAVAL REFLUX ASSORTED SIZES AS PER HOSPITAL REQUEST. | SUPPLEMENTARY INTERVEN RADIO,CARDIC CATH
15666 | 4229440300700 | TRANSCATHETER PULMONARY VALVE SYSTEM SELF-EXPANDABLE TO TREAT SEVERE PULMONARY REGURGITATION ASSORTED SIZES AS PER HOSPITAL REQUEST. | SUPPLEMENTARY INTERVEN RADIO,CARDIC CATH
15667 | 4229450001700 | CALIBRATION, ABLATION TARGET PMMA, FOR EXCIMER WAVELIGHT MACHINE | OPHTHALMOLOGY SUPPLIES
15668 | 4229450001800 | SET FRONTALIS, SUSPENSION, DISPOSABLE, STERILE | OPHTHALMOLOGY SUPPLIES
15669 | 4229450002600 | CORNEAL CROSS-LINK TREATMENT, ALL TYPES, COMPATIBLE WITH AVEDRO MACHINE OR EQUIVALENT, AS PER HOSPITAL REQUEST, DISPOSABLE, STERILE | OPHTHALMOLOGY SUPPLIES
15670 | 4229450002700 | OIL, HEAVY SILICONE, HIGH DENSITY 1.02 - 1.06 G/CM, 10 ML SYRINGE, STERILE | OPHTHALMOLOGY SUPPLIES SUPPLEMENTARY
15671 | 4229450003400 | PACK, VITRECTOMY, POSTERIOR, TOTAL PLUS PACK MINIMUM OF 20,000 CPM, 25 GAUGE, COMPATIBLE WITH CONSTELLATION, DISPOSABLE, STERILE | OPHTHALMOLOGY SUPPLIES
15672 | 4229450003500 | INTUBATION STENT SET, CRAWFORD, OLIVE TIPS, STAINLESS STEEL PROBE, SILICONE TUBING, WITHOUT RETRIEVAL DEVICE, STERILE | OPHTHALMOLOGY SUPPLIES
15673 | 4229450003600 | KNIFE MVR 23 GAUGE STRAIGHT DISPOSABLE STERILE. | OPHTHALMOLOGY SUPPLIES
15674 | 4229450003700 | KNIFE SIDE PORT 15 DEGREE STRAIGHT DISPOSABLE STERILE. | OPHTHALMOLOGY SUPPLIES
15675 | 4229450003800 | MICRO SCISSORS TIP, VITREORETINAL, CURVED, 25 GAUGE, COMPATIBLE WITH GRIESHABER REUSABLE HANDLE, DISPOSABLE, STERILE | OPHTHALMOLOGY SUPPLIES
15676 | 4229450003900 | OPHTHALMIC TENOTOMY SCISSORS CURVED BLUNT TIPS TIP TO PIVOT LENGTH 16.5MM / 115MM 16.5MMSTAINLESS STEEL SINGLE-USE-STERILE -DISPOSABLE. | OPHTHALMOLOGY SUPPLIES
15677 | 4229450004000 | SCISSORS VANNAS CURVED SHARP TIP DISPOSABLE STERILE. | OPHTHALMOLOGY SUPPLIES
15678 | 4229450004100 | MICRO FORCEPS, ILM END GRIPPING, 25 GAUGE, DISPOSABLE, STERILE | OPHTHALMOLOGY SUPPLIES
15679 | 4229450004200 | FORCEPS TYING PLATFORM OPHTHALMIC WITHOUT TEETH STRAIGHT DISPOSABLE STERILE. | OPHTHALMOLOGY SUPPLIES
15680 | 4229450004300 | FORCEPS TYING PLATFORM OPHTHALMIC WITHOUT TEETH CURVED DISPOSABLE STERILE. | OPHTHALMOLOGY SUPPLIES
15681 | 4229450004400 | FORCEPS TYING PLATFORM OPHTHALMIC 1X2 TEETH STRAIGHT DISPOSABLE STERILE. | OPHTHALMOLOGY SUPPLIES
15682 | 4229450004500 | MICRO FORCEPS LENS WITH RING TIP CURVED DISPOSABLE STERILE. | OPHTHALMOLOGY SUPPLIES
15683 | 4229450004600 | MICRO FORCEPS, VITREORETINAL, CAPSULORHEXIS, ASSORTED CURVED AND STRAIGHT, ASSORTED GAUGES 23G - 25G, AS PER HOSPITAL REQUEST, DISPO SABLE, STERILE | OPHTHALMOLOGY SUPPLIES
15684 | 4229450004700 | FORCEPS MOORFIELD SERRATED JAW DISPOSABLE STERILE. | OPHTHALMOLOGY SUPPLIES
15685 | 4229450004800 | FORCEPS MCPHERSON OPHTHALMIC WITHOUT TEETH ANGLED WITH TYING PLATFORM DISPOSABLE STERILE. | OPHTHALMOLOGY SUPPLIES
15686 | 4229450004900 | FORCEPS, CAPSULORHEXIS, CURVED SHAFTS, 100MM (+ / - 5 MM), VERY DELICATE TIPS, DISPOSABLE, STERILE | OPHTHALMOLOGY SUPPLIES
15687 | 4229450005000 | FORCEPS COLIBRI 1X2 TEETH DISPOSABLE STERILE. | OPHTHALMOLOGY SUPPLIES
15688 | 4229450005100 | NEEDLE HOLDER MICRO OPHTHALMIC CURVED JAWS FLAT HANDLE WITH LOCK DISPOSABLE STERILE. | OPHTHALMOLOGY SUPPLIES
15689 | 4229450005200 | NEEDLE HOLDER MICRO OPHTHALMIC CURVED JAWS FLAT HANDLE WITHOUT LOCK DISPOSABLE STERILE. | OPHTHALMOLOGY SUPPLIES
15690 | 4229450005300 | EYE SPECULUM OPHTHALMIC ADJUSTABLE 15MM BLADES DISPOSABLE STERILE. | OPHTHALMOLOGY SUPPLIES
15691 | 4229450005400 | HOOK SINSKEY ANGLED 0.7MM ( + / - 0.3 MM ) TIP DISPOSABLE STERILE. | OPHTHALMOLOGY SUPPLIES
15692 | 4229450005500 | CHOPPER / MANIPULATOR, OPHTHALMIC, DOUBLE ENDED, DISPOSABLE, STERILE | OPHTHALMOLOGY SUPPLIES
15693 | 4229450005600 | ENDO DIATHERMY HANDLE WITH STRAIGHT TIP, 25 GAUGES, DISPOSABLE, STERILE | OPHTHALMOLOGY SUPPLIES
15694 | 4229450005700 | KIT, TREATMENT CARD/USB, PRE-FILLED SYRINGE TRYPAN BLUE 0.4%, FOR CAPSULASER MACHINE | OPHTHALMOLOGY SUPPLIES
15695 | 4229450005800 | OPHTHALMIC VISCO SURGICAL, SODIUM HYALURONATE 3% PREFILLED SYRINGE 1ML, PH 6.8-7.6, DISPOSABLE, STERILE | OPHTHALMOLOGY SUPPLIES
15696 | 4229450005900 | SET, OIL REMOVAL, INCLUDE : ( HANDLE, TROCAR, CANNULA, ADAPTER TUBING, CAP ), 23 GAUGE, DISPOSABLE, STERILE | OPHTHALMOLOGY SUPPLIES
15697 | 4229450006000 | GEL HYPROMELLOSE OPHTHALMIC 2.5% FOR GONIO EXAM AND LASER TREATMENT 15ML STERILE. | OPHTHALMOLOGY SUPPLIES
15698 | 4229450006100 | INTRA CORNEAL RING, ALLOGRAFT KERATOCONUS CORNEA, ASSORTED SIZES, STERILE | OPHTHALMOLOGY SUPPLIES
15699 | 4229450006200 | INTRA CORNEAL ARC, ALLOGRAFT KERATOCONUS CORNEA, ASSORTED SIZES, STERILE | OPHTHALMOLOGY SUPPLIES
15700 | 4229450006300 | KIT SURGICAL ABSORBENT CONSISTS OF CORNEAL LIGHT SHIELD EYE WICK DRAIN INSTRUMENT WIPE DISPOSABLE STERILE. | OPHTHALMOLOGY SUPPLIES
15701 | 4229450006400 | MONOFOCAL INTRAOCULAR LENS, POSTERIOR CHAMBER, ACRYLIC, SINGLE-PIECE, HYDROPHOBIC, HAPTIC 4 CLOSED LOOPS SHAPE, UV AND BLUE FILTRATION, POWER RANGE 0.0 TO +30.0 | OPHTHALMOLOGY SUPPLIES
15702 | 4229450006500 | MONOFOCAL INTRAOCULAR LENS, POSTERIOR CHAMBER, ACRYLATE/METHACRYLATE COPOLYMER, SINGLE-PIECE, PRELOADED, HYDROPHOBIC, UV AND BLUE FILTRATION, POWER RANGE AS PER HOSPITAL REQUEST | OPHTHALMOLOGY SUPPLIES
15703 | 4229450200100 | IMPLANTS, EYELID, GOLD, WEIGHT 1.0 GRAM, 0.6 THICKNESS, STERILE | OPHTHALMOLOGY SUPPLIES
15704 | 4229450200200 | IMPLANTS, EYELID, GOLD, WEIGHT 0.8 GRAM, 0.6 THICKNESS, STERILE | OPHTHALMOLOGY SUPPLIES
15705 | 4229450200300 | IMPLANTS, EYELID, PLATINUM, WEIGHT 0.6 GRAM, STERILE | OPHTHALMOLOGY SUPPLIES
15706 | 4229450200400 | IMPLANTS, EYELID, PLATINUM, WEIGHT 0.8 GRAM, STERILE | OPHTHALMOLOGY SUPPLIES
15707 | 4229450200500 | IMPLANTS, EYELID, PLATINUM, WEIGHT 1.0 GRAM, STERILE | OPHTHALMOLOGY SUPPLIES
15708 | 4229450200600 | IMPLANTS, EYELID, PLATINUM, WEIGHT 1.2 GRAM, STERILE | OPHTHALMOLOGY SUPPLIES
15709 | 4229450200700 | IMPLANTS, EYELID, PLATINUM, WEIGHT 1.4 GRAM, STERILE | OPHTHALMOLOGY SUPPLIES
15710 | 4229450200800 | IMPLANTS, EYELID, PLATINUM, WEIGHT 1.6 GRAM, STERILE | OPHTHALMOLOGY SUPPLIES
15711 | 4229450200900 | IMPLANTS, EYELID, PLATINUM, WEIGHT 1.8 GRAM, STERILE | OPHTHALMOLOGY SUPPLIES
15712 | 4229450300000 | RING, CAPSULAR TENSION, PRELOADED, 11-13 MM, STERILE | OPHTHALMOLOGY SUPPLIES
15713 | 4229450300200 | RING, CAPSULAR TENSION, MANUAL INJECTING, 11-13 MM, STERILE | OPHTHALMOLOGY SUPPLIES
15714 | 4229450400100 | DUAL BLADE, FOR GONIOTOMY, DISPOSABLE, STERILE | OPHTHALMOLOGY SUPPLIES
15715 | 4229450400200 | LENS, HOSKINS, SUTURE LYSIS LASER, WITH HANDLE, REUSABLE | OPHTHALMOLOGY SUPPLIES SUPPLEMENTARY
15716 | 4229450400300 | SWEEPER, DIAMOND DUSTED, 25G, 0.5MM, FOR RETINA, DISPOSABLE, STERILE | OPHTHALMOLOGY SUPPLIES
15717 | 4229450400400 | SWEEPER, DIAMOND DUSTED, 23G, 0.6MM, FOR RETINA, DISPOSABLE, STERILE | OPHTHALMOLOGY SUPPLIES
15718 | 4229450400600 | SWEEPER, DIAMOND DUSTED, EXTENDABLE, 23G, 0.6MM, DISPOSABLE, STERILE | OPHTHALMOLOGY SUPPLIES
15719 | 4229450800000 | CANNULA, 20G SOFT SILICONE TIPPED, WITH LUER-LOCK CONNECTOR, DISPOSABLE, STERILE | OPHTHALMOLOGY SUPPLIES
15720 | 4229450800500 | NEEDLE, PERIBULBAR ANESTHESIA, 0.4 X 22 MM, 25G, DISPOSABLE, STERILE | OPHTHALMOLOGY SUPPLIES
15721 | 4229450800700 | CANNULA, OLIVE TIP, POLISHER, 0.60 X 25MM (23 GAUGE X1 IN), DISPOSABLE, STERILE | OPHTHALMOLOGY SUPPLIES SUPPLEMENTARY
15722 | 4229450801300 | BACK FLUSH HANDLE, WITH BLUNT NEEDLE, 27 GAUGE, WITH SILICONE TIP, STERILE, DISPOSABLE | OPHTHALMOLOGY SUPPLIES
15723 | 4229450801400 | CANNULA, IRRIGATING CYSTOTOME, 27 GAUGE, 10 - 13 MM, DISPOSABLE, STERILE | OPHTHALMOLOGY SUPPLIES
15724 | 4229450801600 | CANNULA, 25 GAUGE X 7/8, VISCO EXPRESSION, DISPOSABLE, STERILE | OPHTHALMOLOGY SUPPLIES
15725 | 4229450801700 | CANNULA, AIR INJECTION, 30 GAUGE, ANGLED TIP, DISPOSABLE, STERILE | OPHTHALMOLOGY SUPPLIES
15726 | 4229450802300 | CANNULA, AIR INJECTION, 27 GAUGE, ANGLED TIP NOT LESS THAN 5MM, DISPOSABLE, STERILE | OPHTHALMOLOGY SUPPLIES
15727 | 4229450802600 | CANNULA, DUAL BORE, STAINLESS STEEL TIP, 23G, WITH LUER-LOCK CONNECTOR, DISPOSABLE, STERILE | OPHTHALMOLOGY SUPPLIES
15728 | 4229450802800 | BACK FLUSH HANDLE, WITH BLUNT NEEDLE, 23 GAUGE, STERILE, DISPOSABLE | OPHTHALMOLOGY SUPPLIES
15729 | 4229450802900 | CANNULA, SOFT SILICONE TIPPED, 23G, WITH LUER-LOCK CONNECTOR, DISPOSABLE, STERILE | OPHTHALMOLOGY SUPPLIES
15730 | 4229450900100 | FORCEPS CAPSULORHEXIS CURVED CYSTOTOME TIP 11-12 MM LONG BEND FLAT HANDLE OVERALL LENGTH 100 MM DISPOSABLE. | OPHTHALMOLOGY SUPPLIES SUPPLEMENTARY
15731 | 4229450900200 | CANNULA, ILM, PICK NEEDLE, 23 GAUGE, DISPOSABLE, STERILE | OPHTHALMOLOGY SUPPLIES
15732 | 4229451000000 | SPONGE SPEAR FOR MICRO EYE FITTED WITH PLASTIC HANDLE FOR ABSORPTION OF EYE SECRETION ABOUT 10 MM LENGTH STERILE.. | SUPPLEMENTARY GEN.SUPPLIES NURS,BURN
15733 | 4229451000700 | SPONGE SYNTHETIC WITH X-RAY DETECTABLE VERY SOFT AND HIGHLY ABSORBENT (NOT LESS THAN 5 TIMES ITS WEIGHT) OR NEUROSURGERY SIZE: 1/4 X 1.5 INCH DISPOSABLE STERILE.... | SUPPLEMENTARY GEN.SUPPLIES NURS,BURN
15734 | 4229451000800 | PACK, SURGICAL EYE SPEAR, SPONGE LINT-FREE WITH HANDLE, DISPOSABLE, STERILE | OPHTHALMOLOGY SUPPLIES
15735 | 4229451100800 | KNIFE, SCLEROTOME HOCKY STICK DESIGN, SHARP ALL AROUND MULTI SIDED TIP, ASSORTED SIZES AS PER HOSPITAL REQUEST, DISPOSABLE, STERILE | OPHTHALMOLOGY SUPPLIES
15736 | 4229451101600 | BLADE, MINI ROUND-TIP, SHARP ON ONE SIDE, DISPOSABLE, STERILE | OPHTHALMOLOGY SUPPLIES
15737 | 4229451102600 | KNIFE, OPHTHALMIC CONTROLLED DEPTH CUTTING, 15 DEGREE, 3MM/5MM ASSORTED AS PER HOSPITAL REQUEST, DISPOSABLE, STERILE | OPHTHALMOLOGY SUPPLIES
15738 | 4229451102800 | KNIFE, ELECTROSURGICAL, WITH INTEGRATED JET FUNCTION FOR ESD/POEM, ASSORTED TIP TYPES (INCLUDING O, T, AND I TYPE TIP) AND WORKING LENGTH, COMPATIBLE WITH EACH HOSPOTAL JET MACHINES, STERILE, SINGLE USE | ENDOSCOPY CONSUMABLES SUPPLIES
15739 | 4229451103300 | KNIFE, ELECTROSURGICAL, WITHOUT INTEGRATED JET FUNCTION FOR ESD/POEM, ASSORTED TIP TYPES, AND WORKING LENGTH, STERILE, SINGLE USE | ENDOSCOPY CONSUMABLES SUPPLIES
15740 | 4229451104600 | BLADE, OPHTHALMIC CONTROLLED DEPTH CUTTING, 15 DEGREE, 3-5MM AS PER HOSPITAL REQUEST, DISPOSABLE, STERILE | OPHTHALMOLOGY SUPPLIES
15741 | 4229451104800 | BLADE, SCLEROTOME HOCKY STICK DESIGN, SHARP ALL AROUND MULTI SIDED TIP, ASSORTED SIZES AS PER HOSPITAL REQUEST, DISPOSABLE, STERILE | OPHTHALMOLOGY SUPPLIES
15742 | 4229451104900 | KNIFE, MINI CRESCENT, ANGLED 25DEG, DOUBLE BEVEL, 1.0 MM, DISPOSABLE, STERILE | OPHTHALMOLOGY SUPPLIES
15743 | 4229451105000 | LONG BLADE, TREPHINE, DIFFERENT SIZE FROM 3MM TO 16MM, AS PER HOSPITAL REQUEST, DISPOSABLE, STERILE | OPHTHALMOLOGY SUPPLIES
15744 | 4229451105400 | BLADE, TREPHINE, PUNCH FOR DONOR CORNEAL, NON-VACUUM, DIFFERENT SIZE FROM 6MM TO 9MM, AS PER HOSPITAL REQUEST, DISPOSABLE, STERILE | OPHTHALMOLOGY SUPPLIES
15745 | 4229451105900 | BLADE, RECIPIENT, TREPHINE BARRON, RADIAL VACUUM, DIFFERENT SIZE FROM 6MM TO 9MM, AS PER HOSPITAL REQUEST, DISPOSABLE, STERILE | OPHTHALMOLOGY SUPPLIES
15746 | 4229451106900 | KNIFE, MINI CRESCENT, ANGLED 25DEG, DOUBLE BEVEL, 1.25 MM, DISPOSABLE, STERILE | OPHTHALMOLOGY SUPPLIES
15747 | 4229451108500 | KNIFE, CLEAR PORT, ANGLED PARACENTESIS KNIFE ,WIDTH 1.1 MM, DISPOSABLE, STERILE | OPHTHALMOLOGY SUPPLIES
15748 | 4229451200900 | EYE SHIELD PLASTIC PEDIATRIC SIZE CLEAR WITH HOLES STERILE INDIVIDUALLY PACKED. | OPHTHALMOLOGY SUPPLIES SUPPLEMENTARY
15749 | 4229451201200 | PERFORATED EYE CONFORMER, CLEAR PLASTIC WITH MORE THAN TWO ORIFICES FOR VENTILATION AT THE CENTER, MEDIUM SIZE 23MM, STERILE | OPHTHALMOLOGY SUPPLIES
15750 | 4229451201500 | CONFORMER, FLEXIBLE, SILICONE, DISPOSABLE, STERILE | OPHTHALMOLOGY SUPPLIES
15751 | 4229451201600 | PERFORATED EYE CONFORMER, CLEAR PLASTIC WITH MORE THAN TWO ORIFICES FOR VENTILATION AT THE CENTER, LARGE SIZE 26MM, STERILE | OPHTHALMOLOGY SUPPLIES
15752 | 4229451201800 | SYMBLEPHARON RING (PMMA), KNOWN AS OPEN FORNIX CONFORMERS, SIZE 20 TO 25 MM, AS PER HOSPITAL REQUEST, STERILE | OPHTHALMOLOGY SUPPLIES
15753 | 4229451202100 | OCULAR SHIELD PROTECTOR, WITH SUCTION CUP, TO PROTECT THE EYE DURING LACRIMAL OR LID SURGERY, STERILE | OPHTHALMOLOGY SUPPLIES
15754 | 4229451202200 | CORNEAL CROUCH PROTECTOR, SIZE ADULT, STERILE | OPHTHALMOLOGY SUPPLIES
15755 | 4229451203000 | PERFORATED EYE CONFORMER, CLEAR PLASTIC WITH MORE THAN TWO ORIFICES FOR VENTILATION AT THE CENTER, SMALL SIZE 20MM, STERILE | OPHTHALMOLOGY SUPPLIES
15756 | 4229451300200 | PACK, VITRECTOMY, POSTERIOR, MINIMUM OF 16,000 CPM, 23 GAUGE, COMPATIBLE WITH DORC EVA MACHINE, DISPOSABLE, STERILE | OPHTHALMOLOGY SUPPLIES
15757 | 4229451300400 | PACK, FRAGMATOME NEEDLE/TIP, FOR CONSTELLATION HANDPIECE, STERILE | OPHTHALMOLOGY SUPPLIES
15758 | 4229451300600 | PACK, VITRECTOMY, POSTERIOR, TOTAL PLUS PACK MINIMUM OF 7500 CPM, 25 GAUGE, COMPATIBLE WITH CONSTELLATION, DISPOSABLE, STERILE | OPHTHALMOLOGY SUPPLIES
15759 | 4229451300700 | PACK, VITRECTOMY, POSTERIOR, MINIMUM OF 16,000 CPM, 25 GAUGE, COMPATIBLE WITH DORC EVA MACHINE, DISPOSABLE, STERILE | OPHTHALMOLOGY SUPPLIES
15760 | 4229451300800 | PACK, VITRECTOMY, POSTERIOR, TOTAL PLUS PACK MINIMUM OF 7500 CPM, 23 GAUGE, COMPATIBLE WITH CONSTELLATION, DISPOSABLE, STERILE | OPHTHALMOLOGY SUPPLIES
15761 | 4229451300900 | CANNULA, BLUNT TIP, WITH LUER LOCK CONNECTOR, 23G, DISPOSABLE, STERILE | OPHTHALMOLOGY SUPPLIES
15762 | 4229451301000 | CANNULA, BLUNT TIP, THIN WALLED, 25G, WITH LUER LOCK CONNECTOR, DISPOSABLE, STERILE | OPHTHALMOLOGY SUPPLIES
15763 | 4229451301100 | CANNULA, 27G, BLUNT NEEDLE WITH LUER-LOCK CONNECTOR, DISPOSABLE, STERILE | OPHTHALMOLOGY SUPPLIES
15764 | 4229451301900 | INFUSION CANNULA, 4MM, 20G, DISPOSABLE, STERILE | OPHTHALMOLOGY SUPPLIES
15765 | 4229451302000 | CANNULA, INFUSION, 6MM, ASSORTED GAUGES, DISPOSABLE, STERILE | OPHTHALMOLOGY SUPPLIES
15766 | 4229451900000 | CURETTE SKIN 3 MM DISPOSABLE STERILE.. | SUPPLEMENTARY GENERAL CONSUMABLES
15767 | 4229452100800 | IMPLANT, SCLERAL BUCKLING, VITREO RETINAL, GROOVED SILICONE SPONGE, TYPE 220, W6 X R7.5 X H1.5X G2.5X L100MM, STERILE | OPHTHALMOLOGY SUPPLIES
15768 | 4229452102200 | IMPLANT, SCLERAL BUCKLING, VITREO RETINAL, OVAL SILICONE SPONGE, TYPE 507, 7.5 X 5.5 X 80MM, STERILE | OPHTHALMOLOGY SUPPLIES
15769 | 4229452102300 | IMPLANT, SCLERAL BUCKLING, VITREO RETINAL, OVAL SILICONE SPONGE, TYPE 506, 5 X 3 X 100MM, STERILE | OPHTHALMOLOGY SUPPLIES
15770 | 4229452102400 | IMPLANT, SCLERAL BUCKLING, VITREO RETINAL, SILICONE BAND, TYPE 270, 1.65 X 0.76 X 30MM, STERILE | OPHTHALMOLOGY SUPPLIES
15771 | 4229452102500 | IMPLANT, SCLERAL BUCKLING, VITREO RETINAL, SILICONE BAND, TYPE 70, 2.1 X 1 X 30MM, STERILE | OPHTHALMOLOGY SUPPLIES
15772 | 4229452102900 | BELT FETAL MONITOR 2 LYCRA TYPE BANDAGE 15 METER LONG.. | SUPPLEMENTARY GEN.SUPPLIES NURS,BURN
15773 | 4229452200500 | SET, DCR O`DONOGHUE, LENGTH 4CM (+/- 1CM) DIAMETER 0.9MM OR EQUIVALENT DISPOSABLE STERILE | OPHTHALMOLOGY SUPPLIES
15774 | 4229452201600 | INTUBATION SET, AUTOSTABLE, BICANALICULUS, THE SELF-RETAINING BICANALICULUS INTUBATION SET WITH INTRODUCERS, ASSORTED LENGTHS AS PER HOSPITAL REQUEST, DISPOSABLE, STERILE | OPHTHALMOLOGY SUPPLIES
15775 | 4229452201700 | SET, INTRODUCER AND REMOVAL TOOL FOR JONES TUBE | OPHTHALMOLOGY SUPPLIES
15776 | 4229452201800 | LACRIMAL INTUBATION SYSTEM, BICANALICULAR, SILICONE TUBE, METALLIC PROBE SIZE 75-85 LENGTH AND 0.6 - 0.8 MM DIAMETER, DISPOSABLE, STERILE | OPHTHALMOLOGY SUPPLIES
15777 | 4229452201900 | MONOCANALICULAR STENT, SILICONE, SMALLEST COLORATE, INDICATED FOR CANALICULAR LACERATIONS, STERILE | OPHTHALMOLOGY SUPPLIES
15778 | 4229452202400 | SUCTION, EICKEN ANTRUM CANNULA, 3 MM, CURVED, REUSABLE | EAR, NOSE & THROAT SUPPLIES (ENT)
15779 | 4229452203200 | DILATOR, LACRIMAL, WILDER, TAPER SHORT, NO. 1, REUSABLE | SURGICAL INSTRUMENT TENDER
15780 | 4229452203300 | DILATOR, LACRIMAL, WILDER, TAPER MEDIUM NO. 2, REUSABLE | SURGICAL INSTRUMENT TENDER
15781 | 4229452203400 | DILATOR, LACRIMAL, WILDER, TAPER LONG, NO. 3, REUSABLE | SURGICAL INSTRUMENT TENDER
15782 | 4229452700000 | KIT, GAS, C3F8, PURE OCTAFLUOUROPANE, SYRINGE, DISPOSABLE, STERILE | OPHTHALMOLOGY SUPPLIES
15783 | 4229452700100 | KIT, GAS, SF6, PURE SULFUR HEXAFLUORIDE, SYRINGE, STERILE | OPHTHALMOLOGY SUPPLIES
15784 | 4229452700200 | LIQUID, PERFLUOROCARBON, VISCOSITY 0.6 - 0.9 MPAS, 5ML VIAL, STERILE | OPHTHALMOLOGY SUPPLIES
15785 | 4229452700300 | LIQUID, PERFLUOROCARBON, HEAVY VISCOSITY, STERILE | OPHTHALMOLOGY SUPPLIES
15786 | 4229453100100 | LENS, 20D CLEAR, BINOCULAR INDIRECT OPHTHALMOSCOPY, REUSABLE | OPHTHALMOLOGY SUPPLIES
15787 | 4229453100200 | LENS, 78D CLEAR, FOR SLIT LAMP EXAMINATION, REUSABLE | OPHTHALMOLOGY SUPPLIES
15788 | 4229453100300 | LENS, 90D CLEAR, FOR SLIT LAMP EXAMINATION, REUSABLE | OPHTHALMOLOGY SUPPLIES
15789 | 4229453200100 | RETRACTOR, CAPSULE, CHANG MODIFICATION, 5/PACK, DISPOSABLE, STERILE | OPHTHALMOLOGY SUPPLIES
15790 | 4229453200400 | RETRACTOR, DESMARRES, LID/VEIN, BLADE LENGTH 16 - 17MM, STAINLESS STEEL, REUSABLE | SURGICAL INSTRUMENT TENDER
15791 | 4229453600000 | IMPLANT CAPSULAR SEGMENT, AHMED, TENSION RING, ALL TYPE AS PER HOSPITAL REQUEST, STERILE | OPHTHALMOLOGY SUPPLIES
15792 | 4229453600100 | IMPLANT CAPSULAR SEGMENT, CIONNI RING FOR SCLERAL FIXATION, ALL TYPE AS PER HOSPITAL REQUEST, STERILE | OPHTHALMOLOGY SUPPLIES
15793 | 4229453600300 | RING, CAPSULAR TENSION, PRELOADED, 10-12 MM, STERILE | OPHTHALMOLOGY SUPPLIES
15794 | 4229453904700 | EYE PROTECTOR PLASTIC, SPONGE OR FOAM EDGE, SELF ADHESIVE, DISPOSABLE | ANESTHESIA AND RESPIRATORY SUPPLEMENTARY
15795 | 4229454100000 | CONTACT LENSES, SILICONE HYDROGEL, WEEKLY, BC 8.6 TO 8.8, DIAMETER 14.0 TO 14.2, POWER STEP +/- 0.25, AS PER HOSPITAL REQUEST, DISPOSABLE, STERILE | OPHTHALMOLOGY SUPPLIES
15796 | 4229454100200 | CONTACT LENSES, SILICONE HYDROGEL, MONTHLY, BC 8.6 TO 8.8, DIAMETER 14.0 TO 14.2, POWER STEP +/- 0.25, AS PER HOSPITAL REQUEST, DISPOSABLE, STERILE | OPHTHALMOLOGY SUPPLIES
15797 | 4229454100300 | CONTACT LENS, PEDIATRIC, DIAMETER 11.50MM TO 13.50MM, BASE CURVE 7.00MM TO 8.50MM, DIOPTER FROM +10.00 TO +35.00, AS PER HOSPITAL REQUEST, DISPOSABLE, STERILE | OPHTHALMOLOGY SUPPLIES
15798 | 4229454101300 | CONTACT LENS, SILICONE HYDROGEL, SOFT SPHERE, FOR IRREGULAR CORNEA, POWER RANGE -30.00DC TO +30.00DC, CYLINDER POWER RANGE, -0.25DS TO -10.00DS, AXIS 0 TO 180, DIAMETER 14.20MM TO 15.3MM, BASE CURVE 7.00MM TO 9.00MM, DISPOSABLE, STERILE | OPHTHALMOLOGY SUPPLIES
15799 | 4229454101400 | CONTACT LENSES, SILICONE HYDROGEL SOFT TORIC, MUST HAVE ALL POWER RANGE +20.00DS TO -20.00DS DIAMETER 13.80MM TO 14.5MM BASE CURVE 8.30MM TO 8.90MM, REQUESTED AS PER REQUIRED | OPHTHALMOLOGY SUPPLIES SUPPLEMENTARY
15800 | 4229454101500 | CONTACT LENS, MEGA BANDAGE, DIAMETER RANGE 16 TO 22 MM, ASSORTED BASE CURVE, AS PER HOSPITAL REQUEST, DISPOSABLE, STERILE | OPHTHALMOLOGY SUPPLIES
15801 | 4229454401500 | IOL INJECTOR, REUSABLE FOR 1MTEC30 CARTRIDGE | OPHTHALMOLOGY SUPPLIES
15802 | 4229454500200 | KNIFE, CRESCENT, 2.0 MM, ANGLED, BEVEL UP, DISPOSABLE, STERILE | OPHTHALMOLOGY SUPPLIES
15803 | 4229454500300 | KNIFE, MVR 20 GAUGE, ANGLED 45 DEGREE, DISPOSABLE, STERILE | OPHTHALMOLOGY SUPPLIES
15804 | 4229454500400 | KNIFE, CRESCENT, 2.2 MM, ANGLED, BEVEL UP, DISPOSABLE, STERILE | OPHTHALMOLOGY SUPPLIES SUPPLEMENTARY
15805 | 4229454500500 | KNIFE, CRESCENT, STRAIGHT 2.5 MM, STERILE, DISPOSABLE | OPHTHALMOLOGY SUPPLIES
15806 | 4229454500600 | KNIFE, MVR, 23 GAUGE, ANGLED 45 DEGREE, DISPOSABLE, STERILE | OPHTHALMOLOGY SUPPLIES
15807 | 4229454500700 | KNIFE, SLIT 2.2MM, ANGLED 45 DEGREE, SHARP, DISPOSABLE, STERILE | OPHTHALMOLOGY SUPPLIES
15808 | 4229454500800 | KNIFE, SLIT 2.4 MM, 45 DEGREE, SHARP, DISPOSABLE, STERILE | OPHTHALMOLOGY SUPPLIES
15809 | 4229454500900 | KNIFE, SLIT 2.8 MM, ANGLED 40 DEGREE, SHARP, DISPOSABLE, STERILE | OPHTHALMOLOGY SUPPLIES
15810 | 4229454501000 | KNIFE, MVR, 20 GAUGE, STRAIGHT, DISPOSABLE, STERILE | OPHTHALMOLOGY SUPPLIES
15811 | 4229454600100 | MICRO (DEEP-SCLERECTOMY) SCISSORS, 6 MM LONG BLADES, BLUNT TIP ON LOWER BLADE, REUSABLE | OPHTHALMOLOGY SUPPLIES
15812 | 4229454600300 | MICRO SCISSORS, VITREORETINAL, HORIZONTAL, CURVED, 25 GAUGE, DISPOSABLE, STERILE | OPHTHALMOLOGY SUPPLIES
15813 | 4229454600400 | MICRO SCISSORS, VITREORETINAL, HORIZONTAL, CURVED, 27 GAUGE, DISPOSABLE, STERILE | OPHTHALMOLOGY SUPPLIES
15814 | 4229454600600 | MICRO SCISSORS, VITREORETINAL, VERTICAL, 25 GAUGE, REUSABLE | OPHTHALMOLOGY SUPPLIES
15815 | 4229454600900 | SCISSORS STITCH/STEVENS/BLUNT-BLUNT/CURVED STAINLESS STEEL LENGTH=15.0CM REUSABLE | SURGICAL INSTRUMENT TENDER
15816 | 4229454601100 | SCISSORS STITCH/STEVENS/BLUNT-BLUNT/CURVED STAINLESS STEEL LENGTH=20.0CM REUSABLE | SURGICAL INSTRUMENT TENDER
15817 | 4229454602600 | MICRO SCISSORS, VITREORETINAL, VERTICAL, 27 GAUGE, REUSABLE | OPHTHALMOLOGY SUPPLIES
15818 | 4229454602700 | SCISSORS, MICRO ULTRA DELICATE BLADE, 7MM, 45 DEGREE, (OR EQUIVALENT), REUSABLE | SURGICAL INSTRUMENT TENDER
15819 | 4229454602800 | NEEDLE HOLDER, MICRO, STRAIGHT, WITH LOCK, TUNGSTEN CARBIDE, TOTAL LENGTH 23 CM, DIAMOND DUST JAW, REUSABLE | SURGICAL INSTRUMENT TENDER
15820 | 4229454602900 | NEEDLE HOLDER, MICRO, STRAIGHT, WITH LOCK, TUNGSTEN CARBIDE, TOTAL LENGTH 24 -25 CM, DIAMOND DUST JAW, REUSABLE | SURGICAL INSTRUMENT TENDER
15821 | 4229460400100 | BLOOD TRANSFUSION RED FILTER, 40 MICRON SCREEN FILTER FOR RAID TRANSFUSION OF SALVAGED BLOOD PRODUCTS, DISPOSABLE, STERILE | CARDIOVASCULAR SURGERY CONSUMABLES
15822 | 4229460601200 | SET EXTENSION LUER LOCK WITH 3 WAY STOPCOCK 50 CM DISPOSABLE STERILE.. | SUPPLEMENTARY GEN.SUPPLIES NURS,BURN
15823 | 4229460601300 | SET, EXTENSION, TUBING, FOR SYRINGE PUMP, 1.5 MM, 4-4.5 ML PRIMING VOLUME, IT SHOULD BE COMPATIBLE WITH HOSPITAL MACHINE, DISPOSABLE, STERILE | SUPPLEMENTARY GEN.SUPPLIES NURS,BURN
15824 | 4229470201000 | INTRA AORTIC BALLOON FIBER OPTIC SHEATH AND SHEATH LESS WITH INSERTION KIT COMPATIBLE WITH HOSPITAL MACHINE ASSORTED SIZES ACCORDING TO HOSPITAL REQUEST DISPOSABLE STERILE | CARDIOVASCULAR SURGERY CONSUMABLES
15825 | 4229470300500 | ERGONOMIC RIGID HAND HELD INTRA CARDIAC SUCKER ANGLED ASSORTED AS PER HOSPITAL REQUEST DISPOSABLE STERILE... | SUPPLEMENTARY CARDIOVASCULAR SURG SUPPL.
15826 | 4229470700700 | BLOOD CARDIOPLEGIA DELIVERY SET CUSTOMIZED DELIVERY RATE 4:1 INTEGRATED COOLING/ HEATING COIL WITH TEMP. PROP PRESSURE DOME DISPOSABLE STERILE. | CARDIOVASCULAR SURGERY CONSUMABLES
15827 | 4229470701100 | CARDIOPLEGIA NEEDLE FOR NEONATES/ PEDIATRIC WITH METAL TIP, ASSORTED SIZES ACCORDING TO HOSPITAL REQUEST, DISPOSABLE, STERILE | CARDIOVASCULAR SURGERY CONSUMABLES
15828 | 4229470701300 | PERFUSION SET FOR ADULTS COATED DISPOSABLE STERILE WITH OXYGENATOR TUBING SET CUSTOM DESIGN WITH ARTERIAL FILTER HEMOFILTER AND MUF (DESIGN MUST BE APPLICABLE IN EVERY CENTER). - BLOOD CARDIOPLEGIA DELIVERY SET DELIVERY RATE 4:1 INTEGRATED COOLING /HEATING COIL WITH TEMP. PROP PRESSURE DOME WITH CARDIOPLEGIA DELIVER SET 4-1 PRIMING VOLUME LESS THAN 50 M (ENOUGH HOLDERS AND TEMP. PROPS MUST BE PROVIDED FREE OF CHARGE).. | SUPPLEMENTARY CARDIOVASCULAR SURG SUPPL.
15829 | 4229470702300 | RETROGRADE CORONARY SINUS CARDIOPLEGIA CANNULA, ADULT, PRESSURE MONITORING LUMEN, INSERTION STYLET, SELF INFLATING/ MANUAL INFLATED BALLOON WITH STYLET SOLID OR GUIDEWIRE, ASSORTED SIZES AS PER HOSPITAL REQUEST, DISPOSABLE, STERILE | CARDIOVASCULAR SURGERY CONSUMABLES
15830 | 4229470800000 | CARDIOTOMY RESERVOIR ADULT FOR CARDIOPULMONARY BYPASS ASSORTED SIZES AS PER HOSPITAL REQUEST DISPOSABLE STERILE.. | CARDIOVASCULAR SURGERY CONSUMABLES
15831 | 4229470800200 | MOUNTING PAD ADHESIVE LEVEL SENSOR FOR RESERVOIR CARDIOTOMY, DISPOSABLE, STERILE | CARDIOVASCULAR SURGERY CONSUMABLES
15832 | 4229471100500 | HEMOCONCENTRATOR, HIGH PERFORMANCE, WITH OPTIONAL TUBE AND DOUBLE BAG SET, ASSORTED SIZES ACCORDING TO HOSPITAL REQUEST (ONE HOLDER MUST BE SUPPLIED FOC), DISPOSABLE, STERILE | CARDIOVASCULAR SURGERY CONSUMABLES
15833 | 4229471300600 | OXYGENATOR, FOR NEONATES, COATED OXYGENATOR WITH INTEGRATED ARTERIAL FILTER, HOLLOW FIBER, HIGH PERFORMANCE, SMALL PRIMING VOLUME NOT EXCEEDING 45 ML, RECOMMENDED BLOOD FLOW 0 - 1.5 LITER / MIN, MAX, DISPOSABLE, STERILE | CARDIOVASCULAR SURGERY CONSUMABLES
15834 | 4229471300700 | OXYGENATOR FOR EXTRACORPOREAL MEMBRANE OXYGENATION (ECMO) ADULT DISPOSABLE STERILE. | CARDIOVASCULAR SURGERY CONSUMABLES
15835 | 4229471301100 | EXTRACORPOREAL MEMBRANE OXYGENATION (ECMO) SET SMALL ADULT CONSISTS OF INTEGRATED CENTRIFUGAL PUMP HEAD WITH OXYGENATOR TUBING LINES COATED COMPATIBLE WITH THE EXISTING ECMO MACHINE FOR THE REQUESTED HOSPITAL DISPOSABLE STERILE. | CARDIOVASCULAR SURGERY CONSUMABLES
15836 | 4229471301300 | EXTRACORPOREAL MEMBRANE OXYGENATION (ECMO) SET ADULT CONSISTS OF INTEGRATED CENTRIFUGAL PUMP HEAD WITH OXYGENATOR TUBING LINES COATED COMPATIBLE WITH THE EXISTING ECMO MACHINE FOR THE REQUESTED HOSPITAL DISPOSABLE STERILE. | CARDIOVASCULAR SURGERY CONSUMABLES
15837 | 4229471301900 | OXYGENATOR, FOR EXTRACORPOREAL MEMBRANE OXYGENATION (ECMO), PEDIATRIC, DISPOSABLE, STERILE | CARDIOVASCULAR SURGERY CONSUMABLES
15838 | 4229471302000 | OXYGENATOR, FOR EXTRACORPOREAL MEMBRANE OXYGENATION (ECMO), NEONATE, DISPOSABLE, STERILE | CARDIOVASCULAR SURGERY CONSUMABLES
15839 | 4229471302200 | OXYGENATOR, FOR ADULTS, COATED, OXYGENATOR WITH INTEGRATED ARTERIAL FILTER, HOLLOW FIBER, HIGH PERFORMANCE WITH INTEGRATED HARD SHELL VENOUS RESERVOIR, BLOOD FLOW RATE 1-7 LITER /MIN, DISPOSABLE, STERILE | CARDIOVASCULAR SURGERY CONSUMABLES
15840 | 4229471302400 | OXYGENATOR, FOR PEDIATRIC, COATED, OXYGENATOR WITH INTEGRATED ARTERIAL FILTER, HOLLOW FIBER, HIGH PERFORMANCE, RECOMMENDED BLOOD FLOW 0 - 4 LITER / MIN, MEMBRANE INLET AND OUTLET (3/8) INCH WITH REDUCER ADAPTER, DISPOSABLE, STERILE | CARDIOVASCULAR SURGERY CONSUMABLES
15841 | 4229471302500 | OXYGENATOR, FOR SMALL ADULTS, COATED OXYGENATOR WITH INTEGRATED ARTERIAL FILTER, HOLLOW FIBER, HIGH PERFORMANCE, RECOMMENDED BLOOD FLOW 0 - 5 LITER / MIN, MAX. RESERVOIR VOLUME 4 LITER, DISPOSABLE, STERILE | CARDIOVASCULAR SURGERY CONSUMABLES
15842 | 4229471400200 | CENTRIFUGAL BLOOD PUMP, PEDIATRIC, DISPOSABLE, STERILE | CARDIOVASCULAR SURGERY CONSUMABLES
15843 | 4229471501100 | TUBING SINGLE LINE PVC ASSORTED SIZES AND CUSTOMIZED ACCORDING TO HOSPITAL REQUEST, DISPOSABLE, STERILE | CARDIOVASCULAR SURGERY CONSUMABLES
15844 | 4229471501200 | TUBING SINGLE LINE, COATED, PVC ASSORTED SIZES AND CUSTOMIZED ACCORDING TO HOSPITAL REQUEST, DISPOSABLE, STERILE | CARDIOVASCULAR SURGERY CONSUMABLES
15845 | 4229471700000 | FULL MAGNETICALLY LEVITATED LEFT VENTRICULAR ASSIST PUMP WITH BEARING LESS. | CARDIOVASCULAR SURGERY CONSUMABLES
15846 | 4229472100600 | PUNCH FOR BIOPSY 3 MM ROUND FOR DERMATOLOGY DISPOSABLE STERILE.... | SUPPLEMENTARY GEN.SUPPLIES NURS,WOUND
15847 | 4229472100700 | PUNCH FOR BIOPSY 4 MM ROUND FOR DERMATOLOGY DISPOSABLE STERILE.... | SUPPLEMENTARY GEN.SUPPLIES NURS,WOUND
15848 | 4229472100800 | PUNCH FOR BIOPSY 5 MM ROUND FOR DERMATOLOGY DISPOSABLE STERILE.... | SUPPLEMENTARY GEN.SUPPLIES NURS,BURN
15849 | 4229472100900 | PUNCH FOR BIOPSY 6 MM ROUND FOR DERMATOLOGY DISPOSABLE STERILE.... | SUPPLEMENTARY GEN.SUPPLIES NURS,BURN
15850 | 4229472101000 | PUNCH FOR BIOPSY 8 MM ROUND FOR DERMATOLOGY DISPOSABLE STERILE.... | SUPPLEMENTARY GEN.SUPPLIES NURS,BURN
15851 | 4229472102100 | REFLUX MANAGEMENT SYSTEM 13 BEAD.. | SUPPLEMENTARY GEN.CONS SURG SUT,LAP,ROB
15852 | 4229472102200 | REFLUX MANAGEMENT SYSTEM 14 BEAD.. | SUPPLEMENTARY GEN.CONS SURG SUT,LAP,ROB
15853 | 4229472102300 | REFLUX MANAGEMENT SYSTEM 15 BEAD.. | SUPPLEMENTARY GEN.CONS SURG SUT,LAP,ROB
15854 | 4229472102400 | REFLUX MANAGEMENT SYSTEM 16 BEAD.. | SUPPLEMENTARY GEN.CONS SURG SUT,LAP,ROB
15855 | 4229472102500 | LOADING UNIT STAPLER LINEAR CUTTER FOR LAPAROSCOPIC 45 MM 3.8-3.9 MM FOR REGULAR/THICK TISSUE DISPOSABLE STERILE.. | SUPPLEMENTARY GEN.CONS SURG SUT,LAP,ROB
15856 | 4229473000200 | CUSTOMIZED PACK, FOR VENTRICULAR ASSIST DEVICE, WITHOUT OXYGENATORS WITHOUT PUMP HEADS, DISPOSABLE, STERILE | CARDIOVASCULAR SURGERY CONSUMABLES
15857 | 4229473100100 | PERFUSION ADAPTER WITH MALE LUER LOCK 1/4, 2 INCH LONG, DISPOSABLE, STERILE | CARDIOVASCULAR SURGERY CONSUMABLES
15858 | 4229473300100 | PERICARDIAL SUMP SUCTION, ASSORTED SIZES ACCORDING TO HOSPITAL REQUEST, DISPOSABLE, STERILE | CARDIOVASCULAR SURGERY CONSUMABLES
15859 | 4229473300300 | CORONARY SUCTION TUBE SOFT TIP COMFORTABLE HAND GRIP VACUUM CONTROL TIPS CAN BE SHAPED TO SURGEON PREFERENCE 6 FR ASSORTED LENGTHS DISPOSABLE STERILE... | SUPPLEMENTARY CARDIOVASCULAR SURG SUPPL.
15860 | 4229473300700 | INTRACARDIAC SUMP SUCTION, ASSORTED SIZES ACCORDING TO HOSPITAL REQUEST, DISPOSABLE, STERILE | CARDIOVASCULAR SURGERY CONSUMABLES
15861 | 4229473400400 | CALIBRATION GAS FOR USE WITH CALIBRATOR 540 (GAS A OR GAS B) COMPATIBLE WITH CDI SYSTEM 500, DISPOSABLE, STERILE. | CARDIOVASCULAR SURGERY CONSUMABLES
15862 | 4229473400500 | ARTERIAL CDI SENSOR COMPATIBLE WITH HOSPITAL MACHINE, DISPOSABLE, STERILE | CARDIOVASCULAR SURGERY CONSUMABLES
15863 | 4229473600300 | CENTRIFUGAL BLOOD PUMP, ADULT, DISPOSABLE, STERILE | CARDIOVASCULAR SURGERY CONSUMABLES
15864 | 4229474005500 | INTERVENTION RADIOLOGY KIT BACK TABLE COVER 60X76 GALLIPOT 60CC SCALPEL FEMORAL ANGIOGRAPHY DRAPE EXTRA LARGE GOWN X 3 2 X BOWL 500ML 1 LITER BOWL. | INTERVENTIONAL RADIO,CARDIAC CATH
15865 | 4229474100000 | INTRAVASCULAR CORONARY ULTRASOUND CATHETER ASSORTED SIZES AS PER HOSPITAL REQUEST. | INTERVENTIONAL RADIO,CARDIAC CATH
15866 | 4229474100400 | CANNULA, VENOUS, ADULT, SINGLE STAGE, STRAIGHT WIRED REINFORCED, ASSORTED SIZES AS PER HOSPITAL REQUEST, DISPOSABLE, STERILE | CARDIOVASCULAR SURGERY CONSUMABLES
15867 | 4229474100500 | CANNULA, VENOUS, PEDIATRIC, SINGLE STAGE, STRAIGHT WIRED REINFORCED, ASSORTED SIZES AS PER HOSPITAL REQUEST, DISPOSABLE, STERILE | CARDIOVASCULAR SURGERY CONSUMABLES
15868 | 4229474100600 | CANNULA, VENOUS, SINGLE STAGE, ANGLED METAL TIP, WIRED REINFORCED, ASSORTED SIZES AS PER HOSPITAL REQUEST, DISPOSABLE, STERILE | CARDIOVASCULAR SURGERY CONSUMABLES
15869 | 4229474100700 | CANNULA, VENOUS, SOFT ANGLED, ASSORTED SIZES AS PER HOSPITAL REQUEST, DISPOSABLE, STERILE | CARDIOVASCULAR SURGERY CONSUMABLES
15870 | 4229474100800 | CANNULA VENOUS THREE STAGE COATED WIRE REINFORCED ASSORTED WITH/WITHOUT CONNECTOR AND ASSORTED SIZES AS PER HOSPITAL REQUEST DISPOSABLE STERILE | CARDIOVASCULAR SURGERY CONSUMABLES
15871 | 4229474100900 | CANNULA, VENOUS, THREE STAGE, WIRE REINFORCED, ASSORTED WITH/WITHOUT CONNECTOR AND ASSORTED SIZES AS PER HOSPITAL REQUEST, DISPOSABLE, STERILE | CARDIOVASCULAR SURGERY CONSUMABLES
15872 | 4229474101000 | CANNULA, VENOUS, TWO STAGE, COATED, WIRE REINFORCED, ASSORTED WITH/WITHOUT CONNECTOR AND ASSORTED SIZES ACCORDING TO HOSPITAL REQUEST, DISPOSABLE, STERILE | CARDIOVASCULAR SURGERY CONSUMABLES
15873 | 4229474101100 | CANNULA, VENOUS, TWO STAGE, WIRE REINFORCED, ASSORTED WITH/WITHOUT CONNECTOR AND ASSORTED SIZES ACCORDING TO HOSPITAL REQUEST, DISPOSABLE, STERILE | CARDIOVASCULAR SURGERY CONSUMABLES
15874 | 4229474101200 | CANNULA, VENOUS, FEMORAL, SET SINGLE STAGE CONTAINS : WIRE REINFORCED CANNULA ASSORTED SIZES ACCORDING TO HOSPITAL REQUEST WITH INSERTION KIT, DISPOSABLE, STERILE | CARDIOVASCULAR SURGERY CONSUMABLES
15875 | 4229474101300 | CANNULA, VENOUS, FEMORAL, SINGLE STAGE, WIRE REINFORCED, ASSORTED SIZES ACCORDING TO HOSPITAL REQUEST, DISPOSABLE, STERILE | CARDIOVASCULAR SURGERY CONSUMABLES
15876 | 4229474101400 | CANNULA, VENOUS, FEMORAL, SET DUAL STAGE CONTAINS : WIRE REINFORCED CANNULA, WITH INSERTION KIT, ASSORTED SIZES AS PER HOSPITAL REQUEST, DISPOSABLE, STERILE | CARDIOVASCULAR SURGERY CONSUMABLES
15877 | 4229474101500 | CANNULA, VENOUS, FEMORAL, DUAL STAGE, WIRE REINFORCED, ASSORTED SIZES ACCORDING TO HOSPITAL REQUEST, DISPOSABLE, STERILE | CARDIOVASCULAR SURGERY CONSUMABLES
15878 | 4229474101600 | CANNULA, VENOUS, FEMORAL, SET MULTI STAGE CONTAINS : WIRE REINFORCED CANNULA, WITH INSERTION KIT, ASSORTED SIZES AS PER HOSPITAL REQUEST, DISPOSABLE, STERILE | CARDIOVASCULAR SURGERY CONSUMABLES
15879 | 4229474101700 | CANNULA, ADULT, DUAL LUMEN, COATED, DESIGNED SPECIALLY FOR VENOVENOUS VASCULAR ACCESS WITH INSERTION KIT. ASSORTED SIZES AS PER HOSPITAL REQUEST, DISPOSABLE, STERILE | CARDIOVASCULAR SURGERY CONSUMABLES
15880 | 4229474101800 | VENO VENOUS DUAL LUMEN WIRE REINFORCED CANNULA FOR RIGHT VENTRICLE SUPPORT WITH RADIOPAQUE TIP MARKERS, ASSORTED SIZES AS PER HOSPITAL REQUEST, DISPOSABLE, STERILE | CARDIOVASCULAR SURGERY CONSUMABLES
15881 | 4229474400000 | SIZER SYSTEM COMMON KIT USED TO PERFORM AN AORTIC VALVE NEOCUSPIDIZATION REQUIRED FOR ALL AORTIC VALVE DISEASES INCLUDING AORTIC STENOSIS AND AORTIC INSUFFICIENCY (WITH OR WITHOUT INFECTIVE ENDOCARDITIS) DISPOSABLE STERILE. | SUPPLEMENTARY CARDIOVASCULAR SURG SUPPL.
15882 | 4229474400100 | SIZER SMALL USED TO PERFORM AN AORTIC VALVE NEOCUSPIDIZATION REQUIRED FOR ALL AORTIC VALVE DISEASES INCLUDING AORTIC STENOSIS AND AORTIC INSUFFICIENCY (WITH OR WITHOUT INFECTIVE ENDOCARDITIS) DISPOSABLE STERILE. | SUPPLEMENTARY CARDIOVASCULAR SURG SUPPL.
15883 | 4229474400200 | SIZER LARGE USED TO PERFORM AN AORTIC VALVE NEOCUSPIDIZATION REQUIRED FOR ALL AORTIC VALVE DISEASES INCLUDING AORTIC STENOSIS AND AORTIC INSUFFICIENCY (WITH OR WITHOUT INFECTIVE ENDOCARDITIS) DISPOSABLE STERILE. | SUPPLEMENTARY CARDIOVASCULAR SURG SUPPL.
15884 | 4229480500100 | SLEEVE RING FOR CAMERA LAPAROSCOPIC FRAME DESIGN ALLOWS SIMPLE QUICK APPLICATION ADHESIVE TAB TO ENSURE SECURE CAMERA HEAD PROTECTION DISPOSABLE STERILE.. | SUPPLEMENTARY GEN.CONS SURG SUT,LAP,ROB
15885 | 4229480500200 | FILTER FOR SMOKE LAPAROSCOPIC WITH ACTIVATED CHARCOAL SIMPLE SAFE AND EFFECTIVE REMOVAL OF SURGICAL SMOKE WITH THUMBWHEEL CLAMP DISPOSABLE STERILE.. | SUPPLEMENTARY GEN.CONS SURG SUT,LAP,ROB
15886 | 4229480500300 | FILTER INCUBATOR AIR FILTER IT SHOULD BE COMPATIBLE WITH HOSPITAL MACHINE.. | SUPPLEMENTARY GEN.SUPPLIES NURS,BURN
15887 | 4229480500500 | SLING ARM VERSATILE MATERIAL SOFT FOAM WITH FASTENERS COLLAR AND CUFF 5-7 CM X 6 M 2 ROLL.. | SUPPLEMENTARY GEN.SUPPLIES NURS,BURN
15888 | 4229480500900 | SLIPPER NON - SKID RUBBER SOLE STRETCHABLE LIGHT WEIGHT WASHABLE ADULT SIZE: XX- LARGE DISPOSABLE.. | SUPPLEMENTARY GEN.SUPPLIES NURS,BURN
15889 | 4229480501000 | SLIPPER NON - SKID RUBBER SOLE STRETCHABLE LIGHT WEIGHT WASHABLE ADULT SIZE: X-LARGE DISPOSABLE.. | SUPPLEMENTARY GEN.SUPPLIES NURS,BURN
15890 | 4229480501100 | SLIPPER NON - SKID RUBBER SOLE STRETCHABLE LIGHT WEIGHT WASHABLE ADULT SIZE: LARGE DISPOSABLE.. | SUPPLEMENTARY GEN.SUPPLIES NURS,BURN
15891 | 4229480501200 | SLIPPER NON - SKID RUBBER SOLE STRETCHABLE LIGHT WEIGHT WASHABLE ADULT SIZE: MEDIUM DISPOSABLE.. | SUPPLEMENTARY GEN.SUPPLIES NURS,BURN
15892 | 4229480501300 | SLIPPER NON - SKID RUBBER SOLE STRETCHABLE LIGHT WEIGHT WASHABLE ADULT SIZE: SMALL DISPOSABLE.. | SUPPLEMENTARY GEN.SUPPLIES NURS,BURN
15893 | 4229480501400 | SLIPPER NON - SKID RUBBER SOLE STRETCHABLE LIGHT WEIGHT WASHABLE PEDIATRIC SIZE: X- LARGE DISPOSABLE.. | SUPPLEMENTARY GEN.SUPPLIES NURS,BURN
15894 | 4229480501500 | SLIPPER NON - SKID RUBBER SOLE STRETCHABLE LIGHT WEIGHT WASHABLE PEDIATRIC SIZE: LARGE DISPOSABLE.. | SUPPLEMENTARY GEN.SUPPLIES NURS,BURN
15895 | 4229480501600 | SLIPPER NON - SKID RUBBER SOLE STRETCHABLE LIGHT WEIGHT WASHABLE PEDIATRIC SIZE: MEDIUM DISPOSABLE.. | SUPPLEMENTARY GEN.SUPPLIES NURS,BURN
15896 | 4229480501700 | SLIPPER NON - SKID RUBBER SOLE STRETCHABLE LIGHT WEIGHT WASHABLE PEDIATRIC SIZE: SMALL DISPOSABLE.. | SUPPLEMENTARY GEN.SUPPLIES NURS,BURN
15897 | 4229480501800 | SNARE FOR POLYP VAULT CIRCLE REMOVE UTERINE POLYPS SMALL 5-5.5 FR CATHETER OUTER SHEATH 30-40 CM LENGTH FITS THROUGH THE WORKING CHANNEL OF DIFFERENT HYSTEROSCOPES.. | SUPPLEMENTARY GENERAL CONSUMABLES
15898 | 4229480501900 | SNUGGLE - UPS MEDIUM SOFT FIBER COTTON INTERLOCK KNOT REUSABLE WASHABLE.. | SUPPLEMENTARY GEN.SUPPLIES NURS,BURN
15899 | 4229480502000 | SNUGGLE - UPS SMALL SOFT FIBER COTTON INTERLOCK KNOT REUSABLE WASHABLE.. | SUPPLEMENTARY GEN.SUPPLIES NURS,BURN
15900 | 4229490000000 | SYSTEM FOR LAPAROSCOPIC MESH FIXATION ABSORBABLE 5 MM 25-30 TACKS DISPOSABLE STERILE.. | SUPPLEMENTARY GEN.CONS SURG SUT,LAP,ROB
15901 | 4229490000100 | HANDLE, INTEGRATED DEVICE, FOR BALLOON INFLATION, REUSABLE | ENDOSCOPY CONSUMABLES SUPPLIES
15902 | 4229490000400 | SYRINGE, GAUGE ASSEMBLY FOR INTEGRATED INFLATION DEVICE, SINGLE USE | ENDOSCOPY CONSUMABLES SUPPLIES
15903 | 4229490000700 | STENT, ESOPHAGEAL, BIODEGRADABLE, SELF EXPANDING, ASSORTED SIZES AND DIAMETERS | ENDOSCOPY CONSUMABLES SUPPLIES
15904 | 4229490002800 | CONE, HEMORRHOIDAL, RUDD, LOADING CONE, REUSABLE | SURGICAL INSTRUMENT TENDER
15905 | 4229490003400 | TRANSORAL INCISIONLESS FUNDOPLICATION COMPLETE SET DELIVERY DEVICE WITH FASTENER AND ACCESSORIES. | ENDOSCOPY CONSUMABLES SUPPLIES
15906 | 4229490003500 | GUARD TIP, FLAT, CLEAR, VENTED, PLASTIC, LATEX FREE AUTOCLAVABLE 1.9 X 9.5 X 25.4 MM, OR EQUIVALENT | STERILIZATION SUPPLIES (CSSD) CONSUMABLE
15907 | 4229490003600 | GUARD TIP, FLAT, CLEAR, VENTED, PLASTIC LATEX FREE AUTOCLAVABLE SIZE 3.17 X 25.4 X 25.4 MM OR EQUIVALENT | STERILIZATION SUPPLIES (CSSD) CONSUMABLE
15908 | 4229490003700 | GUARD TIP, FLAT, CLEAR, VENTED, PLASTIC LATEX FREE AUTOCLAVABLE 19.8 X 15.8 X 25.4 MM OR EQUIVALENT | STERILIZATION SUPPLIES (CSSD) CONSUMABLE
15909 | 4229490003800 | GUARD TIP, ROUND, VENTED, PLASTIC LATEX FREE AUTOCLAVABLE 10.3 X 19 MM OR EQUIVALENT | STERILIZATION SUPPLIES (CSSD) CONSUMABLE
15910 | 4229490003900 | GUARD TIP, ROUND, VENTED, PLASTIC, LATEX FREE AUTOCLAVABLE 4.7 X 25.4 MM OR EQUIVALENT | STERILIZATION SUPPLIES (CSSD) CONSUMABLE
15911 | 4229490005900 | BALL TEA STRAINER FINE MESH STAINLESS STEEL WITH SPRING CLOSURE X 5 CM INNER DIAMETER. | STERILIZATION SUPPLIES (CSSD) CONSUMABLE
15912 | 4229490006000 | BALL TEA STRAINER FINE MESH STAINLESS STEEL WITH SPRING CLOSURE X 7.5 CM INNER DIAMETER. | STERILIZATION SUPPLIES (CSSD) CONSUMABLE
15913 | 4229490006300 | BALL TEA STRAINER FINE MESH STAINLESS STEEL WITH SPRING CLOSURE X 9.5 CM INNER DIAMETER. | STERILIZATION SUPPLIES (CSSD) CONSUMABLE
15914 | 4229490006600 | TELESCOPE CONTAINER- BLUE COVER FOR LOW TEMPERATURE STERILIZATION DISPOSABLE. | STERILIZATION SUPPLIES (CSSD) CONSUMABLE
15915 | 4229490006700 | TELESCOPE CONTAINER- BLUE COVER FOR STEAM STERILIZATION DISPOSABLE. | STERILIZATION SUPPLIES (CSSD) CONSUMABLE
15916 | 4229490006800 | TELESCOPE CONTAINER- GOLD COVER FOR LOW TEMPERATURE STERILIZATION DISPOSABLE. | STERILIZATION SUPPLIES (CSSD) CONSUMABLE
15917 | 4229490006900 | TELESCOPE CONTAINER- GOLD COVER FOR STEAM STERILIZATION DISPOSABLE. | STERILIZATION SUPPLIES (CSSD) CONSUMABLE
15918 | 4229490007000 | TELESCOPE CONTAINER- PINK COVER FOR STEAM STERILIZATION DISPOSABLE. | STERILIZATION SUPPLIES (CSSD) CONSUMABLE
15919 | 4229490007200 | FORCEPS, BIOPSY, HOT WITH ELECTROSURGICAL PORT, , ASSORTED SIZES OF WORKING CHANNEL AND ASSORTED SIZES OF WORKING LENGTH, SINGLE USE | ENDOSCOPY CONSUMABLES SUPPLIES
15920 | 4229490008000 | FORCEPS, BIOPSY, REGULAR SIZE CUP/ALLIGATOR, WITHOUT SPIKE, WITHOUT ELECTROSURGICAL PORT, FOR GI, ASSORTED SIZES OF WORKING CHANNEL AND WORKING LENGTH, SINGLE USE | ENDOSCOPY CONSUMABLES SUPPLIES
15921 | 4229490008200 | FORCEPS, BIOPSY, REGULAR SIZE CUP/ALLIGATOR, WITH SPIKE, WITHOUT ELECTROSURGICAL PORT, FOR GI, ASSORTED SIZES OF WORKING CHANNEL AND WORKING LENGTH, SINGLE USE | ENDOSCOPY CONSUMABLES SUPPLIES
15922 | 4229490008600 | FORCEPS, JUMBO CUP BIOPSY, WITH NEEDLE, SINGLE USE | ENDOSCOPY CONSUMABLES SUPPLIES
15923 | 4229490009100 | FORCEPS, TRIPOD, GRASPING, SINGLE USE | ENDOSCOPY CONSUMABLES SUPPLIES
15924 | 4229490010400 | FORCEPS BIOPSY, DIAMETER AND LENGTH FOR BRONCHOSCOPY, SINGLE USE | ENDOSCOPY CONSUMABLES SUPPLIES
15925 | 4229490010600 | BIOPSY FORCEPS, DIMETER 0.9MM TO 1.3 MM, LENGTH 280 CM TO 330CM, COMPATIBLE WITH DIRECT VISUALIZATION SYSTEM, SINGLE USE | ENDOSCOPY CONSUMABLES SUPPLIES
15926 | 4229490010800 | CATHETER, BIPOLAR, ELECTRO HEMOSTASIS WITH INJECTION CATHETER AND NEEDLE, SINGLE PORT ADAPTER PLUG, ASSORTED SIZES OF DIAMETER AND A SSORTED SIZES OF WORKING LENGTH, SINGLE USE | ENDOSCOPY CONSUMABLES SUPPLIES
15927 | 4229490011100 | FORCEPS, COMBINED ALLIGATOR AND RAT TOOTH GRASPING FOR FOREIGN BODY, ASSORTED SIZES OF WORKING CHANNEL AND WORKING LENGTH, SINGLE USE | ENDOSCOPY CONSUMABLES SUPPLIES
15928 | 4229490011600 | FINE NEEDLE BIOPSY (FNB), EUS, STAINLESS STEEL, NOT INTERCHANGABLE, ASSORTED SIZES (INCLUDING 19G, 22 G, 25 G) | ENDOSCOPY CONSUMABLES SUPPLIES
15929 | 4229490011800 | FINE NEEDLE ASPIRATION (FNA), EUS, STAINLESS STEEL,NOT INTERCHANGABLE, ASSORTED SIZES (INCLUDING 19G, 22 G, 25 G) | ENDOSCOPY CONSUMABLES SUPPLIES
15930 | 4229490012500 | INJECTION NEEDLE, STAINLESS STEEL METALLIC SHEATH FOR ENDOSCOPY, DIAMETER 2.3MM TO 2.6MM, LENGTH 220CM TO 240CM, SINGLE USE | ENDOSCOPY CONSUMABLES SUPPLIES
15931 | 4229490012900 | NEEDLE KNIFE, SPHINCTEROTOMY, BILIARY, ASSORTED NEEDLE LENGTH, TRIPLE LUMEN, SHORT WIRE SYSTEM (RAPID EXCHANGE) | ENDOSCOPY CONSUMABLES SUPPLIES
15932 | 4229490013000 | EUS CELIAC PLEXUS NEUROLYSIS FNA NEEDLE DISTAL NEEDLE TIP WITH SIDE HOLES ASSORTED SIZES. | ENDOSCOPY CONSUMABLES SUPPLIES
15933 | 4229490013100 | NEEDLE FOR TRANSBRONCHIAL HISTOLOGY ASSORTED. | ENDOSCOPY CONSUMABLES SUPPLIES
15934 | 4229490013500 | LOTION BOWL POLYPROPYLENE 5000 ML AUTOCLAVABLE UP TO 134 DEGREES CELSIUS REUSABLE | STERILIZATION SUPPLIES (CSSD) CONSUMABLE
15935 | 4229490013600 | JUG POLYPROPYLENE WITH HANDLE 1000 ML AUTOCLAVABLE UP TO 134 DEGREES CELSIUS REUSABLE | STERILIZATION SUPPLIES (CSSD) CONSUMABLE
15936 | 4229490013700 | JUG POLYPROPYLENE WITH HANDLE 500 ML AUTOCLAVABLE UP TO 134 DEGREES CELSIUS REUSABLE | STERILIZATION SUPPLIES (CSSD) CONSUMABLE
15937 | 4229490013800 | KIDNEY DISH POLYPROPYLENE 1500ML AUTOCLAVABLE UP TO 134 DEGREES CELSIUS REUSABLE | STERILIZATION SUPPLIES (CSSD) CONSUMABLE
15938 | 4229490013900 | KIDNEY DISH POLYPROPYLENE 300ML AUTOCLAVABLE UP TO 134 DEGREES CELSIUS REUSABLE | STERILIZATION SUPPLIES (CSSD) CONSUMABLE
15939 | 4229490014000 | KIDNEY DISH POLYPROPYLENE 500ML AUTOCLAVABLE UP TO 134 DEGREES CELSIUS REUSABLE | STERILIZATION SUPPLIES (CSSD) CONSUMABLE
15940 | 4229490014100 | KIDNEY DISH POLYPROPYLENE 750 ML AUTOCLAVABLE UP TO 134 DEGREES CELSIUS REUSABLE. | STERILIZATION SUPPLIES (CSSD) CONSUMABLE
15941 | 4229490014300 | LOTION BOWL POLYPROPYLENE 3000ML AUTOCLAVABLE UP TO 134 DEGREES CELSIUS REUSABLE. | STERILIZATION SUPPLIES (CSSD) CONSUMABLE
15942 | 4229490014400 | LOTION BOWL POLYPROPYLENE 750ML AUTOCLAVABLE UP TO 134 DEGREES CELSIUS REUSABLE. | STERILIZATION SUPPLIES (CSSD) CONSUMABLE
15943 | 4229490014600 | FORCEPS, TUTTLE LUNG, STAINLESS STEEL, LENGTH 23 - 24 CM, REUSABLE | SURGICAL INSTRUMENT TENDER
15944 | 4229490014800 | LAPAROSCOPIC METAL HANDLE, ROTATING, WITHOUT RATCHET, WITH CONNECTOR PIN FOR UNIPOLAR COAGULATION, REUSABLE | SURGICAL INSTRUMENT TENDER
15945 | 4229490201300 | APPLICATOR FOR SEALING, INCLUDING SHEATH AND PUSHER, FOR USE WITH OPERATING SHEATHS, PEDIATRIC PERCUTANEOUS NEPHROSCOPE, REUSABLE | SURGICAL INSTRUMENT TENDER
15946 | 4229490201400 | APPLICATOR, FOR SUPINE POSITION, WITH ROD FOR SEALING WITH SHEATH, FOR USE WITH OPERATING SHEATHS, PEDIATRIC PERCUTANEOUS NEPHROSCOPE, REUSABLE | SURGICAL INSTRUMENT TENDER
15947 | 4229490301600 | LAPAROSCOPIC, BIOPSY FORCEPS, DOUBLE ACTION JAWS, FLEXIBLE, 3 FR., LENGTH 75 CM (OR EQUIVALENT), REUSABLE | SURGICAL INSTRUMENT TENDER
15948 | 4229490301700 | FORCEPS, ENDOSCOPY, BIOPSY, RIGID, DOUBLE ACTION JAWS, 4 FR., LENGTH = 50 - 60CM (OR EQUIVALENT), REUSABLE | SURGICAL INSTRUMENT TENDER
15949 | 4229490400000 | BITE PROOF AND BITE BLOCKER LATEX-FREE, WITH ADHESIVE, FITS WITH 5 MM - 9 MM (ID) ENDOTRACHEAL TUBE, DISPOSABLE. | RESPIRATORY AND ANESTHESIA TENDER
15950 | 4229490400100 | BITE BLOCK WITH STRAP ASSORTED SIZES. | SUPPLEMENTARY GEN.SUPPLIES NURS,BURN
15951 | 4229490600000 | INSTRUMENT SCISSOR FOR LAPAROSCOPIC CURVED WITH MONOPOLAR CAUTERY 5 MM LENGTH 31-35 CM DISPOSABLE STERILE.. | SUPPLEMENTARY GEN.CONS SURG SUT,LAP,ROB
15952 | 4229490601300 | INSTRUMENT FOR LAPAROSCOPIC ULTRASONIC CUTTING AND COAGULATING 5-6 MM X 34-37 CM SHAFT WITH ADAPTIVE TISSUE TECHNOLOGY OR EQUIVALENT ONE CABLE FOC PER/100 PIECE DISPOSABLE STERILE.. | SUPPLEMENTARY GEN.CONS SURG SUT,LAP,ROB
15953 | 4229490603100 | INSTRUMENT ULTRASONIC CORDLESS DISSECTOR COAGULATION CUTTING INSTRUMENTS SHAFT 24-26 CM FOR OPEN SURGERY DISPOSABLE STERILE.. | SUPPLEMENTARY GENERAL CONSUMABLES
15954 | 4229490603400 | INSTRUMENT SEALER/DIVIDER FOR OPEN SURGERY PERMANENTLY FUSES TISSUE BUNDLES AND VESSELS UP TO 7 MM IN DIAMETER 13 MM ROTATION SHAFT LENGTH 18-20 CM CURVE JAW FOOT AND HAND SWITCH ACTIVATION OF SEALING ENERGY STERILE.. | SUPPLEMENTARY GENERAL CONSUMABLES
15955 | 4229490603500 | INSTRUMENT SEALER / DIVIDER VESSEL SHORT 10 MM X 20 CM SHAFT DISPOSABLE STERILE.. | SUPPLEMENTARY GENERAL CONSUMABLES
15956 | 4229490603700 | INSTRUMENT SEALER BIPOLAR ADVANCED 13 MM X 20 CM 360 DEGREE ROTATABLE 38 MM LARGE CURVED JAW WITH SILICONE PAD WITH ADAPTIVE TISSUE TECHNOLOGY DISPOSABLE STERILE.. | SUPPLEMENTARY GENERAL CONSUMABLES
15957 | 4229490603800 | INSTRUMENT SEALER BIPOLAR ADVANCED 5 MM X 23-27 CM CURVED JAW 360 DEGREE ROTATABLE WITH SILICONE PAD WITH ADAPTIVE TISSUE TECHNOLOGY OR EQUIVALENT DISPOSABLE STERILE.. | SUPPLEMENTARY GEN.CONS SURG SUT,LAP,ROB
15958 | 4229490603900 | INSTRUMENT SEALER BIPOLAR ADVANCED 5 MM X 35-37 CM CURVED JAW 360 DEGREE ROTATABLE WITH SILICONE PAD WITH ADAPTIVE TISSUE TECHNOLOGY OR EQUIVALENT DISPOSABLE STERILE.. | SUPPLEMENTARY GEN.CONS SURG SUT,LAP,ROB
15959 | 4229490604000 | INSTRUMENT SEALER BIPOLAR ADVANCED 5 MM X 43-47 CM CURVED JAW 360 DEGREE ROTATABLE WITH SILICONE PAD WITH ADAPTIVE TISSUE TECHNOLOGY OR EQUIVALENT DISPOSABLE STERILE.. | SUPPLEMENTARY GEN.CONS SURG SUT,LAP,ROB
15960 | 4229490604100 | INSTRUMENT ELECTROSURGICAL FOR LAPAROSCOPIC SEALER / DIVIDER AND GRASPER PERMANENTLY FUSES TISSUE BUNDLES AND VESSELS WITH INTEGRATED KNIFE 5 MM ROTATION SHAFT CURVED JAW LENGTH 20-25CM DISPOSABLE STERILE.. | SUPPLEMENTARY GEN.CONS SURG SUT,LAP,ROB
15961 | 4229490604600 | TISSUE SEALER BIPOLAR FOR LAPAROSCOPIC 5 MM WITH CURVED JAWS USED FOR GRASPING COAGULATION DISSECTION AND CUTTING 35 CM ( +/- 2 CM ) LONG PROVIDED WITH NECESSARY CABLE AND UNIVERSAL ADAPTOR COMPATIBLE WITH SECTOR MACHINE DISPOSABLE STERILE.. | SUPPLEMENTARY GEN.CONS SURG SUT,LAP,ROB
15962 | 4229490604800 | INSTRUMENT ULTRASONIC CORDLESS DISSECTOR CUTTING COAGULATION SEALING FOR LAPAROSCOPIC SHAFT 39 CM THROUGH 5 MM TROCAR DISPOSABLE STERILE.. | SUPPLEMENTARY GEN.CONS SURG SUT,LAP,ROB
15963 | 4229490604900 | INSTRUMENT ULTRASONIC CORDLESS DISSECTOR COAGULATION CUTTING INSTRUMENTS SHAFT 13-15 CM FOR OPEN SURGERY DISPOSABLE STERILE.. | SUPPLEMENTARY GENERAL CONSUMABLES
15964 | 4229490605000 | INSTRUMENT INTEGRATED HANDPIECE FOR LAPAROSCOPIC ULTRASONIC 5 MM X 20-25 CM SHAFT 16-18 MM CURVED BLADE WITH ADVANCED HEMOSTASIS AND ADAPTIVE TISSUE TECHNOLOGY OR EQUIVALENT DISPOSABLE STERILE.. | SUPPLEMENTARY GEN.CONS SURG SUT,LAP,ROB
15965 | 4229490605100 | INSTRUMENT ULTRASONIC OPEN CUTTING AND COAGULATING LONG CURVED SHEARS SCISSOR GRIP CURVED BLADE LENGTH 9-10 CM WITH ADAPTIVE TISSUE TECHNOLOGY WITH FOOTSWITCH AND HAND CONTROL DISPOSABLE STERILE.. | SUPPLEMENTARY GENERAL CONSUMABLES
15966 | 4229490605200 | INSULATED METAL OUTER TUBE WITH LUER - LOCK CONNECTOR SIZE 5 MM LENGTH 36 CM, REUSABLE | SURGICAL INSTRUMENT TENDER
15967 | 4229490607800 | HOOK SCISSORS ROTATING WITH CONNECTOR PIN FOR UNIPOLAR COAGULATION SIZE 5 MM LENGTH 36 CM SINGLE ACTION JAWS, REUSABLE | SURGICAL INSTRUMENT TENDER
15968 | 4229490608500 | CUTTING LOOP, UNIPOLAR, ANGLED, 26 FR, REUSABLE | SURGICAL INSTRUMENT TENDER
15969 | 4229490608600 | SCISSORS, 5 FR., SINGLE ACTION JAWS, FLEXIBLE, LENGTH 40 CM (OR EQUIVALENT), REUSABLE | SURGICAL INSTRUMENT TENDER
15970 | 4229490608700 | SCISSORS, LAPAROSCOPIC, (ROBI) SCISSORS CLERMONT-FERRAND MODEL WITH CONNECTOR PIN FOR BIPOLAR COAGULATION CURVED BLADES DOUBLE ACTION JAWS SIZE 3 - 3.5 MM LENGTH 20 CM COLOR CODE: LIGHT BLUE, REUSABLE | SURGICAL INSTRUMENT TENDER
15971 | 4229490608800 | LAPAROSCOPIC FORCEPS, FENESTRATED, FINE ATRAUMATIC SERRATION, 5MM, 36CM, WITH INSULATED SHEATH AND NON-RATCHET HANDLE, REUSABLE | SURGICAL INSTRUMENT TENDER
15972 | 4229490609000 | LAPAROSCOPIC, SCISSOR, STRAIGHT, 5MM, 36CM, WITH INSULATED SHEATH AND NON-RATCHET HANDLE, REUSABLE | SURGICAL INSTRUMENT TENDER
15973 | 4229490609100 | SCISSORS, LAPAROSCOPIC, METZENBAUM CURVED, ROTATING, DISMANTLING, INSULATED, WITH CONNECTOR PIN FOR UNIPOLAR COAGULATION, WITH LUER- LOCK IRRIGATION CONNECTOR FOR CLEANING, DOUBLE ACTION JAWS, SERRATED, CONICAL, SIZE 3 TO 3.5 MM, LENGTH 20 CM, REUSABLE | SURGICAL INSTRUMENT TENDER
15974 | 4229490700500 | DOUBLE HEADER CLEANING BRUSH FOR THE SCOPE CHANNEL (TWO DIFFERENT SIZES BRUSHES AT EACH END) ASSORTED SIZES REUSABLE. | ENDOSCOPY CONSUMABLES SUPPLIES
15975 | 4229490700600 | DOUBLE HEADER CLEANING BRUSH FOR THE SCOPE CHANNEL (TWO DIFFERENT SIZES BRUSHES AT EACH END) ASSORTED SIZES SINGLE USE. | ENDOSCOPY CONSUMABLES SUPPLIES
15976 | 4229490800200 | INSTRUMENT DISSECTOR FOR LAPAROSCOPIC CURVED WITH MONOPOLAR CAUTERY 5 MM 30-37 CM DISPOSABLE STERILE.. | SUPPLEMENTARY GEN.CONS SURG SUT,LAP,ROB
15977 | 4229490800300 | INSTRUMENT DISSECTOR FOR LAPAROSCOPIC BLUNT (PEANUT) FOR SAFE AND ATRAUMATIC MANIPULATION AND DISSECTION OF TISSUES SOFT ABSORBENT NON LINTING TIP 5MM40-45 CM DISPOSABLE STERILE.. | SUPPLEMENTARY GEN.CONS SURG SUT,LAP,ROB
15978 | 4229490800800 | MICRO SPOON FORCEPS, SINGLE SHAFT, ROTATABLE, FOR NEUROSURGERY, REUSABLE, ASSORTED SIZES AND SHAPES | NEUROSCIENCES CONSUMABLES SUPPLEMENTARY
15979 | 4229490801600 | BABCOCK TISSUE GRASPING FORCEPS STAINLESS STEEL LENGTH: 16CM APPROXIMATE.. | SUPPLEMENTARY DENTAL SUPPLIES
15980 | 4229490801700 | GRASPER, HIP ARTHROSCOPY ASSORTED TYPES | ORTHOPEDIC & SPINAL SUPPLIES
15981 | 4229490801800 | INSTRUMENT TIP ENDO CLINCH GRASPER DOUBLE ACTION 5 MM LARGER SERRATION DISPOSABLE STERILE.. | SUPPLEMENTARY GEN.CONS SURG SUT,LAP,ROB
15982 | 4229490801900 | INSTRUMENT TIP LONG FENESTRATED GRASPER ATRAUMATIC DOUBLE ACTION 5 MM DISPOSABLE STERILE.. | SUPPLEMENTARY GEN.CONS SURG SUT,LAP,ROB
15983 | 4229490802600 | INSTRUMENT TORSIONAL ULTRASONIC FOR LAPAROSCOPIC ADVANCED THAT VIBRATES TRANSFERRING ENERGY FOR A FAST HEMOSTATIC CUTTING FOR TISSUE BUNDLES AND ARTERIES 42-45 CM LONG SPRING HANDLE DISPOSABLE STERILE.. | SUPPLEMENTARY GEN.CONS SURG SUT,LAP,ROB
15984 | 4229490803700 | INSTRUMENT FOR LAPAROSCOPIC 5 MM WITH PEEK INSULATED TO BE USED WITH GRASPER BABCOCK SCISSOR OR DISSECTOR WITH MONOPOLAR 42-45 CM LONG NON-RATCHET LIMITED USE.. | SUPPLEMENTARY GEN.CONS SURG SUT,LAP,ROB
15985 | 4229490804900 | INSTRUMENT CLINCH FOR LAPAROSCOPIC 5 MM X 30-37 CM LENGTH DISPOSABLE STERILE.. | SUPPLEMENTARY GEN.CONS SURG SUT,LAP,ROB
15986 | 4229490805900 | INSTRUMENT DISSECTOR FOR LAPAROSCOPIC CURVED WITH MONOPOLAR CAUTERY 5 MM X 19-21 CM LENGTH DISPOSABLE. STERILE.. | SUPPLEMENTARY GEN.CONS SURG SUT,LAP,ROB
15987 | 4229490806500 | INSTRUMENT ELECTROSURGICAL FOR LAPAROSCOPIC SEALER / DIVIDER AND GRASPER PERMANENTLY FUSES TISSUE BUNDLES AND VESSELS 5 MM ROTATION SHAFT LENGTH 42-45 CM STRAIGHT JAW HAND OR FOOTSWITCH DISPOSABLE STERILE.. | SUPPLEMENTARY GEN.CONS SURG SUT,LAP,ROB
15988 | 4229490806600 | INSTRUMENT FOR LAPAROSCOPIC ULTRASONIC CUTTING AND COAGULATING 5-6 MM X 20-25 CM SHAFT WITH ADAPTIVE TISSUE TECHNOLOGY OR EQUIVALENT ONE CABLE FOC PER/100 PIECE DISPOSABLE STERILE.. | SUPPLEMENTARY GEN.CONS SURG SUT,LAP,ROB
15989 | 4229490806700 | INSTRUMENT FOR LAPAROSCOPIC ULTRASONIC CUTTING AND COAGULATING 5-6 MM X 42-45 CM SHAFT WITH ADAPTIVE TISSUE TECHNOLOGY OR EQUIVALENT ONE CABLE FOC PER/100 PIECE DISPOSABLE STERILE.. | SUPPLEMENTARY GEN.CONS SURG SUT,LAP,ROB
15990 | 4229490806800 | INSTRUMENT FOR LAPAROSCOPIC 5 MM WITH PEEK INSULATED TO BE USED WITH GRASPER BABCOCK SCISSOR OR DISSECTOR WITH MONOPOLAR 32-35 CM LONG NON-RATCHET LIMITED USE.. | SUPPLEMENTARY GEN.CONS SURG SUT,LAP,ROB
15991 | 4229490806900 | INSTRUMENT FOR LAPAROSCOPIC 5 MM WITH PEEK INSULATED TO BE USED WITH GRASPER BABCOCK SCISSOR OR DISSECTOR WITH MONOPOLAR 23-25 CM LONG NON-RATCHET LIMITED USE.. | SUPPLEMENTARY GEN.CONS SURG SUT,LAP,ROB
15992 | 4229490807300 | INSTRUMENT GRASPER FOR LAPAROSCOPIC WITH LATIS SOFT 5MM 35CM ( +/- 2 CM ) DISPOSABLE STERILE.. | SUPPLEMENTARY GEN.CONS SURG SUT,LAP,ROB
15993 | 4229490807600 | INSTRUMENT TIP GRASPER ATRAUMATIC LATEX FREE PADDED AGGRESSIVE JAW DOUBLE ACTION 5 MM DISPOSABLE STERILE.. | SUPPLEMENTARY GEN.CONS SURG SUT,LAP,ROB
15994 | 4229490807700 | INSTRUMENT TIP GRASPER ATRAUMATIC LATEX FREE PADDED FENESTRATED JAW DOUBLE ACTION 5 MM DISPOSABLE STERILE.. | SUPPLEMENTARY GEN.CONS SURG SUT,LAP,ROB
15995 | 4229490807800 | INSTRUMENT TIP GRASPER ATRAUMATIC UNFENESTRATED DOUBLE ACTION 5 MM DISPOSABLE STERILE.. | SUPPLEMENTARY GEN.CONS SURG SUT,LAP,ROB
15996 | 4229490808000 | INSTRUMENT INTEGRATED HANDPIECE FOR LAPAROSCOPIC ULTRASONIC 5 MM X 34-37 CM SHAFT 16-18 MM CURVED BLADE WITH ADVANCED HEMOSTASIS AND ADAPTIVE TISSUE TECHNOLOGY OR EQUIVALENT DISPOSABLE STERILE.. | SUPPLEMENTARY GEN.CONS SURG SUT,LAP,ROB
15997 | 4229490808100 | INSTRUMENT FOR LAPAROSCOPIC 5 MM WITH PEEK INSULATED TO BE USED WITH GRASPER BABCOCK SCISSOR OR DISSECTOR WITH MONOPOLAR 42-45 CM LONG RATCHET LIMITED USE.. | SUPPLEMENTARY GEN.CONS SURG SUT,LAP,ROB
15998 | 4229490808200 | INSTRUMENT FOR LAPAROSCOPIC 5 MM WITH PEEK INSULATED TO BE USED WITH GRASPER BABCOCK SCISSOR OR DISSECTOR WITH MONOPOLAR 32-35 CM LONG RATCHET LIMITED USE.. | SUPPLEMENTARY GEN.CONS SURG SUT,LAP,ROB
15999 | 4229490808300 | INSTRUMENT LAPAROSCOPIC PADDLE RETRACT 10-12 MM 40-46CM STERILE.. | SUPPLEMENTARY GEN.CONS SURG SUT,LAP,ROB
16000 | 4229490808400 | INSTRUMENT LOOP MONOPOLAR FOR LAPAROSCOPIC FOR SECTIONING OF THE UTERUS AND MYOMAS 3-5MM LOOP ASSORTED SIZES DISPOSABLE STERILE.. | SUPPLEMENTARY GEN.CONS SURG SUT,LAP,ROB
16001 | 4229490808500 | INSTRUMENT OPEN SURGERY PERMANENTLY SEALING BLUNT DISSECTION BLUNT GRASPING AND DIVIDING TISSUE BUNDLES AND VESSELS INTEGRATED CUTTING BY KNIFE AND SEALING HAND OR FOOTSWITCHING ACTIVATION OF SEALING ENERGY CURVE JAW ARTERY FORCEPS SHAPE INSTRUMENT LENGTH 16 -20 CM DISPOSABLE STERILE.. | SUPPLEMENTARY GENERAL CONSUMABLES
16002 | 4229490808700 | INSTRUMENT TORSIONAL ULTRASONIC FOR LAPAROSCOPIC ADVANCED THAT VIBRATES TRANSFERRING ENERGY FOR A FAST HEMOSTATIC CUTTING FOR TISSUE BUNDLES AND ARTERIES 18-20 CM LONG SPRING HANDLE DISPOSABLE STERILE.. | SUPPLEMENTARY GEN.CONS SURG SUT,LAP,ROB
16003 | 4229490808800 | INSTRUMENT TORSIONAL ULTRASONIC FOR LAPAROSCOPIC ADVANCED THAT VIBRATES TRANSFERRING ENERGY FOR A FAST HEMOSTATIC CUTTING FOR TISSUE BUNDLES AND ARTERIES 35-37 CM LONG SPRING HANDLE DISPOSABLE STERILE.. | SUPPLEMENTARY GEN.CONS SURG SUT,LAP,ROB
16004 | 4229490808900 | INSTRUMENT FOR LAPAROSCOPIC 5 MM WITH PEEK INSULATED TO BE USED WITH GRASPER BABCOCK SCISSOR OR DISSECTOR WITH MONOPOLAR 23-25 CM LONG RATCHET LIMITED USE.. | SUPPLEMENTARY GEN.CONS SURG SUT,LAP,ROB
16005 | 4229490809000 | INSTRUMENT FOR LAPAROSCOPIC 4 X 5 MM TIPS BOX OF SCISSOR GRASPER DISSECTOR AND BOWEL CLAMP DISPOSABLE STERILE.. | SUPPLEMENTARY GEN.CONS SURG SUT,LAP,ROB
16006 | 4229490809600 | ENDOSCOPY, BIOPSY FORCEPS, DOUBLE ACTION JAWS, 5 FR., LENGTH 30 CM (OR EQUIVALENT), REUSABLE | SURGICAL INSTRUMENT TENDER
16007 | 4229490811100 | FORCEPS, GRASPING, LAPAROSCOPIC, FOR FOREIGN BODIES, 5 FR, DOUBLE ACTION JAWS, FLEXIBLE, LENGTH 40 - 60 CM (OR EQUIVALENT), REUSABLE | SURGICAL INSTRUMENT TENDER
16008 | 4229490819400 | FORCEPS, GRÜNWALD-HENKE NASAL, 45 DEGREE UPTURNED, THROUGH-CUTTING, TISSUE-SPARING, BLAKESLEY SHAPE, SIZE 0, WIDTH 2 - 3 MM, WITH CLEANING CONNECTOR, WORKING LENGTH 13 CM | EAR, NOSE & THROAT SUPPLIES (ENT)
16009 | 4229490819500 | FORCEPS, BLAKESLEY ETHMOID, STRAIGHT, WITH CLEANING CONNECTOR, ASSORTED SIZES, ANGLES, AND LENGTHS | EAR, NOSE & THROAT SUPPLIES (ENT)
16010 | 4229490819800 | FORCEPS, CASTELNUOVO MINIATURE NASAL, WITH EXTRA FINE FLAT JAWS, THROUGH-CUTTING, TISSUE-SPARING, 65 DEGREE UPTURNED, BACKWARD OPENING, WIDTH OF CUT 1.5 MM, WITH CLEANING CONNECTOR, WORKING LENGTH 13 CM | EAR, NOSE & THROAT SUPPLIES (ENT)
16011 | 4229490819900 | FORCEPS, CASTELNUOVO MINIATURE NASAL, WITH EXTRA FINE FLAT JAWS, THROUGH-CUTTING, TISSUE-SPARING, 65 DEGREE UPTURNED, LEFT SIDE OPENING, WIDTH OF CUT 1.5 MM, WITH CLEANING CONNECTOR, WORKING LENGTH 13 CM | EAR, NOSE & THROAT SUPPLIES (ENT)
16012 | 4229490820000 | FORCEPS, CASTELNUOVO MINIATURE NASAL, WITH EXTRA FINE FLAT JAWS, THROUGH-CUTTING, TISSUE-SPARING, 65 DEGREE UPTURNED, RIGHT SIDE OPENING, WIDTH OF CUT 1.5 MM, WITH CLEANING CONNECTOR, WORKING LENGTH 13 CM | EAR, NOSE & THROAT SUPPLIES (ENT)
16013 | 4229490820200 | FORCEPS, DOUBLE SPOON GIRAFFE, 55 DEGREE UPTURNED, HORIZONTAL OPENING, SPOON DIAMETER 3 MM, WITH CLEANING CONNECTOR, 13 CM LENGTH | EAR, NOSE & THROAT SUPPLIES (ENT)
16014 | 4229490820400 | FORCEPS, FRONTAL SINUS, THROUGH-CUTTING, WITH EXTRA FINE FLAT JAWS, TISSUE SPARING, 60 DEGREE UPTURNED, 1.5 MM WIDTH OF CUT, BACKWARD OPENING, WITH CLEANING CONNECTOR, 13 CM LENGTH | EAR, NOSE & THROAT SUPPLIES (ENT)
16015 | 4229490820500 | FORCEPS, FRONTAL SINUS, THROUGH-CUTTING, WITH EXTRA FINE FLAT JAWS, TISSUE SPARING, 60 DEGREE UPTURNED, 1.5 MM WIDTH OF CUT, LEFT SIDE OPENING, WITH CLEANING CONNECTOR, 13 CM LENGTH | EAR, NOSE & THROAT SUPPLIES (ENT)
16016 | 4229490820600 | FORCEPS, GRÜNWALD-HENKE NASAL, STRAIGHT, THROUGH-CUTTING, TISSUE-SPARING, BLAKESLEY SHAPE, ASSORTED SIZES WITH CLEANING CONNECTOR, WORKING LENGTH 13 CM | EAR, NOSE & THROAT SUPPLIES (ENT)
16017 | 4229490820700 | FORCEPS, HEUWIESER ANTRUM GRASPING FORCEPS, JAWS CURVED DOWNWARDS, FIXED JAW CURVED 90 DEGREE WITH CLEANING CONNECTOR, WORKING LENGTH 10 CM | EAR, NOSE & THROAT SUPPLIES (ENT)
16018 | 4229490820800 | FORCEPS, HEUWIESER ANTRUM GRASPING, JAWS CURVED DOWNWARDS, FIXED JAW CURVED 115 DEGREE WITH CLEANING CONNECTOR, WORKING LENGTH 10 CM | EAR, NOSE & THROAT SUPPLIES (ENT)
16019 | 4229490821000 | FORCEPS, KUHN RHINOFORCE FRONTAL SINUS, FLAT JAWS, THROUGH-CUTTING, SHEATH 90 DEGREE UPTURNED, BACKWARD OPENING WITH CLEANING CONNECTOR, WORKING LENGTH 12 - 13 CM, REUSABLE | SURGICAL INSTRUMENT TENDER
16020 | 4229490821300 | FORCEPS, MINIATURE NASAL, WITH EXTRA FINE FLAT JAWS, THROUGH-CUTTING, TISSUE-SPARING, STRAIGHT SHEATH, JAWS UPTURNED 45 DEGREE, WIDTH OF CUT 1.5 MM, WITH CLEANING CONNECTOR, WORKING LENGTH 13 CM | EAR, NOSE & THROAT SUPPLIES (ENT)
16021 | 4229490821400 | FORCEPS, MINIATURE NASAL, WITH EXTRA FINE FLAT JAWS, THROUGH-CUTTING, TISSUE-SPARING, STRAIGHT SHEATH, STRAIGHT JAWS, WIDTH OF CUT 1.5 MM, WITH CLEANING CONNECTOR, WORKING LENGTH 13 CM | EAR, NOSE & THROAT SUPPLIES (ENT)
16022 | 4229490821500 | FORCEPS, NASAL CUTTING, STRAIGHT THROUGH CUTTING, BLAKESLEY SHAPE, SIZE 0, WIDTH 3 MM, WITH CLEANING CONNECTOR, LENGTH 13 CM | EAR, NOSE & THROAT SUPPLIES (ENT)
16023 | 4229490821700 | FORCEPS, TAKE-APART, OR EQUIVALENT CASTELNUOVO BIPOLAR WITH FINE JAWS, WIDTH 2MM, DISTALLY ANGLED 45 DEGREE, OUTER DIAMETER 3.4 MM, WORKING LENGTH 14 CM, WITH IRRIGATION CONNECTOR FOR CLEANING | EAR, NOSE & THROAT SUPPLIES (ENT)
16024 | 4229490822000 | CLAMP, ATRAUMATIC SLIDER-SHAFT, JAW LENGTH 75 MM, 1X2 DEBAKEY-SERRATIONS, TOTAL LENGTH 34 CM (OR EQUIVALENT), REUSABLE | SURGICAL INSTRUMENT TENDER
16025 | 4229490822100 | CLAMP, ATRAUMATIC SLIDER-SHAFT, JAW LENGTH 100 MM, 1X2 DEBAKEY-SERRATIONS, TOTAL LENGTH 36 CM (OR EQUIVALENT), REUSABLE | SURGICAL INSTRUMENT TENDER
16026 | 4229490822200 | CLAMP, ATRAUMATIC SLIDER-SHAFT, JAW LENGTH 100 MM, 2X3 DEBAKEY-SERRATIONS, TOTAL LENGTH 36 CM (OR EQUIVALENT), REUSABLE | SURGICAL INSTRUMENT TENDER
16027 | 4229490822400 | LAPAROSCOPIC BABCOCK GRASPING FORCEPS ROTATING DISMANTLING INSULATEDATTRUMATIC DOUBLE ACTION JAW 10MM WITH INSULATED SHEATH RATCHET HANDLE LENGTH 30.0 - 37 CM REUSABLE | SURGICAL INSTRUMENT TENDER
16028 | 4229490822500 | GRASPER FORCEPS, LAPAROSCOPIC, ATTRUMATIC, SERRATED, FENESTRATED, DOUBLE ACTION JAW, DIAMETER 5 MM, WITH INSULATED SHEATH, RATCHET HANDLE, LENGTH 30 - 37 CM, REUSABLE | SURGICAL INSTRUMENT TENDER
16029 | 4229490822600 | HANDLE WITH TWO-WAY STOPCOCK FOR SUCTION AND IRRIGATION AUTOCLAVABLE FOR USE WITH SUCTION AND IRRIGATION TUBES SIZE 3 3.5 AND 5 MM, REUSABLE | SURGICAL INSTRUMENT TENDER
16030 | 4229490822700 | NEEDLE HOLDER, MINIMALLY INVASIVE, CRILE-WOOD, WITH RATCHET, DIAMETER 5 MM, LENGTH 25 - 26 CM, TUNGSTEN CARBIDE, REUSABLE | SURGICAL INSTRUMENT TENDER
16031 | 4229490822800 | NEEDLE HOLDER, MINIMALLY INVASIVE, COLVIN JAW, WITH RATCHET, DIAMETER 3 - 4 MM, LENGTH 25 - 26 CM, TUNGSTEN CARBIDE, REUSABLE | SURGICAL INSTRUMENT TENDER
16032 | 4229490822900 | HOLDER, IRON-ASSISTANT INSTRUMENT EXTRA LONG STRAIGHT BAR, 45CM, REUSABLE | SURGICAL INSTRUMENT TENDER
16033 | 4229490823400 | FORCEPS, ENDOSCOPY, GRASPING, FOR LARGE STONE FRAGMENTS, DOUBLE ACTION JAWS, 4 FR. RIGID, LENGTH 60 CM (OR EQUIVALENT), REUSABLE | SURGICAL INSTRUMENT TENDER
16034 | 4229490823500 | FORCEPS, ENDOSCOPY, PEREZ CASTRO, LONG JAWS FOR STEINSTRAßE, RIGID, DOUBLE ACTION JAWS, 4 FR, LENGTH 60 CM, REUSABLE | SURGICAL INSTRUMENT TENDER
16035 | 4229490823600 | FORCEPS, ENDOSCOPY, GRASPING, FOR LARGE STONE AND FRAGMENTS, DOUBLE ACTION JAWS, 5 FR., LENGTH 30 CM (OR EQUIVALENT), REUSABLE | SURGICAL INSTRUMENT TENDER
16036 | 4229490823900 | GRASPER, SMALL JOINTS ARTHROSCOPY ASSORTED TYPES | ORTHOPEDIC & SPINAL SUPPLIES
16037 | 4229490824000 | GRASPER, SHOULDER ARTHROSCOPY ASSORTED TYPES | ORTHOPEDIC & SPINAL SUPPLIES
16038 | 4229490824300 | FORCEPS, BIPOLAR, RADIOFREQUENCY FOR ENDONASAL APPROACH, WITH GENERATOR CONNECTOR, COMPATIBLE WITH END USER MACHINE, ASSORTED SIZES AND ANGLES | EAR, NOSE & THROAT SUPPLIES (ENT)
16039 | 4229490824400 | FORCEPS, KLEINSASSER GRASPING SERRATED STRAIGHT WITH CLEANING CONNECTOR WORKING LENGTH 18CM | EAR, NOSE & THROAT SUPPLIES (ENT)
16040 | 4229490824500 | FORCEPS, KLEINSASSER GRASPING, WITHOUT RATCHET, SERRATED CURVED UPWARD WITH CLEANING CONNECTOR WORKING LENGTH 23CM | EAR, NOSE & THROAT SUPPLIES (ENT)
16041 | 4229490824600 | FORCEPS, KUHN RHINOFORCE II FRONTAL SINUS, FLAT JAWS, THROUGH-CUTTING, SHEATH 90 DEGREE UPTURNED, BACKWARD OPENING WITH CLEANING CONNECTOR, WORKING LENGTH 12 - 13 CM, TO THE LEFT, REUSABLE | SURGICAL INSTRUMENT TENDER
16042 | 4229490824700 | FORCEPS, KUHN RHINOFORCE FRONTAL SINUS, FLAT JAWS, THROUGH-CUTTING, SHEATH 90 DEGREE UPTURNED, BACKWARD OPENING WITH CLEANING CONNECTOR, WORKING LENGTH 12 - 13 CM, TO THE RIGHT, REUSABLE | SURGICAL INSTRUMENT TENDER
16043 | 4229490824800 | FORCEPS, NASAL SERRATED, WORKING LENGTH 11 CM | EAR, NOSE & THROAT SUPPLIES (ENT)
16044 | 4229490824900 | INSTRUMENT CLAMP ENDO BABCOCK RATCHET 5 MM 30-37 CM LENGTH DISPOSABLE STERILE.. | SUPPLEMENTARY GEN.CONS SURG SUT,LAP,ROB
16045 | 4229490825000 | INSTRUMENT SEALER BIPOLAR ADVANCED 5 MM X 23-27 CM STRAIGHT JAW 360 DEGREE ROTATABLE WITH SILICONE PAD WITH ADAPTIVE TISSUE TECHNOLOGY OR EQUIVALENT DISPOSABLE STERILE.. | SUPPLEMENTARY GEN.CONS SURG SUT,LAP,ROB
16046 | 4229490825100 | INSTRUMENT TIP ENDOCUT SCISSOR DOUBLE ACTION 5 MM DISPOSABLE STERILE.. | SUPPLEMENTARY GEN.CONS SURG SUT,LAP,ROB
16047 | 4229490825200 | INSTRUMENT TIP BABCOCK GRASPER DOUBLE ACTION 5 MM LIMITED USE.. | SUPPLEMENTARY GEN.CONS SURG SUT,LAP,ROB
16048 | 4229490825300 | INSTRUMENT TIP RIGHT ANGLE DISSECTOR DOUBLE ACTION 5 MM LIMITED USE.. | SUPPLEMENTARY GEN.CONS SURG SUT,LAP,ROB
16049 | 4229490825400 | INSTRUMENT TIP ALLIS GRASPER DOUBLE ACTION 5 MM LIMITED USE.. | SUPPLEMENTARY GEN.CONS SURG SUT,LAP,ROB
16050 | 4229490825500 | INSTRUMENT TIP DOLPHIN NOSE DISSECTOR WITH MICRO-SERRATIONS AT THE TIP DOUBLE ACTION 5 MM LIMITED USE.. | SUPPLEMENTARY GEN.CONS SURG SUT,LAP,ROB
16051 | 4229490825600 | INSTRUMENT TIP FENESTRATED GRASPER 5 MM LIMITED USE.. | SUPPLEMENTARY GEN.CONS SURG SUT,LAP,ROB
16052 | 4229490825700 | INSTRUMENT TIP HUNTER GRASPER DEBAKEY-STYLE ATRAUMATIC 5 MM LIMITED USE.. | SUPPLEMENTARY GEN.CONS SURG SUT,LAP,ROB
16053 | 4229490825800 | INSTRUMENT TIP ENDO CLINCH GRASPER 5 MM LARGER SERRATION LIMITED USE.. | SUPPLEMENTARY GEN.CONS SURG SUT,LAP,ROB
16054 | 4229490825900 | INSTRUMENT TIP LONG FENESTRATED GRASPER 5 MM LIMITED USE.. | SUPPLEMENTARY GEN.CONS SURG SUT,LAP,ROB
16055 | 4229490826000 | INSTRUMENT TIP MICRO FENESTRATED GRASPER 5 MM LIMITED USE.. | SUPPLEMENTARY GEN.CONS SURG SUT,LAP,ROB
16056 | 4229490826100 | INSTRUMENT TIP LONG MARYLAND DISSECTOR 5 MM LIMITED USE.. | SUPPLEMENTARY GEN.CONS SURG SUT,LAP,ROB
16057 | 4229490826200 | INSTRUMENT TIP BABCOCK GRASPER 5 MM LIMITED USE.. | SUPPLEMENTARY GEN.CONS SURG SUT,LAP,ROB
16058 | 4229490826300 | INSTRUMENT TIP GRASPER FOR BULKY TISSUE 5 MM LIMITED USE.. | SUPPLEMENTARY GEN.CONS SURG SUT,LAP,ROB
16059 | 4229490826400 | INSTRUMENT TIP RAPTOR GRASPER ATRAUMATIC 5 MM LIMITED USE.. | SUPPLEMENTARY GEN.CONS SURG SUT,LAP,ROB
16060 | 4229490826500 | INSTRUMENT TIP SHORT GRASPER FOR BULKY TISSUE 5 MM LIMITED USE.. | SUPPLEMENTARY GEN.CONS SURG SUT,LAP,ROB
16061 | 4229490826700 | FORCEPS, BLAKESLEY NASAL 45 DEGREE UPTURNED SIZE 2, WORKING LENGTH 11 - 12 CM, REUSABLE | SURGICAL INSTRUMENT TENDER
16062 | 4229490826900 | FORCEPS, BLAKESLEY NASAL 45 DEGREE UPTURNED SIZE 3, WORKING LENGTH 11 - 12 CM, REUSABLE | SURGICAL INSTRUMENT TENDER
16063 | 4229490827100 | FORCEPS, BLAKESLEY, NASAL, 60 DEGREE UPTURNED, LONG JAWS 6X20MM, REUSABLE | SURGICAL INSTRUMENT TENDER
16064 | 4229490827200 | FORCEPS, BLAKESLEY-WILDE NASAL 90 DEGREE UPTURNED SIZE 1, REUSABLE | SURGICAL INSTRUMENT TENDER
16065 | 4229490827400 | FORCEPS, BLAKESLEY-WILDE NASAL 90 DEGREE UPTURNED SIZE 3, WORKING LENGTH 11CM, REUSABLE | SURGICAL INSTRUMENT TENDER
16066 | 4229490827500 | FORCEPS, BLAKESLEY-WILDE NASAL 90 DEGREE UPTURNED, SIZE 2 WITH CLEANING CONNECTOR, WORKING LENGTH 13 CM, REUSABLE | SURGICAL INSTRUMENT TENDER
16067 | 4229490827600 | FORCEPS, BLAKESLEY-WILDE NASAL 90 DEGREE UPTURNED, SIZE 3 WITH CLEANING CONNECTOR, WORKING LENGTH 13CM, REUSABLE | SURGICAL INSTRUMENT TENDER
16068 | 4229490827700 | FORCEPS, GRASPING, ROTATING, 5MM, 36CM, WITH INSULATED SHEATH AND NON-RATCHET HANDLE, REUSABLE | SURGICAL INSTRUMENT TENDER
16069 | 4229490827800 | FORCEPS, GRASPING, ROTATING, TIGER JAW 2X4 TEETH, 5MM, 36CM, WITH INSULATED SHEATH AND NON-RATCHET HANDLE, REUSABLE | SURGICAL INSTRUMENT TENDER
16070 | 4229490827900 | FORCEPS, LAPAROSCOPIC CLAW, 2X3 TEETH, 5MM, 36CM, WITH INSULATED SHEATH AND NON-RATCHET HANDLE, REUSABLE | SURGICAL INSTRUMENT TENDER
16071 | 4229490828000 | FORCEPS, MICRO, ROUND HANDLE, STAINLESS STEEL, CURVED, TIP WIDTH 0.7 MM, LENGTH 21CM, REUSABLE | SURGICAL INSTRUMENT TENDER
16072 | 4229490828100 | FORCEPS, MICRO, ROUND HANDLE, STAINLESS STEEL, CURVED, TIP WIDTH 0.7 MM, LENGTH 23CM, REUSABLE | SURGICAL INSTRUMENT TENDER
16073 | 4229490828200 | FORCEPS, REDDICK-OLSEN DISSECTING AND GRASPING, ROBUST, 5MM, 36 CM, WITH INSULATED SHEATH AND NON-RATCHET HANDLE, REUSABLE | SURGICAL INSTRUMENT TENDER
16074 | 4229490828300 | LAPAROSCOPIC, FORCEPS, DISSECTING AND GRASPING,<(>,<)> ROTATING, DISMANTLING, INSULATED, WITH CONNECTOR PIN FOR UNIPOLAR COAGULATION, WITH LUER-LOCK IRRIGATION CONNECTOR FOR CLEANING, DOUBLE ACTION JAWS, RIGHT ANGLED, SIZE 3MM, LENGTH 20 CM, REUSABLE | SURGICAL INSTRUMENT TENDER
16075 | 4229490828400 | LAPAROSCOPIC, FORCEPS, DISSECTING AND GRASPING,<(>,<)> ROTATING, DISMANTLING, INSULATED, WITH CONNECTOR PIN FOR UNIPOLAR COAGULATION, WITH LUER-LOCK IRRIGATION CONNECTOR FOR CLEANING, SINGLE ACTION JAWS, “TIGER JAWS”, 2 X 4 TEETH, SIZE 3MM, LENGTH 20 CM, REUSABLE | SURGICAL INSTRUMENT TENDER
16076 | 4229490828500 | LAPAROSCOPIC, (ROBI) GRASPING FORCEPS, CLERMONT- FERRAND MODEL, WITH CONNECTOR PIN FOR BIPOLAR COAGULATION, WITH ESPECIALLY FINE ATRAUMATIC SERRATION, FENESTRATED, DOUBLE ACTION JAWS, SIZE 3 TO 3.5 MM, LENGTH 20 CM, COLOR CODE: LIGHT BLUE, REUSABLE | SURGICAL INSTRUMENT TENDER
16077 | 4229490828600 | LAPAROSCOPIC, (ROBI) KELLY GRASPING FORCEPS, CLERMONT-FERRAND MODEL, WITH CONNECTOR PIN FOR BIPOLAR COAGULATION, ESPECIALLY SUITABLE FOR DISSECTION, DOUBLE ACTION JAWS, SIZE 3 TO 3.5 MM, LENGTH 20 CM, COLOR CODE: LIGHT BLUE, PLASTIC HANDLE, KELLY FORCEPS INSERT WITH OUTER SHEATH, REUSABLE | SURGICAL INSTRUMENT TENDER
16078 | 4229490828700 | LAPAROSCOPIC, BABCOCK GRASPING FORCEPS, ROTATING, DISMANTLING, INSULATED, WITH CONNECTOR PIN FOR UNIPOLAR COAGULATION, WITH LUER-LOCK IRRIGATION CONNECTOR FOR CLEANING, DOUBLE ACTION JAWS, ATRAUMATIC, FENESTRATED, SIZE 3 MM, LENGTH 20 CM, REUSABLE | SURGICAL INSTRUMENT TENDER
16079 | 4229490828800 | LAPAROSCOPIC, CLAW FORCEPS 2X3 TEETH, 10MM, 36CM, WITH INSULATED SHEATH AND NON-RATCHET HANDLE, REUSABLE | SURGICAL INSTRUMENT TENDER
16080 | 4229490828900 | LAPAROSCOPIC, GRASPING FORCEPS, ROTATING, DISMANTLING, INSULATED, WITH CONNECTOR PIN FOR UNIPOLAR COAGULATION, WITH LUER-LOCK IRRIGATION CONNECTOR FOR CLEANING, DOUBLE ACTION JAWS, ATRAUMATIC, FENESTRATED, SIZE 3MM, LENGTH 20 CM, REUSABLE | SURGICAL INSTRUMENT TENDER
16081 | 4229490829000 | LAPAROSCOPIC, GRASPING FORCEPS, ROTATING, DISMANTLING, INSULATED, WITH CONNECTOR PIN FOR UNIPOLAR COAGULATION, WITH LUER-LOCK IRRIGATION CONNECTOR FOR CLEANING, DOUBLE ACTION JAWS, ATRAUMATIC, WAVY SERRATION, SIZE 3MM, LENGTH 20 CM, REUSABLE | SURGICAL INSTRUMENT TENDER
16082 | 4229490829100 | LAPAROSCOPIC, KELLY FORCEPS, DISSECTING AND GRASPING,<(>,<)> ROTATING, DISMANTLING, INSULATED, WITH CONNECTOR PIN FOR UNIPOLAR COAGULATION, WITH LUER-LOCK IRRIGATION CONNECTOR FOR CLEANING, DOUBLE ACTION JAWS, SIZE 3MM, LENGTH 20 CM, REUSABLE | SURGICAL INSTRUMENT TENDER
16083 | 4229490829200 | LAPAROSCOPIC, REDDICK-OLSEN FORCEPS, DISSECTING AND GRASPING,<(>,<)> ROTATING, DISMANTLING, INSULATED, WITH CONNECTOR PIN FOR UNIPOLAR COAGULATION, WITH LUER-LOCK IRRIGATION CONNECTOR FOR CLEANING, DOUBLE ACTION JAWS, ROBUST, SIZE 3MM, LENGTH 20 CM, REUSABLE | SURGICAL INSTRUMENT TENDER
16084 | 4229490829500 | NEEDLE HOLDER DISMANTLING ERGONOMIC PISTOL HANDLE WITH DISENGAGEABLE RATCHET LEFT CURVED JAWS 5 MM LENGTH 36 CM REUSABLE. | SURGICAL INSTRUMENT TENDER
16085 | 4229490829700 | NEEDLE HOLDER LAPAROSCOPIC KOH ULTRAMICRO JAW CURVED TO LEFT TUNGSTEN CARBIDE INSERT STRAIGHT HANDLE WITH DISENGAGEABLE RATCHET 3MM DIAMETER LENGTH - 20 CM. REUSABLE. | SURGICAL INSTRUMENT TENDER
16086 | 4229490829800 | NEEDLE HOLDER LAPAROSCOPIC KOH ULTRAMICRO JAW CURVED TO LEFT TUNGSTEN CARBIDE INSERT STRAIGHT HANDLE WITH DISENGAGEABLE RATCHET 3MM DIAMETER LENGTH - 30 CM. REUSABLE. | SURGICAL INSTRUMENT TENDER
16087 | 4229490829900 | NEEDLE HOLDER LAPAROSCOPIC KOH ULTRAMICRO JAW CURVED TO RIGHT TUNGSTEN CARBIDE INSERT STRAIGHT HANDLE WITH DISENGAGEABLE RATCHET 3MM DIAMETER LENGTH - 20 CM. REUSABLE. | SURGICAL INSTRUMENT TENDER
16088 | 4229490830000 | ROTATION SOCKET TO CLAMP TO OR TABLE FOR LAPAROSCPIC REUSABLE. | SURGICAL INSTRUMENT TENDER
16089 | 4229490830300 | GRASPER FLEXIBLE URETEROSCOPIC CUP BIOPSY FORCEPS FR 2 - 2.6 FR 110 - 120 CM SINGLE USE STERILE.... | SUPPLEMENTARY GENERAL CONSUMABLES
16090 | 4229490830400 | CLIP, NON-HEMOSTATIC THROUGH THE SCOPE TISSUE APPOSITION WITH SHARP ANCHOR, FOR LARGE DEFECT CLOSURE | ENDOSCOPY CONSUMABLES SUPPLIES
16091 | 4229490830500 | FORCEPS, RAT TOOTH GRASPING, ASSORTED SIZES OF WORKING CHANNEL AND WORKING LENGTH, REUSABLE | ENDOSCOPY CONSUMABLES SUPPLIES
16092 | 4229490830600 | FORCEPS, COMBINED ALLIGATOR AND RAT TOOTH GRASPING FOR FOREIGN BODY, REUSABLE | ENDOSCOPY CONSUMABLES SUPPLIES
16093 | 4229490830700 | FORCEPS, ALLIS, FOR THORACOSCOPIC, RING HANDLE, CURVED TO LEFT, JAW WIDTH 6 - 7 MM, LWITH RATCHET, TOTAL LENGTH 33 - 34 CM, REUSABLE | SURGICAL INSTRUMENT TENDER
16094 | 4229490830800 | CLAMP, NODULE, ROCCO, RING HANDLE, CURVED TO LEFT, WITH RATCHET, WORKING LENGTH 24 - 25 CM, TOTAL LENGTH 33 - 34CM, REUSABLE | SURGICAL INSTRUMENT TENDER
16095 | 4229490830900 | FORCEPS, BIOPSY, FOR MEDIASTINOSCOPY, OVEL CUPPED JAW, RING HANDLE, WITHOUT RATCHET, WORKING LENGTH 28 - 29 CM, TOTAL LENGTH 38 - 39 CM, REUSABLE | SURGICAL INSTRUMENT TENDER
16096 | 4229490831000 | FORCEPS, GRASPER, FOR THORACOSCOPIC, RING HANDLE, CURVED TO LEFT, WITHOUT RATCHET, WORKING LENGTH 32 - 33 CM, TOTAL LENGTH 42 - 43 CM, REUSABLE | SURGICAL INSTRUMENT TENDER
16097 | 4229490890100 | CLAMP, DEBAKEY, FOR THORACOSCOPIC, WITH RATCHET, 1X2, WORKING LENGTH 24 - 25 CM, TOTAL LENGTH 35 - 36 CM, REUSABLE | SURGICAL INSTRUMENT TENDER
16098 | 4229490901500 | BALLOON DILATATION, BILIARY, WIRE GUIDED, SINGLE DILATATION SIZE, ASSORTED SIZES INCLUDING 4MM - 6MM - 8 MM DIAMETER | ENDOSCOPY CONSUMABLES SUPPLIES
16099 | 4229490902300 | BILIARY EXTRACTION BALLOON INJECTION PORT ABOVE BALLOON TRIPLE LUMEN MULTIPLE BALLOON SIZES ASSORTED SIZES LONG WIRE SYSTEM. | ENDOSCOPY CONSUMABLES SUPPLIES
16100 | 4229490902700 | BALLOON FOR ANORECTAL MANOMETRY COMPATIBLE WITH HOSPITAL MACHINE, SINGLE USE | ENDOSCOPY CONSUMABLES SUPPLIES
16101 | 4229490902900 | BALLOON, NON ADJUSTABLE INTRAGASTRIC, FLUID FILLED, (≤ 6 MONTHS DURABILITY) | ENDOSCOPY CONSUMABLES SUPPLIES
16102 | 4229490903100 | BALLOON FOR LINEAR EUS SCOPE ASSORTED SIZES. | ENDOSCOPY CONSUMABLES SUPPLIES
16103 | 4229490903400 | BALLOON, ACHALASIA, WIRE GUIDED PNEUMATIC DILATOR, ASSORTED SIZES AND DIAMETER | ENDOSCOPY CONSUMABLES SUPPLIES
16104 | 4229490904200 | CATHETER URETERAL BALLOON DILATION HIGH PRESSURE ULTRAMAX OR EQUIVALENT 12 FR LENGTH 6 CM DISPOSABLE STERILE.. | SUPPLEMENTARY GENERAL CONSUMABLES
16105 | 4229490906800 | ONE STEP DILATOR, WITH CENTRAL CHANNEL FOR GUIDE WIRES, FOR USE WITH 8.5/9.5 FR. OPERATING SHEATHS, REUSABLE | SURGICAL INSTRUMENT TENDER
16106 | 4229490906900 | ONE STEP DILATOR, WITH CENTRAL CHANNEL FOR GUIDE WIRES, FOR USE WITH 11/12 FR. OPERATING SHEATHS, REUSABLE | SURGICAL INSTRUMENT TENDER
16107 | 4229490907000 | DILATOR OR TAP, FOR THE INTERFERENCE SCREW FIXATION, ASSORTED SIZES | ORTHOPEDIC & SPINAL SUPPLIES
16108 | 4229490907100 | INFLATION DEVICE INFLATES UP TO 40 ATM 25 CC CAPACITY COMPLETE WITH PRESSURE GAUGE AND CLEARLY PRINTED PRESSURE GAUGE.. | INTERVENTIONAL RADIO,CARDIAC CATH
16109 | 4229491001000 | CABLE, CONNECTION, MONOPOLAR HIGH FREQUENCY, PLUG SIZE 5 MM, LENGTH 3 - 4 M, COMPATIBLE WITH END USER MACHINE, REUSABLE | SURGICAL INSTRUMENT TENDER
16110 | 4229491001100 | CABLE, CONNECTION, MONOPOLAR HIGH FREQUENCY, RESECTOSCOPE, LENGTH 3 M, COMPATIBLE WITH END USER MACHINE, REUSABLE | SURGICAL INSTRUMENT TENDER
16111 | 4229491306200 | BALLOON CAPSULE, SWALLOWABLE GASTRIC, (DEGRADABLE) | ENDOSCOPY CONSUMABLES SUPPLIES
16112 | 4229491306400 | CLIP, ROTATABLE HEMOSTATIC METALLIC CLIP, OPENING >17 MM, ASSORTED SIZES OF WORKING LENGTH, SINGLE USE | ENDOSCOPY CONSUMABLES SUPPLIES
16113 | 4229491306600 | BILIARY EXTRACTION BALLOON, INJECTION PORT ABOVE BALLOON, TRIPLE LUMEN, MULTIPLE BALLOON SIZES, ASSORTED SIZES, SHORT WIRE SYSTEM (RAPID EXCHANGE) | ENDOSCOPY CONSUMABLES SUPPLIES
16114 | 4229491306700 | BILIARY EXTRACTION BALLOON, INJECTION PORT BELOW BALLOON, TRIPLE LUMEN, MULTIPLE BALLOON SIZES, ASSORTED SIZES, LONG WIRE SYSTEM | ENDOSCOPY CONSUMABLES SUPPLIES
16115 | 4229491306800 | BILIARY EXTRACTION BALLOON, INJECTION PORT BELOW BALLOON, TRIPLE LUMEN, MULTIPLE BALLOON SIZES, ASSORTED SIZES, SHORT WIRE SYSTEM (RAPID EXCHANGE) | ENDOSCOPY CONSUMABLES SUPPLIES
16116 | 4229491306900 | REMOVAL KIT, FOR INTRAGASTRIC BALLOON, ASSORTED SIZES, REUSABLE | ENDOSCOPY CONSUMABLES SUPPLIES
16117 | 4229491307000 | CATHETER AND BALLOON, ANORECTAL, FOR BALLOON EXPULSION TEST AND BIOFEEDBACK, SINGLE USE | ENDOSCOPY CONSUMABLES SUPPLIES
16118 | 4229491307200 | MINI CLEANING BRUSH FOR TINY CHANNEL OF BRONCHOSCOPE, BALLOON CHANNEL OF EUS SCOPE, AND DILATORS (SAVARY), CHANNEL DIAMETER 1 - 1.5 MM, SINGLE USE | ENDOSCOPY CONSUMABLES SUPPLIES
16119 | 4229491400000 | SET, COMPLETE INSTRUMENTATION FOR ARTHROSCOPY SMALL JOINTS (ANKLE AND WRIST) WITH NECESSARY CASE | ORTHOPEDIC & SPINAL SUPPLIES
16120 | 4229491400400 | SUCTION, INSTRUMENT, FOR THORACOSCOPIC, CURVED, BLUNT TIP, DIAMETER 5 MM, WORKING LENGTH 22 - 23 CM, TOTAL LENGTH 36 - 37 CM, REUSABLE | SURGICAL INSTRUMENT TENDER
16121 | 4229491400600 | DISSECTOR, THORACOSCOPIC DENNIS,7.0 MM, RING HANDLE, CURVED, LEFT, SERRATED JAWS WITH RATCHET, 23 CM WORKING LENGTH, TOTAL LENGTH, 33.5 CM, (OR EQUIVALENT), REUSABLE | SURGICAL INSTRUMENT TENDER
16122 | 4229491400700 | SUCTION, THORACOSCOPIC, STRAIGHT, BLUNT TIP, DIAMETER 5 MM, WORKING LENGTH 32 CM, TOTAL LENGTH 45 CM, REUSABLE | SURGICAL INSTRUMENT TENDER
16123 | 4229491400800 | SUCTION VALVE LAPAROSCOPIC REUSABLE | SURGICAL INSTRUMENT TENDER
16124 | 4229491400900 | CAP SEAL 10MM FOR LAPAROSCOPIC TROCAR, (OR EQUIVALENT), REUSABLE | SURGICAL INSTRUMENT TENDER
16125 | 4229491401100 | CLIP ENDOCLIP APPLIER 12 MM LARGE CLIPS DISPOSABLE STERILE.. | SUPPLEMENTARY GEN.CONS SURG SUT,LAP,ROB
16126 | 4229491401200 | DEVICE SUCTION/ IRRIGATION PISTOL GRIP WITH YANKAUER TIP SIZE: 5MM 32-35 CM DISPOSABLE STERILE.. | SUPPLEMENTARY GEN.CONS SURG SUT,LAP,ROB
16127 | 4229491401300 | DEVICE SUCTION/ IRRIGATION PISTOL GRIP WITH YANKAUER TIP SIZE: 5MM 42-45 CM DISPOSABLE STERILE.. | SUPPLEMENTARY GEN.CONS SURG SUT,LAP,ROB
16128 | 4229491401400 | DEVICE SUCTION/ IRRIGATION SIZE: 5MM 43-45 CM DISPOSABLE STERILE.. | SUPPLEMENTARY GEN.CONS SURG SUT,LAP,ROB
16129 | 4229491401700 | ELECTRODE L- SHAPED 5 MM X 25-29 CM WITH HOLES IN THE TIP OF THE SHAFT WITH MULTIFUNCTIONAL PISTOL OR PENCIL GRIP ELECTROSURGERY SYSTEM DISPOSABLE STERILE. | SUPPLEMENTARY GEN.CONS SURG SUT,LAP,ROB
16130 | 4229491401800 | ELECTRODE SPATULA 5 MM X 33-36 CM WITH HOLES IN THE TIP OF THE SHAFT WITH MULTIFUNCTIONAL PISTOL OR PENCIL GRIP ELECTROSURGERY SYSTEM DISPOSABLE STERILE. | SUPPLEMENTARY GEN.CONS SURG SUT,LAP,ROB
16131 | 4229491402000 | POWER SHELL USED WITH SMART STAPLER WITH ADAPTIVE FIRING TECHNOLOGY AND REAL TIME FEEDBACK DISPOSABLE SINGLE USED EACH 300-POWER SHELL SOLD WILL OFFER THE FOLLOWING FULL POWER STAPLER COMPONENT AS A FREE OF CHARGE ( 1-POWER HANDLE 6- ADAPTOR 6-INSERTION GUIDE 1-MANUAL RETRACTION TOOL 1-CHARGER). | SUPPLEMENTARY GEN.CONS SURG SUT,LAP,ROB
16132 | 4229491402100 | SEAL SCOPE WARMER SEAL RETAINS HEAT THROUGHOUT LENGTHY PROCEDURES DISPOSABLE INDIVIDUALLY PACKED IN STERILE POUCHES FOC STAINLESS STEEL SCOPE WARMER BOTTLE/CANISTER AND BASE WITH EACH 50 SEAL.. | SUPPLEMENTARY GEN.CONS SURG SUT,LAP,ROB
16133 | 4229491500000 | LAPAROSCOPIC, PERCUTANEOUS PYLORIC SPREADER ROTATING DISMANTLING WITHOUT CONNECTOR PIN FOR UNIPOLAR COAGULATION WITH LUER-LOCK IRRIGATION CONNECTOR FOR CLEANING DOUBLE ACTION JAWS SIZE 3MM LENGTH 20 CM, REUSABLE | SURGICAL INSTRUMENT TENDER
16134 | 4229491900200 | GUIDEWIRE TEFLON (PTFE) COATED STRAIGHT FLEXIBLE TIP STAINLESS STEEL STIFF 0.038 X 130-150 CM LENGTH DISPOSABLE STERILE.. | SUPPLEMENTARY GENERAL CONSUMABLES
16135 | 4229491901800 | GUIDE WIRE, FOR INTERFERENCE SCREW FIXATION, ASSORTED SIZES | ORTHOPEDIC & SPINAL SUPPLIES
16136 | 4229492100300 | OVER TUBE ENDOSCOPIC ACCESS SYSTEM FOR OVERSTITCH SYSTEM. | ENDOSCOPY CONSUMABLES SUPPLIES
16137 | 4229492100400 | PUSHER, BILIARY AND PANCREATIC, PLASTIC STENT, ASSORTED SIZES | ENDOSCOPY CONSUMABLES SUPPLIES
16138 | 4229492100600 | COIL PUSHER ASSORTED SIZES AS PER HOSPITAL REQUEST DISPOSABLE STERILE. | INTERVENTIONAL RADIO,CARDIAC CATH
16139 | 4229492100700 | KNOT TIER FOR EXTRACORPOREAL KNOTTING WITH OPEN AND CLOSED END SIZE 5 MM LENGTH 36 CM REUSABLE | SURGICAL INSTRUMENT TENDER
16140 | 4229492200400 | CLIPS LIGATION POLYMER WITH PERPENDICULAR INTERNAL TEETH EXTRA LARGE COLOR CODED CARTRIDGE 6 CLIPS PER CARTRIDGE STERILE DISPOSABLE.. | SUPPLEMENTARY GENERAL CONSUMABLES
16141 | 4229492200500 | CLIPS LIGATION POLYMER WITH PERPENDICULAR INTERNAL TEETH LARGE COLOR CODED CARTRIDGE 6 CLIPS PER CARTRIDGE STERILE DISPOSABLE.. | SUPPLEMENTARY GENERAL CONSUMABLES
16142 | 4229492200600 | CLIPS LIGATION POLYMER WITH PERPENDICULAR INTERNAL TEETH MEDIUM / LARGE COLOR CODED CARTRIDGE 6 CLIPS PER CARTRIDGE STERILE DISPOSABLE.. | SUPPLEMENTARY GENERAL CONSUMABLES
16143 | 4229492402000 | TELESCOPIC FINGER SWITCH FOR DIATHERMY WITH SMOKE EVACUATION TUBE SUPERVAC EXTENDABLE FROM 20MM TO 85MM COMES WITH NON STICK BLADE 70MM TERMINALLY STERILE EASY TO USE COMPATIBLE WITH MULTIPLE DIATHERMY MACHINES CABLE 4M.. | SUPPLEMENTARY GENERAL CONSUMABLES
16144 | 4229492403300 | BIPOLAR FORCEPS, ELECTROSURGICAL, NEURO, BAYONET, NON-STICK, 23-26 CM TOTAL LENGTH, ASSORTED TIP SIZES, REUSABLE | NEUROSCIENCES CONSUMABLES SUPPLEMENTARY
16145 | 4229492403400 | BIPOLAR FORCEPS HANDLE, ELECTROSURGICAL, NEURO, BAYONET, COMPATIBLE WITH DETACHABLE BIPOLAR TIPS, REUSABLE | NEUROSCIENCES CONSUMABLES SUPPLEMENTARY
16146 | 4229492403500 | BIPOLAR FORCEPS, ELECTROSURGICAL, NEURO, BAYONET, IRRIGATING, NON-STICK, 16-19 CM TOTAL LENGTH, ASSORTED TIP SIZES, DISPOSABLE, STERILE | NEUROSCIENCES CONSUMABLES SUPPLEMENTARY
16147 | 4229492403600 | BIPOLAR FORCEPS, ELECTROSURGICAL, NEURO, BAYONET, IRRIGATING, NON-STICK, 20-22 CM TOTAL LENGTH, ASSORTED TIP SIZES, DISPOSABLE, STERILE | NEUROSCIENCES CONSUMABLES SUPPLEMENTARY
16148 | 4229492403700 | BIPOLAR FORCEPS, ELECTROSURGICAL, NEURO, BAYONET, IRRIGATING, NON-STICK, 23-26 CM TOTAL LENGTH, ASSORTED TIP SIZES, DISPOSABLE, STERILE | NEUROSCIENCES CONSUMABLES SUPPLEMENTARY
16149 | 4229492403800 | BIPOLAR FORCEPS, ELECTROSURGICAL, NEURO, BAYONET, NON-IRRIGATING, NON-STICK, 16-19 CM TOTAL LENGTH, ASSORTED TIP SIZES, DISPOSABLE, STERILE | NEUROSCIENCES CONSUMABLES SUPPLEMENTARY
16150 | 4229492403900 | BIPOLAR FORCEPS, ELECTROSURGICAL, NEURO, BAYONET, NON-IRRIGATING, NON-STICK, 20-22 CM TOTAL LENGTH, ASSORTED TIP SIZES, DISPOSABLE, STERILE | NEUROSCIENCES CONSUMABLES SUPPLEMENTARY
16151 | 4229492404000 | BIPOLAR FORCEPS, ELECTROSURGICAL, NEURO, BAYONET, NON-IRRIGATING, NON-STICK, 23-26 CM TOTAL LENGTH, ASSORTED TIP SIZES, DISPOSABLE, STERILE | NEUROSCIENCES CONSUMABLES SUPPLEMENTARY
16152 | 4229492404100 | BIPOLAR FORCEPS, ELECTROSURGICAL, NEURO, BAYONET, NON-STICK, 16-19 CM TOTAL LENGTH, ASSORTED TIP SIZES, REUSABLE | NEUROSCIENCES CONSUMABLES SUPPLEMENTARY
16153 | 4229492404200 | BIPOLAR FORCEPS, ELECTROSURGICAL, NEURO, BAYONET, NON-STICK, 20-22 CM TOTAL LENGTH, ASSORTED TIP SIZES, REUSABLE | NEUROSCIENCES CONSUMABLES SUPPLEMENTARY
16154 | 4229492404300 | BIPOLAR FORCEPS ELECTROSURGICAL NEURO STRAIGHT IRRIGATING NON-STICK 16-19 CM TOTAL LENGTH ASSORTED TIP SIZES DISPOSABLE STERILE. | NEUROSCIENCE
16155 | 4229492404400 | BIPOLAR FORCEPS ELECTROSURGICAL NEURO STRAIGHT IRRIGATING NON-STICK 20-22 CM TOTAL LENGTH ASSORTED TIP SIZES DISPOSABLE STERILE. | NEUROSCIENCE
16156 | 4229492404500 | BIPOLAR FORCEPS ELECTROSURGICAL NEURO STRAIGHT IRRIGATING NON-STICK 23-26 CM TOTAL LENGTH ASSORTED TIP SIZES DISPOSABLE STERILE. | NEUROSCIENCE
16157 | 4229492404600 | BIPOLAR FORCEPS ELECTROSURGICAL NEURO STRAIGHT NON-IRRIGATING NON-STICK 16-19 CM TOTAL LENGTH ASSORTED TIP SIZES DISPOSABLE STERILE. | NEUROSCIENCE
16158 | 4229492404700 | BIPOLAR FORCEPS ELECTROSURGICAL NEURO STRAIGHT NON-IRRIGATING NON-STICK 20-22 CM TOTAL LENGTH ASSORTED TIP SIZES DISPOSABLE STERILE. | NEUROSCIENCE
16159 | 4229492404800 | BIPOLAR FORCEPS ELECTROSURGICAL NEURO STRAIGHT NON-IRRIGATING NON-STICK 23-26 CM TOTAL LENGTH ASSORTED TIP SIZES DISPOSABLE STERILE. | NEUROSCIENCE
16160 | 4229492404900 | BIPOLAR FORCEPS, TRANSNASAL, ELECTROSURGICAL, NEURO, BAYONET, WITH TUBE SHAFT, LONG, ASSORTED TIP SIZES, REUSABLE | NEUROSCIENCES CONSUMABLES SUPPLEMENTARY
16161 | 4229492405000 | BIPOLAR FORCEPS, TRANSNASAL, ELECTROSURGICAL, NEURO, BAYONET, WITH TUBE SHAFT, MEDIUM, ASSORTED TIP SIZES, REUSABLE | NEUROSCIENCES CONSUMABLES SUPPLEMENTARY
16162 | 4229492405100 | BIPOLAR FORCEPS, TRANSNASAL, ELECTROSURGICAL, NEURO, BAYONET, WITH TUBE SHAFT, SHORT, ASSORTED TIP SIZES, REUSABLE | NEUROSCIENCES CONSUMABLES SUPPLEMENTARY
16163 | 4229492405200 | BIPOLAR FORCEPS, TRANSNASAL, ELECTROSURGICAL, NEURO, STRAIGHT, WITH TUBE SHAFT, LONG, ASSORTED TIP SIZES, REUSABLE | NEUROSCIENCES CONSUMABLES SUPPLEMENTARY
16164 | 4229492405400 | BIPOLAR FORCEPS, TRANSNASAL, ELECTROSURGICAL, NEURO, STRAIGHT, WITH TUBE SHAFT, SHORT, ASSORTED TIP SIZES, REUSABLE | NEUROSCIENCES CONSUMABLES SUPPLEMENTARY
16165 | 4229492405500 | BIPOLAR IRRIGATING CORD, UNIVERSAL TO FITS ALL ELECTROSURGICAL MACHINES, DISPOSABLE | NEUROSCIENCES CONSUMABLES SUPPLEMENTARY
16166 | 4229492405600 | BIPOLAR TIP, DETACHABLE, COMPATIBLE WITH BIPOLAR HANDLE, ASSORTED SIZES, DISPOSABLE, STERILE | NEUROSCIENCES CONSUMABLES SUPPLEMENTARY
16167 | 4229492500000 | NEEDLE, VERESS PNEUMOPERITONEUM, WITH SPRING-LOADED, BLUNT INNER CANNULA, LUER-LOCK, DIAMETER 2 MM, LENGTH 15 CM, REUSABLE | SURGICAL INSTRUMENT TENDER
16168 | 4229492500900 | NEEDLE METAL FOR INJECTION SIZE 23G X 3.7FR X 350 MM.. | SUPPLEMENTARY GENERAL CONSUMABLES
16169 | 4229492600400 | OVERTUBE (SILICONE) FOR DOUBLE BALLOON ENTEROSCOPE ASSORTED SIZES. | ENDOSCOPY CONSUMABLES SUPPLIES
16170 | 4229492600900 | BASKET, EXTRACTION, FOREIGN BODY RETRIEVAL, NON-WIREGUIDED, ASSORTED WIRES, ASSORTED SIZES, SINGLE USE | ENDOSCOPY CONSUMABLES SUPPLIES
16171 | 4229492601000 | TUBE, OVER THE SCOPE, ZENKER’S DIVERTICULUM (DUCKBILL SHAPED TIP), ASSORTED SIZES, SINGLE USE | ENDOSCOPY CONSUMABLES SUPPLIES
16172 | 4229492800400 | ENDOLASER PROBE, ILLUMINATED, 25 GAUGE, ARTICULATING, RFID CONSTELLATION CONNECTOR, DISPOSABLE, STERILE | OPHTHALMOLOGY SUPPLIES
16173 | 4229492800500 | PROBE, GLAUCOMA, COMPATIBLE WITH CYCLO G6 MACHINE, ASSORTED TYPES AS PER HOSPITAL REQUEST, DISPOSABLE, STERILE | OPHTHALMOLOGY SUPPLIES
16174 | 4229492800600 | CATHETER, POTENTIAL HYDROGEN (PH) MONITORING, ESOPHAGEAL WITHOUT IMPEDANCE, DUAL CHANNEL PH SENSORS, FOR ADULT AND PEDIATRIC, ASSORTED SIZES, SINGLE USE | ENDOSCOPY CONSUMABLES SUPPLIES
16175 | 4229492803900 | LAPAROSCOPIC PALPATION PROBE, DISMANTLING, SIZE 2.8 - 5.0 MM, LENGTH 20.0 - 30.0 CM, REUSABLE | SURGICAL INSTRUMENT TENDER
16176 | 4229492900100 | PROTECTOR/RETRACTOR FOR LAPAROSCOPIC SYSTEM FEATURING A LAPAROSCOPIC CAP AND TROCAR TO FACILITATE SPECIMEN EXTRACTION SIZE: SMALL 2.5 - 6 CM DISPOSABLE STERILE.. | SUPPLEMENTARY GEN.CONS SURG SUT,LAP,ROB
16177 | 4229492900700 | LAPAROSCOPIC, GRASPING FORCEPS CLINCH (OR EQUIVALENT), ROTATING, DISMANTLING, INSULATED, ATTRUMATIC, DOUBLE ACTION JAW, DIAMETER 5 MM, WITH INSULATED SHEATH, RATCHET HANDLE, LENGTH 30 - 37 CM, REUSABLE | SURGICAL INSTRUMENT TENDER
16178 | 4229492900800 | LAPAROSCOPIC, FAN RETRACTOR 12MM, 36CM, REUSABLE | SURGICAL INSTRUMENT TENDER
16179 | 4229492900900 | LAPAROSCOPIC FAN RETRACTOR 5MM 36CM REUSABLE. | SURGICAL INSTRUMENT TENDER
16180 | 4229492901000 | LAPAROSCOPIC GASTRIC BANDING RETRACTOR 10MM 36CM REUSABLE. | SURGICAL INSTRUMENT TENDER
16181 | 4229492901100 | LAPAROSCOPIC LIVER RETRACTOR 10MM GOLDEN FINGER 36CM REUSABLE. | SURGICAL INSTRUMENT TENDER
16182 | 4229493100100 | CATHETER URETERAL TO PREVENT STONE MIGRATION WITH OUTER SIZE: 2.8 CH LENGTH UP TO 150-160 CM NET DIAMETER UP TO 1 CM DISPOSABLE STERILE.. | SUPPLEMENTARY GENERAL CONSUMABLES
16183 | 4229493301700 | COAGULATION ELECTRODE, BIPOLAR, POINTED, 24/26 FR., REUSABLE | SURGICAL INSTRUMENT TENDER
16184 | 4229493301900 | ELECTRODE, COAGULATING, BALL- SHAPED, DIAMETER 5 MM, 24/26 FR., REUSABLE | SURGICAL INSTRUMENT TENDER
16185 | 4229493302000 | APPLICATOR ARGON PLASMA COAGULATION WITH FILTER SHAFT 100MM SPATULA ELECTRODE COMPATIBLE WITH HOSPITAL MACHINE DISPOSABLE STERILE. | SUPPLEMENTARY GENERAL CONSUMABLES
16186 | 4229493302100 | PROBE, MONOPOLAR, MAPPING AND SUCTION, CONNECTION MUST BE UNIVERSAL TO FIT ALL NEUROPHYSIOLOGY MACHINES, DISPOSABLE, STERILE, ASSORTED SIZES | NEUROSCIENCES CONSUMABLES SUPPLEMENTARY
16187 | 4229493400600 | LOADING UNITS SINGLE - STITCH ABSORBABLE GLYCOLIDE/LACTIDE COPOLYMER SIZE: 2/0 WITH ONE NEEDLE DISPOSABLE STERILE.. | SUPPLEMENTARY GEN.CONS SURG SUT,LAP,ROB
16188 | 4229493400700 | LOADING UNITS SINGLE - STITCH NON - ABSORBABLE POLYESTER SUTURES SIZE: 0 WITH ONE NEEDLE DISPOSABLE STERILE.. | SUPPLEMENTARY GEN.CONS SURG SUT,LAP,ROB
16189 | 4229493401200 | SUTURE POLYDIOXANONE ANTIBACTERIAL (COATED TRICLOSAN) MONOFILAMENT ABSORBABLE SIZE 4/0 17-18 MM 1/2 CIRCLE ROUND BODY DOUBLE ARM NEEDLE 70-75 CM STERILE.. | SUPPLEMENTARY GEN.CONS SURG SUT,LAP,ROB
16190 | 4229493401300 | SUTURE LAPAROSCOPIC LOOP POLYDIOXANONE MONOFILAMENT ABSORBABLE SIZE: 0 50 CM ( +/- 5 CM ) WITH DELIVERY SYSTEM STERILE.... | SUPPLEMENTARY GEN.CONS SURG SUT,LAP,ROB
16191 | 4229493401500 | SUTURE LAPAROSCOPIC LOOP POLYGLACTIN 910 MULTIFILAMENT ABSORBABLE SIZE: 0 50 CM ( +/- 5 CM ) WITH DELIVERY SYSTEM STERILE.. | SUPPLEMENTARY GEN.CONS SURG SUT,LAP,ROB
16192 | 4229493401900 | ENDOSCOPIC SUTURING SYSTEM, OVER THE SCOPE, COMPATIBLE WITH SINGLE CHANNEL SCOPE, DISPOSABLE | ENDOSCOPY CONSUMABLES SUPPLIES
16193 | 4229493600200 | TELESCOPE BRIDGE, WITH 1 LOCKABLE CHANNEL COMPATIBLE WITH 1.9/2.1 MM TELESCOPE, REUSABLE | SURGICAL INSTRUMENT TENDER
16194 | 4229493602100 | TELESCOPE BRIDGE, WITH CHANNEL FOR INSTRUMENTS UP TO 5 FR, REUSABLE | SURGICAL INSTRUMENT TENDER
16195 | 4229493602200 | TELESCOPE BRIDGE, FOR 22 FR CYSTOSCOPE WITH 2 LOCKABLE CHANNELS, REUSABLE | SURGICAL INSTRUMENT TENDER
16196 | 4229493700200 | DEFOG MULTIFUNCTIONAL ALL IN ONE HEATED ENDOSCOPIC LENS PROTECTOR WHITE - BALANCING VISUALIZATION SYSTEM TROCAR WIPE FOR 3 - 7 MM AND 7 - 12 MM TROCAR MICRO PAD WARMING HUB DISPOSABLE STERILE.. | SUPPLEMENTARY GEN.CONS SURG SUT,LAP,ROB
16197 | 4229493700800 | ENDOSHEATH, WITH CLEAR DISTAL LENS FOR FIBEROPTIC ENDOSCOPY, ADULT AND PEDIATRIC, DISPOSABLE | EAR, NOSE & THROAT SUPPLIES (ENT)
16198 | 4229493800100 | CAP SEAL, BONNET, 50/2.6 FOR LAPAROSCOPIC TROCAR, (OR EQUIVALENT), REUSABLE | SURGICAL INSTRUMENT TENDER
16199 | 4229493800200 | CAP SEAL, BONNET, 50/3.6 FOR LAPAROSCOPIC TROCAR, (OR EQUIVALENT), REUSABLE | SURGICAL INSTRUMENT TENDER
16200 | 4229493800300 | CAP SEAL, BONNET, 50/40 FOR LAPAROSCOPIC TROCAR, (OR EQUIVALENT), REUSABLE | SURGICAL INSTRUMENT TENDER
16201 | 4229493900200 | SUCTION VALVE, FOR ENDOBRONCHIAL ULTRASOUND (EBUS) BRONCHOSCOPE, SINGLE USE | ENDOSCOPY CONSUMABLES SUPPLIES
16202 | 4229494101600 | CATHETER, BIPOLAR, ELECTRO HEMOSTASIS WITHOUT INJECTION NEEDLE FOR ENTEROSCOPY, SINGLE PORT ADAPTER PLUG, ASSORTED SIZES OF DIAMETER AND ASSORTED SIZES OF WORKING LENGTH ( GREATER THAN 300-350 CM), SINGLE USE | ENDOSCOPY CONSUMABLES SUPPLIES
16203 | 4229494101900 | CHOLANGIOSCOPE, WITH WORKING CHANNEL, ACCESS AND DELIVERY CATHETER COMPATIBLE WITH DOUDENOSCOPE, SINGLE USE | ENDOSCOPY CONSUMABLES SUPPLIES
16204 | 4229494102300 | RADIOFREQUENCY ABLATION (RFA) CATHETER RADIAL (CIRCUMFERENTIAL SELF ADJUSTABLE BALLOON) BALLOON LENGTH 8 CM AND ELECTRODE LENGTH 4 CM FOR BARRETT'S ESOPHAGUS SET OF BALLOON CATHETER AND ELECTRODE. | ENDOSCOPY CONSUMABLES SUPPLIES
16205 | 4229494102800 | SPRAY CATHETER TO ENHANCE POLYP DETECTION ASSORTED SIZES AND WORKING LENGTH. | ENDOSCOPY CONSUMABLES SUPPLIES
16206 | 4229494103000 | BAG FOR BILE COLLECTION 350-500 ML VINYL BOTTOM OUTLET NYLON CONNECTOR 2 RUBBER BELT STERILE.. | SUPPLEMENTARY GEN.SUPPLIES NURS,BURN
16207 | 4229494104300 | DILATATOR, BILIARY AND PANCREATIC, WIRE GUIDED MECHANICAL, ASSORTED SIZES AND DIAMETERS (INCLUDING 7 F AND 8.5F AND 10F), REUSABLE | ENDOSCOPY CONSUMABLES SUPPLIES
16208 | 4229494104400 | DRAINAGE SET, NASOBILIARY, SINGLE PIGTAIL, INCLUDES: NASAL CONVERSION TUBE, CONNECTING TUBE AND INJECTION CONNECTOR, RADIOPAQUE, COMPATIBLE WITH GUIDE WIRE, ASSORTED SIZES AND ASSORTED WORKING LENGTH | ENDOSCOPY CONSUMABLES SUPPLIES
16209 | 4229494104500 | NEEDLE KNIFE, SPHINCTEROTOMY, BILIARY, ASSORTED NEEDLE LENGTH, TRIPLE LUMEN, LONG WIRE SYSTEM | ENDOSCOPY CONSUMABLES SUPPLIES
16210 | 4229494104800 | GUIDEWIRE, BILIARY, WITH HYDROPHILIC TIP, ASSORTED TYPES OF TIP (STRAIGHT AND ANGULATED), ASSORTED TYPES OF STIFFNESS (REGULAR/ STIFF) 0.021 INCH, LENGTH 260 CM | ENDOSCOPY CONSUMABLES SUPPLIES
16211 | 4229494104900 | GUIDEWIRE, BILIARY, WITH HYDROPHILIC TIP, ASSORTED TYPES OF TIP (STRAIGHT AND ANGULATED), ASSORTED TYPES OF STIFFNESS (REGULAR/ STIFF), 0.018 INCH, WIRE LENGTH 400 CM OR GREATER | ENDOSCOPY CONSUMABLES SUPPLIES
16212 | 4229494105200 | GUIDEWIRE, BILIARY, WITH HYDROPHILIC AND RADIOPAQUE TIP WITH SPRING COIL DESIGN TIP, ASSORTED TYPES OF TIP (STRAIGHT AND ANGULATED), ASSORTED TYPES OF STIFFNESS (REGULAR/ STIFF), ASSORTED SIZES (0.035 INCH, 0.025 INCH), WIRE LENGTH 400 CM OR GREATER | ENDOSCOPY CONSUMABLES SUPPLIES
16213 | 4229494300800 | BIOPSY VALVE, FOR EBUS BRONCHOSCOPE, SINGLE USE | ENDOSCOPY CONSUMABLES SUPPLIES
16214 | 4229494403000 | INSTRUMENT PORT, WITH SEALING SYSTEM AND QUICK RELEASE LOCK, 2 CHANNELS, FOR USE WITH URETERO-RENOSCOPES, REUSABLE | SURGICAL INSTRUMENT TENDER
16215 | 4229494403100 | UNIPOLAR HIGH FREQUENCY CORD, WITH 8 MM PLUG, LENGTH 300 CM, FOR LAPAROSCOPIC, REUSABLE | SURGICAL INSTRUMENT TENDER
16216 | 4229494403200 | BELT, SENSOR FOR ENDOSCOPY CAPSULE SYSTEM, REUSABLE | ENDOSCOPY CONSUMABLES SUPPLIES
16217 | 4229495000300 | DRILL, RETROGRADE LIGAMENT TUNNELING KNEE ASSORTED SIZES REQUESTED BY END USER | ORTHOPEDIC & SPINAL SUPPLIES
16218 | 4229495201000 | LAPAROSCOPIC, FORCEPS STONE GRASPER 10MM FENESTRATED COMPLETE W/NON-RATCHET METAL HANDLE, LENGTH 45CM, (OR EQUIVALENT), REUSABLE | SURGICAL INSTRUMENT TENDER
16219 | 4229495201100 | HANDLE, MAGNETIC RETRIEVER, MINIMALLY INVASIVE, WITH ADJUSTABLE LENGTH, MINIMUM 29 CM, MAXIMUM 36 CM, REUSABLE | SURGICAL INSTRUMENT TENDER
16220 | 4229495400200 | OPERATIVE HYSTEROSCOPE/ RESECTOSCOPE SET : 1- LOOP BIPOLAR ELECTRODE FOR RESECTION ; 2- BALL TIP BIPOLAR ELECTRODE FOR ABLATION ; THE COMPANY SHOULD BE PROVIDE THE FOLLOWING ITEMS FOR FREE: BIPOLAR MACHINE FOOTSWITCH CONNECTOR LIGHT CABLE HYSTEROSCOPE/ RESECTOSCOPE 4MM (30 DEGREE) WORKING ELEMENTS AND ROTATABLE SHEATH SIZE FROM 22 TO 28 FOR ORDER 100 ELECTRODE FOR EACH.. | SUPPLEMENTARY GENERAL CONSUMABLES
16221 | 4229495400300 | STONE EXTRACTOR TIPLESS FOR STONE EXTRACTION DURING PCNL SIZE: 10 FR LENGTH 38-40 CM BASKET DIAMETER 2 CM DISPOSABLE STERILE.. | SUPPLEMENTARY GENERAL CONSUMABLES
16222 | 4229495400700 | POUCH FOR LAPAROSCOPIC FOR SPECIMEN RETRIEVAL POLYURETHANE TRANSPARENT POUCH WITH ROUND METAL FLEXIBLE SUPPORT TO HELP SPECIMEN EXTRACTION NON REFLEX SHAFT ERGONOMIC DOUBLE RING HANDLE SHAFT SIZE 10 MM DIAMETER BAG VOLUME 200-500 ML SHAFT CAN BE REMOVED SEPARATELY FROM THE POUCH DISPOSABLE STERILE.. | SUPPLEMENTARY GEN.CONS SURG SUT,LAP,ROB
16223 | 4229495400800 | POUCH FOR LAPAROSCOPIC FOR SPECIMEN RETRIEVAL POLYURETHANE TRANSPARENT POUCH WITH ROUND METAL FLEXIBLE SUPPORT TO HELP SPECIMEN EXTRACTION NON REFLEX SHAFT ERGONOMIC DOUBLE RING HANDLE SHAFT SIZE 12-15 MM DIAMETER BAG VOLUME 1200-1600 ML SHAFT CAN BE REMOVED SEPARATELY FROM THE POUCH DISPOSABLE STERILE.. | SUPPLEMENTARY GEN.CONS SURG SUT,LAP,ROB
16224 | 4229495400900 | EXTRACTOR VACUUM FOR FETAL DELIVERY SYSTEM LATEX FREE DISPOSABLE STERILE.. | SUPPLEMENTARY GEN.SUPPLIES NURS,BURN
16225 | 4229495401000 | FILM DRY IMAGING LASER TO BE USED WITH DRYPIX 7000 AND DRYPIX 4000 LASER PRINTER OR EQUIVALENT (DI - HL) LUE BASE : SIZE 20 X 25 CM (8 INCH X 10 INCH) 50 FILM/PACK.. | SUPPLEMENTARY GEN.SUPPLIES NURS,BURN
16226 | 4229495401100 | FILM DRY IMAGING LASER TO BE USED WITH DRYPIX 7000 AND DRYPIX 4000 LASER PRINTER OR EQUIVALENT (DI - HL) LUE BASE : SIZE 26 X 36 CM (10 INCH X 14 INCH) 50 FILM/PACK.. | SUPPLEMENTARY GEN.SUPPLIES NURS,BURN
16227 | 4229495401300 | GRASPER, LAPAROSCOPIC BOWEL, FENESTRATED, 5MM, 36CM, WITH INSULATED SHEATH AND NON-RATCHET HANDLE, REUSABLE | SURGICAL INSTRUMENT TENDER
16228 | 4229495500000 | INSTRUMENT HOOK L-SHAPE TIP FOR LAPAROSCOPIC WITH MONOPOLAR CAUTERY 5 MM 36-38 CM DISPOSABLE STERILE.. | SUPPLEMENTARY GEN.CONS SURG SUT,LAP,ROB
16229 | 4229495500100 | PROBE HOOK, FOR HIP ARTHROSCOPY PROCEDURES ASSORTED TYPES AND SIZES | ORTHOPEDIC & SPINAL SUPPLIES
16230 | 4229495500400 | INSTRUMENT HOOK L-SHAPE TIP FOR LAPAROSCOPIC 5MM SIZE 30-35 CM LENGTH TO BE PROVIDED WITH ITS HANDLE CABLE AND GENERATOR ADAPTOR DISPOSABLE STERILE.. | SUPPLEMENTARY GEN.CONS SURG SUT,LAP,ROB
16231 | 4229495500600 | SURFACE DISINFECTANT/ COMPATIBLE WITH MACHINE, USE FOR VAPORIZATION, STABILIZED HYDROGEN PEROXIDE 5%, COLLOIDAL SILVER 0.003%, READY TO USE, 3L-5L, NOTE: MSDS SHOULD BE PROVIDED IN SOFT COPY... | DISINFECTANTS SUPPLIES
16232 | 4229495706300 | SET IRRIGATION TUBING FOR SHAVER/BUR COMPATIBLE WITH END USER MACHINE... ,<(>,<)> | EAR, NOSE & THROAT SUPPLIES (ENT)
16233 | 4229495801200 | ELECTRODE L- SHAPED 5 MM X 33-36 CM WITH HOLES IN THE TIP OF THE SHAFT WITH MULTIFUNCTIONAL PISTOL OR PENCIL GRIP ELECTROSURGERY SYSTEM DISPOSABLE STERILE. | SUPPLEMENTARY GEN.CONS SURG SUT,LAP,ROB
16234 | 4229495802400 | INSTRUMENT ELECTROSURGICAL FOR LAPAROSCOPIC SEALER / DIVIDER AND GRASPER PERMANENTLY FUSES TISSUE BUNDLES AND VESSELS 5 MM ROTATION SHAFT LENGTH 35-37 STRAIGHT JAW HAND OR FOOTSWITCH DISPOSABLE STERILE.. | SUPPLEMENTARY GEN.CONS SURG SUT,LAP,ROB
16235 | 4229495802500 | INSTRUMENT ELECTROSURGICAL FOR LAPAROSCOPIC SEALER / DIVIDER AND GRASPER PERMANENTLY FUSES TISSUE BUNDLES AND VESSELS 5 MM ROTATION SHAFT LENGTH 23-25 CM STRAIGHT JAW HAND OR FOOTSWITCH DISPOSABLE STERILE.. | SUPPLEMENTARY GEN.CONS SURG SUT,LAP,ROB
16236 | 4229495802600 | INSTRUMENT END RETRACT FOR LAPAROSCOPIC 10 MM 3-5 FINGER ARTICULATING 30-35 CM DISPOSABLE STERILE.. | SUPPLEMENTARY GEN.CONS SURG SUT,LAP,ROB
16237 | 4229495802800 | ENDOSCOPIC APPLICATOR FOR GELATIN MATRIX HEMOSTASIS FOR LAPAROSCOPIC 39 CM ( +/- 5 CM ) STERILE.. | SUPPLEMENTARY GEN.CONS SURG SUT,LAP,ROB
16238 | 4229495802900 | ELECTRODE SPATULA 5 MM X 25-29 CM WITH HOLES IN THE TIP OF THE SHAFT WITH MULTIFUNCTIONAL PISTOL OR PENCIL GRIP ELECTROSURGERY SYSTEM DISPOSABLE STERILE. | SUPPLEMENTARY GEN.CONS SURG SUT,LAP,ROB
16239 | 4229495803500 | STAPLER CONTOUR CURVED CUTTER WITH 1.5 MM CLOSED STAPLE HEIGHT REGULAR STERILE.. | SUPPLEMENTARY GEN.CONS SURG SUT,LAP,ROB
16240 | 4229495900200 | SPHINCTEROTOME, BILIARY, STANDARD TAPERED TIP, TRIPLE LUMEN, NON-PRELOADED, ASSORTED SIZES OF DISTAL TIP LENGTH AND CUTTING WIRE LEN GTH, SHORT WIRE SYSTEM (RAPID EXCHANGE) | ENDOSCOPY CONSUMABLES SUPPLIES
16241 | 4229495900300 | SPHINCTEROTOME, BILIARY, LONG TAPERED TIP, TRIPLE LUMEN, NON-PRELOADED, ASSORTED SIZES OF DISTAL TIP LENGTH AND CUTTING WIRE LENGTH, LONG WIRE SYSTEM | ENDOSCOPY CONSUMABLES SUPPLIES
16242 | 4229495900400 | SPHINCTEROTOME, BILIARY, LONG TAPERED TIP, TRIPLE LUMEN, NON-PRELOADED, ASSORTED SIZES OF DISTAL TIP LENGTH AND CUTTING WIRE LENGTH, SHORT WIRE SYSTEM (RAPID EXCHANGE) | ENDOSCOPY CONSUMABLES SUPPLIES
16243 | 4229495900500 | SPHINCTEROTOME, BILIARY, PRELOADED GUIDEWIRE, STANDARD TAPERED TIP, TRIPLE LUMEN, ASSORTED SIZES OF DISTAL TIP LENGTH AND CUTTING WIRE LENGTH, SHORT WIRE SYSTEM (RAPID EXCHANGE) | ENDOSCOPY CONSUMABLES SUPPLIES
16244 | 4229495900600 | SPHINCTEROTOME, BILIARY, PRELOADED GUIDEWIRE, LONG TAPERED TIP, TRIPLE LUMEN, ASSORTED SIZES OF DISTAL TIP LENGTH AND CUTTING WIRE LENGTH, LONG WIRE SYSTEM | ENDOSCOPY CONSUMABLES SUPPLIES
16245 | 4229495900700 | SPHINCTEROTOME, BILIARY, PRELOADED GUIDEWIRE, LONG TAPERED TIP, TRIPLE LUMEN, ASSORTED SIZES OF DISTAL TIP LENGTH AND CUTTING WIRE LENGTH, SHORT WIRE SYSTEM (RAPID EXCHANGE) | ENDOSCOPY CONSUMABLES SUPPLIES
16246 | 4229495900800 | SPHINCTEROTOME, BILIARY, PRELOADED GUIDEWIRE, ROTATABLE, WITH ABILITY TO ROTATE THE TIP BY THE SPHINCTEROTOME HANDLE, CENTER LUMEN DESIGN, ASSORTED SIZES, LONG WIRE SYSTEM | ENDOSCOPY CONSUMABLES SUPPLIES
16247 | 4229495900900 | SPHINCTEROTOME, BILIARY, PRELOADED GUIDEWIRE, ROTATABLE, WITH ABILITY TO ROTATE THE TIP BY THE SPHINCTEROTOME HANDLE, CENTER LUMEN DESIGN, ASSORTED SIZES, SHORT WIRE SYSTEM (RAPID EXCHANGE) | ENDOSCOPY CONSUMABLES SUPPLIES
16248 | 4229495901000 | SPHINCTEROTOME, BILIARY, ULTRA TAPERED TIP (3F-4F OUTER DIAMETER), ASSORTED SIZES OF DISTAL TIP LENGTH AND CUTTING WIRE LENGTH, LONG WIRE SYSTEM | ENDOSCOPY CONSUMABLES SUPPLIES
16249 | 4229495901100 | SPHINCTEROTOME, BILIARY, ULTRA TAPERED TIP (3F-4F OUTER DIAMETER), ASSORTED SIZES OF DISTAL TIP LENGTH AND CUTTING WIRE LENGTH, SHORT WIRE SYSTEM (RAPID EXCHANGE) | ENDOSCOPY CONSUMABLES SUPPLIES
16250 | 4229495901200 | SPHINCTEROTOME, BILIARY, STANDARD TIP, TRIPLE LUMEN, WITH COATED PROXIMAL END, ASSORTED SIZES OF DISTAL TIP LENGTH AND CUTTING WIRE LENGTH, LONG WIRE SYSTEM | ENDOSCOPY CONSUMABLES SUPPLIES
16251 | 4229496501300 | BIPOLAR COAGULATION FORCEPS, INSULATED, BAYONET-SHAPED, TIP 1.2 MM, LENGTH 23 CM, FOR USE WITH BIPOLAR HIGH FREQUENCY CORDS, SPINAL | ORTHOPEDIC & SPINAL SUPPLIES
16252 | 4229496501600 | CUTTING LOOP, BIPOLAR, A WIDER ELECTRODE TO ACCOMMODATE 27/28 FR., REUSABLE | SURGICAL INSTRUMENT TENDER
16253 | 4229496501700 | CUTTING LOOP, BIPOLAR, BLADDER TUMOR VAPORIZATION AND RESECTION., REUSABLE | SURGICAL INSTRUMENT TENDER
16254 | 4229496501800 | CUTTING LOOP, BIPOLAR, COAGULATING POINTED ELECTRODE, REUSABLE | SURGICAL INSTRUMENT TENDER
16255 | 4229496501900 | CUTTING LOOP, BIPOLAR, EXTNDED LENGTH, REUSABLE | SURGICAL INSTRUMENT TENDER
16256 | 4229496502100 | CUTTING LOOP, BIPOLAR, FOR RESECTION OF LARGER PROSTATE GLANDS., REUSABLE | SURGICAL INSTRUMENT TENDER
16257 | 4229496502200 | CUTTING LOOP, BIPOLAR, RECTANGULAR, REUSABLE | SURGICAL INSTRUMENT TENDER
16258 | 4229496502300 | CUTTING LOOP, BIPOLAR, SLIMMER ELECTRODE, REUSABLE | SURGICAL INSTRUMENT TENDER
16259 | 4229496502400 | CUTTING LOOP, BIPOLAR, THINNER LOOP DIAMETER., REUSABLE | SURGICAL INSTRUMENT TENDER
16260 | 4229496502700 | FORCEPS, BIPOLAR COAGULATION, NON-STICK, STRAIGHT, INSULATED, TIP WIDTH 1 MM, LENGTH 16CM, REUSABLE | SURGICAL INSTRUMENT TENDER
16261 | 4229496502900 | FORCEPS, BIPOLAR JEWELER,COAGULATION, NON-STICK/ STRAIGHT,INSULATED, 0.4MM TIP, 10.0 -11.0 CM, REUSABLE | SURGICAL INSTRUMENT TENDER
16262 | 4229496600000 | CATHETER FOR CHOLANGIOGRAM, NON-RADIOPAQUE, 3-6 FRENCH DIAMETER, WITH BALLOON OR RIGID DISTAL TIP FOR LAPAROSCOPIC CHOLANGIOGRAM, DISPOSABLE, STERILE. | SUPPLEMENTARY GEN.CONS SURG SUT,LAP,ROB
16263 | 4229496700000 | INSTRUMENT ELECTROSURGICAL FOR LAPAROSCOPIC SEALER / DIVIDER PERMANENTLY FUSES TISSUE BUNDLES AND VESSELS 10 MM ROTATION SHAFT LENGTH 35-37 CM DISPOSABLE STERILE.. | SUPPLEMENTARY GEN.CONS SURG SUT,LAP,ROB
16264 | 4229496700100 | INSTRUMENT ELECTROSURGICAL FOR LAPAROSCOPIC SEALER / DIVIDER AND GRASPER PERMANENTLY FUSES TISSUE BUNDLES AND VESSELS WITH INTEGRATED KNIFE 5 MM ROTATION SHAFT CURVED JAW LENGTH 35-37CM DISPOSABLE STERILE.. | SUPPLEMENTARY GEN.CONS SURG SUT,LAP,ROB
16265 | 4229496701800 | CAUTERY DIATHERMY COMBINATION MODE OF MONOPOLAR HEMOSTASIS AND DISSECTION HEX-LOCKING BLADE ELECTRODE WITH THREE PUSH-BUTTON SWITCH HANDLE AND BLADE ELECTRODE 15 FT CABLE WITH SAFETY HOLE DISPOSABLE STERILE. | SUPPLEMENTARY GENERAL CONSUMABLES
16266 | 4229496702000 | KNIFE, ELECTROCAUTERY, FOR BRONCHOSCOPY, STANDARD TYPE, COMPATIBLE WITH HOSPITAL STANDARD | ENDOSCOPY CONSUMABLES SUPPLIES
16267 | 4229497800100 | TROCAR BLADELESS OPTICAL 11 X 100 MM WITH OBTURATOR AND STABILITY SLEEVE TRANSPARENT DISPOSABLE STERILE. | SUPPLEMENTARY GEN.CONS SURG SUT,LAP,ROB
16268 | 4229497800300 | TROCAR BLADELESS OPTICAL 5 X 100 MM WITH OBTURATOR AND STABILITY SLEEVE TRANSPARENT DISPOSABLE STERILE. | SUPPLEMENTARY GEN.CONS SURG SUT,LAP,ROB
16269 | 4229497802300 | TROCAR BLADELESS OPTICAL 15 X 100 MM WITH OBTURATOR AND STABILITY SLEEVE TRANSPARENT DISPOSABLE STERILE. | SUPPLEMENTARY GEN.CONS SURG SUT,LAP,ROB
16270 | 4229497804500 | CANNULA, REUSABLE HIP ARTHROSCOPY ASSORTED TYPES AND SIZES AS REQUESTED BY END USER | ORTHOPEDIC & SPINAL SUPPLIES
16271 | 4229497804600 | CANNULA SOLID SHOULDER ARTHROSCOPY ASSORTED TYPES AND SIZES REQUESTED BY END USER | ORTHOPEDIC & SPINAL SUPPLIES
16272 | 4229497804800 | OBTURATORS, FOR HIP ARTHROSCOPIC CANNULAS ASSORTED SIZES, REUSABLE | ORTHOPEDIC & SPINAL SUPPLIES
16273 | 4229497805600 | OBTURATOR, FOR SHOULDER ARTHROSCOPIC CANNULAS ASSORTED SIZES, REUSABLE | ORTHOPEDIC & SPINAL SUPPLIES
16274 | 4229497806000 | TROCAR ADVANCED ACCESS SYSTEM WITH HOLE IN THE TIP DIRECT INSUFFLATION UNDER VISION 5MM X100MM STERILE.. | SUPPLEMENTARY GEN.CONS SURG SUT,LAP,ROB
16275 | 4229497806100 | TROCAR ADVANCED ACCESS SYSTEM WITH HOLE IN THE TIP DIRECT INSUFFLATION UNDER VISION 11MM X100MM STERILE.. | SUPPLEMENTARY GEN.CONS SURG SUT,LAP,ROB
16276 | 4229497806200 | TROCAR BLADELESS ADVANCED FIXATION CANNULA WITH 5 CC BALLOON AND SYRINGE IN THE VISCERA AND RETENTION RING ON THE SKIN 12 X 100 MM DISPOSABLE STERILE. | SUPPLEMENTARY GEN.CONS SURG SUT,LAP,ROB
16277 | 4229497806500 | TROCAR, MULTI INTERCHANGEABLE TROCAR SYSTEM, WITH VALVE, SIZE 10 MM, LENGTH 11 CM, REUSABLE | SURGICAL INSTRUMENT TENDER
16278 | 4229497806600 | TROCAR, MULTI INTERCHANGEABLE TROCAR SYSTEM, WITH VALVE, SIZE 5.5 MM, LENGTH 11 CM, REUSABLE | SURGICAL INSTRUMENT TENDER
16279 | 4229497807200 | SWITCHING STICK ASSORTED SHAPE AND SIZE S AS REQUESTED BY END USER, ORTHOPEDIC | ORTHOPEDIC & SPINAL SUPPLIES
16280 | 4229497807300 | OBTURATOR, FOR SMALL JOINT ARTHROSCOPY, REUSABLE, ASSORTED SIZES | ORTHOPEDIC & SPINAL SUPPLIES
16281 | 4229497807500 | CANNULA, FOR KNEE/SHOULDER ARTHROSCOPY, REUSABLE, ASSORTED TYPES AND SIZES, AS REQUESTED BY END USER | ORTHOPEDIC & SPINAL SUPPLIES
16282 | 4229497808600 | ERCP CANNULA, BILIARY, ASSORTED TYPES (STRAIGHT AND BEND), ASSORTED TIP SHAPE, ASSORTED SIZES, ASSORTED NUMBER OF LUMENS (DOUBLE OR TRIPLE LUMEN), ASSORTED COMPATIBILITY WITH LONG GUIDEWIRES SIZES (00.035 INCH AND 00.025 INCH) | ENDOSCOPY CONSUMABLES SUPPLIES
16283 | 4229497808700 | ERCP CANNULA, BILIARY, ASSORTED TYPES (STRAIGHT AND BEND), ASSORTED TIP SHAPE, ASSORTED SIZES, ASSORTED NUMBER OF LUMENS (DOUBLE OR TRIPLE LUMEN), ASSORTED COMPATIBILITY WITH SHORT GUIDEWIRES SIZES (00.035 INCH AND 00.025 INCH) | ENDOSCOPY CONSUMABLES SUPPLIES
16284 | 4229497808800 | TROCAR BLADELESS OPTICAL 5 X 70-75 MM WITH OBTURATOR AND STABILITY SLEEVE TRANSPARENT DISPOSABLE STERILE. | SUPPLEMENTARY GEN.CONS SURG SUT,LAP,ROB
16285 | 4229497808900 | TROCAR INTELLIGENT FLOW SYSTEM-12MM ACCESS PORT BLADELESS OPTICAL TIP OBTURATOR 100MM RELATED TO SECTOR MACHINE.. | SUPPLEMENTARY GEN.CONS SURG SUT,LAP,ROB
16286 | 4229497809300 | TROCAR INTELLIGENT FLOW SYSTEM-5MM ACCESS PORT BLADELESS OPTICAL TIP OBTURATOR 75MM RELATED TO SECTOR MACHINE.. | SUPPLEMENTARY GEN.CONS SURG SUT,LAP,ROB
16287 | 4229497809400 | TROCAR BLADELESS OPTICAL 5 X 150 MM WITH OBTURATOR AND STABILITY SLEEVE TRANSPARENT DISPOSABLE STERILE. | SUPPLEMENTARY GEN.CONS SURG SUT,LAP,ROB
16288 | 4229497809600 | TROCAR BLUNT TIP 10 MM WITH FIXATION AND INFLATED BALLOON PORT DISPOSABLE STERILE.... | SUPPLEMENTARY GEN.CONS SURG SUT,LAP,ROB
16289 | 4229497809700 | TROCAR BLUNT SHORT / 70-75 MM 12 MM DILATOR AND CANNULA WITH RADIALLY EXPANDABLE SLEEVE DISPOSABLE STERILE. | SUPPLEMENTARY GEN.CONS SURG SUT,LAP,ROB
16290 | 4229497809800 | TROCAR BLADELESS NON-OPTICAL 12 X 70-75 MM WITH OBTURATOR AND STABILITY SLEEVE TRANSPARENT DISPOSABLE STERILE. | SUPPLEMENTARY GEN.CONS SURG SUT,LAP,ROB
16291 | 4229497810100 | TROCAR BLADELESS ADVANCED FIXATION CANNULA WITH 5 CC BALLOON AND SYRINGE IN THE VISCERA AND RETENTION RING ON THE SKIN 5 X 150 MM DISPOSABLE STERILE. | SUPPLEMENTARY GEN.CONS SURG SUT,LAP,ROB
16292 | 4229497810500 | TROCAR BLADED DILATING TIP WITH STABILITY SLEEVE 12 MM X 100 MM REDUCED PENETRATION FORCE WITH FAST BLADE SAFETY SHIELD DISPOSABLE STERILE. | SUPPLEMENTARY GEN.CONS SURG SUT,LAP,ROB
16293 | 4229497812000 | OBTURATOR, FOR RESECTOSCOPE USED WITH SHEATHS 24/26 FR., REUSABLE | SURGICAL INSTRUMENT TENDER
16294 | 4229497813300 | TROCAR, WITH PYRAMIDAL TIP INCLUDING: LUER-LOCK CONNECTOR, SILICONE LEAFLET VALVE, 3.5 - 4.0 MM, REUSABLE | SURGICAL INSTRUMENT TENDER
16295 | 4229498000000 | LASER PROBE, ENDO OPTIC, ASSORTED GAUGES, CURVED, COMPATIBLE WITH ECP MACHINE, REUSABLE | OPHTHALMOLOGY SUPPLIES SUPPLEMENTARY
16296 | 4229498000200 | LASER PROBE, ENDO OPTIC, ASSORTED GAUGES, STRAIGHT, COMPATIBLE WITH ECP MACHINE, REUSABLE | OPHTHALMOLOGY SUPPLIES SUPPLEMENTARY
16297 | 4229498000300 | ENDOLASER PROBE, ILLUMINATED, 23 GAUGE, ARTICULATING, RFID CONSTELLATION CONNECTOR, DISPOSABLE, STERILE | OPHTHALMOLOGY SUPPLIES
16298 | 4229498000500 | ENDOLASER PROBE, 23 GAUGE, CURVED, FOR IRIDEX MACHINE, DISPOSABLE, STERILE | OPHTHALMOLOGY SUPPLIES
16299 | 4229498002300 | LASER PROBE FIBER LASER PROBE 200-230 MM REUSABLE SHOULD BE COMPATIBLE HOSPITAL MACHINE.. | SUPPLEMENTARY GENERAL CONSUMABLES
16300 | 4229498002800 | LASER PROBE FIBER LASER PROBE 1000 MM REUSABLE SHOULD BE COMPATIBLE WITH HOSPITAL MACHINE. | SUPPLEMENTARY GENERAL CONSUMABLES
16301 | 4229498003200 | LASER PROBE FIBER LASER PROBE 270-365 MM REUSABLE SHOULD BE COMPATIBLE HOSPITAL MACHINE. | SUPPLEMENTARY GENERAL CONSUMABLES
16302 | 4229498003300 | LASER PROBE FIBER LASER PROBE 550-600 MM REUSABLE SHOULD BE COMPATIBLE HOSPITAL MACHINE. | SUPPLEMENTARY GENERAL CONSUMABLES
16303 | 4229498100100 | LOOP BIPOLAR FOR LAPAROSCOPIC FOR SECTIONING OF THE UTERUS AND MYOMAS DISPOSABLE STERILE. | SUPPLEMENTARY GEN.CONS SURG SUT,LAP,ROB
16304 | 4229498100400 | LOOP LETZ 10 X 10 MM FOR CAUTERY IN GYNECOLOGY PROCEDURE STERILE.. | SUPPLEMENTARY GENERAL CONSUMABLES
16305 | 4229498100500 | LOOP LETZ 15 X 12 MM FOR CAUTERY IN GYNECOLOGY PROCEDURE STERILE.. | SUPPLEMENTARY GENERAL CONSUMABLES
16306 | 4229498100600 | LOOP LETZ 20 X 12 MM FOR CAUTERY IN GYNECOLOGY PROCEDURE STERILE.. | SUPPLEMENTARY GENERAL CONSUMABLES
16307 | 4229498100700 | LOOP VESSEL MAXI BLUE COLORED STERILE.. | SUPPLEMENTARY GENERAL CONSUMABLES
16308 | 4229498102300 | CUTTING LOOP, SMALL BIPOLAR RESECTOSCOPE, 24/26 FR., REUSABLE | SURGICAL INSTRUMENT TENDER
16309 | 4229498300200 | PROBE FOR SUCTION IRRIGATION 10 MM DIAMETER LENGTH 33 CM (-/+ 3 CM) DISPOSABLE STERILE.... | SUPPLEMENTARY GEN.CONS SURG SUT,LAP,ROB
16310 | 4229498300300 | ELECTRODE, COAGULATING, 3 FR., (OR EQUIVALENT) UNIPOLAR, LENGTH 53 CM (OR EQUIVALENT), REUSABLE | SURGICAL INSTRUMENT TENDER
16311 | 4229498301600 | TUBE AUXILIARY WATER TUBE TO CONNECT WATER PORT OF THE SCOPE TO IRRIGATION TUBE COMPATIBLE WITH HOSPITAL MACHINE REUSABLE. | ENDOSCOPY CONSUMABLES SUPPLIES
16312 | 4229498302200 | CARTRIDGE PUMP COMPATIBLE WITH HOSPITAL MACHINE DISPOSABLE STERILE.. | SUPPLEMENTARY GENERAL CONSUMABLES
16313 | 4229498700000 | HYSTEROSCOPY MORCELLATION AND TISSUE REMOVAL DEVICE SIZE 3 1 HYSTEROSCOPE AND MORCELLATOR GENERATOR AND RELATED FLUID MANAGEMENT SYS TEM FREE OF CHARGE FOR ORDER OF 50.... | SUPPLEMENTARY GEN.CONS SURG SUT,LAP,ROB
16314 | 4229498700100 | HYSTEROSCOPY MORCELLATION AND TISSUE REMOVAL DEVICE SIZE 2 1 HYSTEROSCOPE AND MORCELLATOR GENERATOR AND RELATED FLUID MANAGEMENT / S YSTEM FREE OF CHARGE FOR ORDER OF 50.... | SUPPLEMENTARY GEN.CONS SURG SUT,LAP,ROB
16315 | 4229498700200 | HYSTEROSCOPY MORCELLATION AND TISSUE REMOVAL DEVICE SIZE 1 1 HYSTEROSCOPE AND MORCELLATOR GENERATOR AND RELATED FLUID MANAGEMENT SYS TEM FREE OF CHARGE FOR ORDER OF 50.... | SUPPLEMENTARY GEN.CONS SURG SUT,LAP,ROB
16316 | 4229498800200 | HOOK ELECTRODE, UNIPOLAR, 3 FR, REUSABLE | SURGICAL INSTRUMENT TENDER
16317 | 4229499200400 | TRUMPET VALVE FOR 5 TO 10MM INSTRUMENT REUSABLE | SURGICAL INSTRUMENT TENDER
16318 | 4229499200500 | TUBING INSUFFLATION SILICONE ASSORTED LENGTHS, REUSABLE | SURGICAL INSTRUMENT TENDER
16319 | 4229499200600 | OPERATING SHEATH FOR MINIMALLY INVASIVE PERCUTANEOUSSIZE X SMALL 8.5/9.5 FR WORKING LENGTH 15 CM (OR EQUIVALENT) FOR USE WITH NEPHROSCOPE REUSABLE | SURGICAL INSTRUMENT TENDER
16320 | 4229499200700 | OPERATING SHEATH, FOR THE SUPINE POSITION, 8.5/9.5 FR, WORKING LENGTH 18 CM (OR EQUIVALENT), FOR USE WITH NEPHROSCOPE, REUSABLE | SURGICAL INSTRUMENT TENDER
16321 | 4229499200800 | OPERATING SHEATH, FOR MINIMALLY INVASIVE PERCUTANEOUS, SIZE S, 11/12 FR. WORKING LENGTH 15 CM (OR EQUIVALENT), FOR CONTINUOUS IRRIGATION AND SUCTION, FOR USE WITH NEPHROSCOPE, REUSABLE | SURGICAL INSTRUMENT TENDER
16322 | 4229499200900 | OPERATING SHEATH, FOR THE SUPINE POSITION, 11/12 FR, WORKING LENGTH 18 CM (OR EQUIVALENT), FOR CONTINUOUS IRRIGATION AND SUCTION, FOR USE WITH NEPHROSCOPE, REUSABLE | SURGICAL INSTRUMENT TENDER
16323 | 4229499300200 | LAPAROSCOPIC PLASTIC HANDLE ,ROTATING, WITH RATCHET, WITH CONNECTOR PIN FOR COAGULATION,REUSABLE | SURGICAL INSTRUMENT TENDER
16324 | 4229499300400 | LAPAROSCOPIC PLASTIC HANDLE, ROTATING, WITHOUT RATCHET, WITH CONNECTOR PIN FOR COAGULATION,REUSABLE | SURGICAL INSTRUMENT TENDER
16325 | 4229500000200 | CRYOPROBE, FOR BRONCHOSCOPIC, ASSORTED SIZES AND DIAMETERS, SINGLE USE | ENDOSCOPY CONSUMABLES SUPPLIES
16326 | 4229500500100 | ENDOBRONCHIAL BLOCKER WITH BIFURCATED DISTAL TIP Y SHAPED, 2 CUFFS, RADIOPAQUE, 75 CM, 7 FR. WITH 2 SWIVEL ADAPTORS, CLEAR DEPTH MARKERS, WITH ADJUSTABLE VALVE, STERILE | RESPIRATORY AND ANESTHESIA TENDER
16327 | 4229501300000 | COVER SHEATH FOR ENDOSCOPIC ZERO DEGREE 10 MM ROUND LOCKING SYSTEM FOR SCOPE PIXELS PROTECTION ANTI FOG AND ANTI BLUR DISPOSABLE STERILE. | SUPPLEMENTARY GEN.CONS SURG SUT,LAP,ROB
16328 | 4229501300100 | COVER SHEATH FOR ENDOSCOPIC 30 DEGREE 10 MM ROUND LOCKING SYSTEM FOR SCOPE PIXELS PROTECTION ANTI FOG AND ANTI BLUR DISPOSABLE STERILE. | SUPPLEMENTARY GEN.CONS SURG SUT,LAP,ROB
16329 | 4229501300200 | COVER BEAM ( PARTIAL ) FLUOROSCOPY CLEAR X-LARGE STERILE.. | SUPPLEMENTARY GENERAL CONSUMABLES
16330 | 4229501300500 | PROTECTION TUBE, FOR STERILIZATION AND STORAGE OF ELECTRODES, LOOPS, CURETTES AND KNIVES, REUSABLE | SURGICAL INSTRUMENT TENDER
16331 | 4229501600000 | LIGHT CABLE 4.8MM, 300CM, FOR LAPAROSCOPIC, REUSABLE | SURGICAL INSTRUMENT TENDER
16332 | 4229501600200 | LIGHT CABLE 3.5MM, 300CM, FOR LAPAROSCOPIC, REUSABLE | SURGICAL INSTRUMENT TENDER
16333 | 4229501700700 | PERCUTANEOUS ENDOSCOPIC GASTROSTOMY (PEG) REPLACEMENT TUBE, LONG, BALLOON, ASSORTED SIZES | ENDOSCOPY CONSUMABLES SUPPLIES
16334 | 4229501700800 | REPLACEMENT PERCUTANEOUS ENDOSCOPIC GASTROSTOMY (PEG) TUBE RIGHT ANGLE LONG BALLOON ≥6 MOTHS DURABILITY ASSORTED SIZES | ENDOSCOPY CONSUMABLES SUPPLIES
16335 | 4229501700900 | PERCUTANEOUS ENDOSCOPIC GASTROSTOMY TUBE REPLACEMENT, SHORT, BALLOON, ASSORTED SIZES | ENDOSCOPY CONSUMABLES SUPPLIES
16336 | 4229501701100 | PERCUTANEOUS ENDOSCOPIC GASTROSTOMY AND JEJUNAL TUBE (PEG-J) COMPATIBLE WITH LEVODOPA - CARBIDOPA PUMP MACHINE, ASSORTED SIZE | ENDOSCOPY CONSUMABLES SUPPLIES
16337 | 4229501701200 | CAPSULE ENDOSCOPY DELIVERY DEVICE (FOR DIRECT PLACEMENT OF VIDEO CAPSULE INTO THE STOMACH OR SMALL INTESTINE FOR PATIENT WITH DYSPHAGIA). | ENDOSCOPY CONSUMABLES SUPPLIES
16338 | 4229501701800 | ADAPTOR (PLUG) AIR/WATER /SUCTION FOR MANUAL CLEANING FOR ENDOSCOPIC ULTRASOUND SCOPE (EUS) COMPATIBLE WITH EACH HOSPITAL SCOPE REUSABLE. | ENDOSCOPY CONSUMABLES SUPPLIES
16339 | 4229501702100 | ACTIVATOR FOR HIGH LEVEL DISINFECTANT SOLUTION FOR AUTOMATED ENDOSCOPIC REPROCESSING (AER) COMPATIBLE WITH EACH HOSPITAL MACHINE. | ENDOSCOPY CONSUMABLES SUPPLIES
16340 | 4229501800000 | PLASMA BAG FOR STORAGE OF FLEXIBLE SCOPES SIZE 60CM X 50 CM SINGLE USE COMPATIBLE WITH PLASMA TYPHOON MACHINE... | ENDOSCOPY CONSUMABLES SUPPLIES
16341 | 4229510011100 | INSERTS, TO FIT FIXATION POSTS, COMPATIBLE WITH LEKSELL FRAME, DISPOSABLE | NEUROSCIENCES CONSUMABLES SUPPLEMENTARY
16342 | 4229510011200 | MICRO NEEDLE HOLDER SINGLE SHAFT ROTATABLE FOR NEUROSURGERY REUSABLE ASSORTED SIZES AND SHAPES. | NEUROSCIENCE
16343 | 4229510011900 | DRAINAGE, CHEST,DRY SYSTEM, 1000 - 2000 CC, CLOSED SYSTEM, SINGLE CHAMBER WITH MONOMETER,SILICONE CONNECTION TUBES, DISPOSABLE, STER ILE | GENERAL MEDICAL CONSUMABLES
16344 | 4229510012000 | ENDOSCOPIC APPLICATOR, FOR HEMOSTATIC MATRIX WITH THRMOBIN, FOR LAPAROSCOPIC, 40cm ( + /- 2cm) , DISPOSABLE, ST | GENERAL MEDICAL CONSUMABLES
16345 | 4229510012100 | SUCTION SHEETH WITH SENSOR, FOR INTRA RENAL PRUSSER GUIDE, HYDROPHILIC COATED, SIZE ID 12FR, OD 14 FR, LENGTH 40 CM, RADIO-OPAQUE, S TERILE. | GENERAL MEDICAL CONSUMABLES
16346 | 4229510012200 | MESH SURGICAL LONG TERM FULLY ABSORBABLE MONOFILAMENT FOR HERNIA REPAIR MADE OF POLY-4-HYDROXYBUTYRATE, 10 X 40 CM ( +/- 3 CM ), STE RILE | GENERAL MEDICAL CONSUMABLES
16347 | 4229510012300 | MESH, TRI-LAYER 3D SCAFFOLD BIOMATERIAL, POLYGLYCOLIC ACID AND TRIMETHYLENE CARBONATE MACROPOROUS, MONOFILAMENT PTFE KNIT, 30X30CM ( +/-1CM) RECTANGLE | GENERAL MEDICAL CONSUMABLES
16348 | 4229510012400 | SET, SHEATH, URETERAL ACCESS, 11/13 FRENCH, 35 CM (+/- 2CM) , DISPOSABLE, STERILE | GENERAL MEDICAL CONSUMABLES
16349 | 4229510012500 | LOOP, VESSEL, MINI, BLUE COLORED, DISPOSABLE, STERILE | GENERAL MEDICAL CONSUMABLES
16350 | 4229510012600 | POUCH, FOR LAPAROSCOPIC, FOR SPECIMEN, RETRIEVAL, MULTIPLE USE ON ONE SURGERY, WITH ROUND METAL, ERGONOMIC DOUBLE RING HANDLE, SHAFT SIZE 10-11 MM DIAMETER, BAG VOLUME 200-500 ML, SHAFT CAN BE REMOVED SEPARATELY FROM THE POUCH, DISPOSABLE, STERILE | OBESITY/ENDOSCOPIC SURGERY/SUTURING & ROBOTIC SURGERY
16351 | 4229510400900 | BIPOLAR, ERASER, HEMOSTATIC, OPHTHALMIC, CURVED, ASSORTED GAUGES, 2 PIN CABLE CONNECTOR, COMPATIBLE WITH THE HOSPITAL MACHINE, STERILE | OPHTHALMOLOGY SUPPLIES SUPPLEMENTARY
16352 | 4229510401000 | CAUTERY, ELECTROSURGICAL HAND HELD BATTERY OPERATED, LOW TEMPERATURE, DISPOSABLE, STERILE | OPHTHALMOLOGY SUPPLIES SUPPLEMENTARY
16353 | 4229510401700 | BIPOLAR, ERASER, HEMOSTATIC, OPHTHALMIC, STRAIGHT POINTED ,ASSORTED GAUGES, 2 PIN CABLE CONNECTOR, COMPATIBLE WITH THE HOSPITAL MACHINE, STERILE | OPHTHALMOLOGY SUPPLIES SUPPLEMENTARY
16354 | 4229510402200 | CYSTOTOME, ELECTROSURGICAL, SINGLE USE, (CYSTOENTEROSTOMY) WITH NEEDLE ASSORTED SIZES AND DIAMETER | ENDOSCOPY CONSUMABLES SUPPLIES
16355 | 4229510402300 | CYSTOTOME, ELECTROSURGICAL, SINGLE USE, (CYSTOENTEROSTOMY) WITHOUT NEEDLE ASSORTED SIZES AND DIAMETER | ENDOSCOPY CONSUMABLES SUPPLIES
16356 | 4229510701100 | BIN TOOLS, FOR STORAGE, WHICH CAN BE STACKED ON SHELVES OR HUNG ON RACKS, INDUSTRIAL GRADE POLYMER SIZE 22 X 40 X 62 CM OR EQUIVALENT | STERILIZATION SUPPLIES (CSSD) CONSUMABLE
16357 | 4229511100400 | POSITIONING MOBILE SYSTEM FOR KNEE JOINT ARTHROSCOPY, WITH ALL RELATED ACCESSORIES | ORTHOPEDIC & SPINAL SUPPLIES
16358 | 4229511100900 | PAD PATIENT PAD TRENDELENBURG POSITIONING KIT 1 SINGLE USE PAD 1 LIFT SHEET 2 SINGLE USE BODY STRAPS. | SUPPLEMENTARY GENERAL CONSUMABLES
16359 | 4229511101000 | KIT TURN AND POSITION SYSTEM CONTAINS (1) GLIDE SHEET WITH MULTIPLE HANDLES 90 X 140CM (+/- 10CM) (1) BODY WEDGE (1) BODY WEDGE WITH ANCHOR (1) MICROCLIMATE BODY PAD 90 X 140CM (+/- 10CM) ABSORPTION CAPABILITY NOT LESS THAN 2 L SINGLE PATIENT USE WEIGHT CAPACITY NOT LESS THAN 200 KG. | SUPPLEMENTARY GEN.SUPPLIES NURS,BURN
16360 | 4229511101100 | SYSTEM, POSITIONING MOBILE FOR SHOULDER JOINT ARTHROSCOPY, WITH ALL RELATED ACCESSORIES | ORTHOPEDIC & SPINAL SUPPLIES
16361 | 4229511200100 | SPINAL UNIVERSAL JACKSON KIT FOR SAFER PATIENT POSITIONING AND REDUCING PRESSURE INJURY KIT INCLUDES: 1 SLOTTED HEAD REST WITH MEMORY FOAM LAYER 1 PAIR OF ARM CRADLES 4 UNIVERSAL ROUND HIP AND THIGH PAD COVERS WITH DERMAPROX 1 TORSO LIFT COVER. | SUPPLEMENTARY GENERAL CONSUMABLES
16362 | 4229511400200 | PACK, PHACO, COMPATIBLE WITH J<(>&<)>J MACHINE, DISPOSABLE, STERILE. WITH FREE OF CHARGE ASSORTED TIP AS PER HOSPITAL REQUEST | OPHTHALMOLOGY SUPPLIES
16363 | 4229511400800 | PACK, VITRECTOMY, POSTERIOR, STELLARIS ELITE WITH AIR FORCE INFUSION (AFI), 23 GAUGE, STERILE | OPHTHALMOLOGY SUPPLIES SUPPLEMENTARY
16364 | 4229511400900 | PACK, VITRECTOMY, ANTERIOR, COMPATIBLE WITH CONSTELLATION MACHINE, DISPOSABLE, STERILE | OPHTHALMOLOGY SUPPLIES
16365 | 4229511401600 | PACK, VITRECTOMY, ANTERIOR, COMPATIBLE WITH OERTLI MACHINE, AS PER HOSPITAL REQUEST, DISPOSABLE, STERILE | OPHTHALMOLOGY SUPPLIES
16366 | 4229511401700 | PACK, PHACO, GRAVITY INTREPID, WITH FULL ACCESSORIES, AS PER HOSPITAL REQUEST, COMPATIBLE WITH CENTURION MACHINE, DISPOSABLE, STERILE | OPHTHALMOLOGY SUPPLIES
16367 | 4229511401800 | PACK, VITRECTOMY, ANTERIOR, COMPATIBLE WITH CENTURION MACHINE, DISPOSABLE, STERILE | OPHTHALMOLOGY SUPPLIES
16368 | 4229511402100 | PHACO/VITRECTOMY, CONSTELLATION TOTAL PLUS PACK, MINIMUM OF 7500 CPM, 25 GAUGE, WITH FULL ACCESSORIES, DISPOSABLE, STERILE | OPHTHALMOLOGY SUPPLIES
16369 | 4229511402400 | PACK, VITRECTOMY, POSTERIOR, TOTAL PLUS PACK MINIMUM OF 7500 CPM 27 GAUGE, COMPATIBLE WITH CONSTELLATION, DISPOSABLE, STERILE | OPHTHALMOLOGY SUPPLIES
16370 | 4229511600100 | SHEET STICKY MAT BLUE SIZE 90X 60 CM (+/- 10CM).. | SUPPLEMENTARY GEN.SUPPLIES NURS,BURN
16371 | 4229512300000 | ASPIRATOR MECONIUM (MECONIUM REMOVAL DEVICE): SUCTION CONTROL PORT FOR INTERMITTENT SUCTIONING ATTACHES TO ALL ENDOTRACHEAL TUBES FEATURED IN THE TEXTBOOK OF NEONATAL RESUSCITATION ACRYLIC LENGTH: 83 MM THUMB PORT OPENING: 10 MM (I.D.) FREE OF LATEX FREE OF DEHP DISPOSABLE STERILE.. | SUPPLEMENTARY GEN.SUPPLIES NURS,BURN
16372 | 4229512300500 | DEVICE SUCTION/ IRRIGATION SIZE: 5MM 32-38 CM DISPOSABLE STERILE. | SUPPLEMENTARY GEN.CONS SURG SUT,LAP,ROB
16373 | 4229512300600 | SYSTEM COMPLETE VACUUM DELIVERY WITH PALM PUMP FEATURES VAC - OMNICUP WITH TRACTION FORCE INDICATOR DISPOSABLE.. | SUPPLEMENTARY GENERAL CONSUMABLES
16374 | 4229512401100 | HOLDER, ARTICULATED STAND L-SHAPED, REUSABLE | SURGICAL INSTRUMENT TENDER
16375 | 4229514101200 | ASPIRATION AND ANTICOAGULATION COLLECTION KIT (INCLUDING TABLE LINE RESERVOIR.) FOR CELL SAVER MUST BE COMPATIBLE WITH HOSPITAL MACHINE DISPOSABLE STERILE.. | CARDIOVASCULAR SURGERY CONSUMABLES
16376 | 4229514301200 | BLADE ELECTROSURGERY COATED BLADE EXTENDED ELECTRODE INSULATED TOTAL LENGTH: 15 -18 CM ACTIVE LENGTH: 5-6 MM DISPOSABLE STERILE... | SUPPLEMENTARY GENERAL CONSUMABLES
16377 | 4229514301300 | CORD ELECTROSURGERY FOOTSWITCHING BIPOLAR CORD COMPATIBLE WITH ALL ELECTROSURGICAL GENERATORS MOLDED PLUG 3-4.5 M DISPOSABLE STERILE.. | SUPPLEMENTARY GENERAL CONSUMABLES
16378 | 4229514301400 | ELECTRODE RETURN ELECTROSURGERY FOR PATIENT FOR PEDIATRIC WEIGHING BETWEEN (0.35 KG AND 22 KG) SOFT WITH VISCOELASTIC POLYMERFOR THE BEN EFITS OF A PRESSURE REDUCTION PAD LARGE ELECTRODE SIZE AND DESIGN ENSURES OPTIMUM SAFETY AND PREVENT PLATE SITE BURN REUSABLE S = IGNIFICANTLY REDUCES COST PER PROCEDURE EASY SET-UP NO SHAVING OR SEARCHING FOR AN ADEQUATE PATIENT PAD SITE NO ADHESIVE-RELATED SKIN IRRITATIONS LIGHT WEIGHT.. | SUPPLEMENTARY GENERAL CONSUMABLES
16379 | 4229514302400 | TUBING ELECTROSURGERY LAPAROSCOPIC TUBING CONNECTS DIRECTLY TO SMOKE EVACUATOR IN-LINE VALVE ENABLES CONTROLLED SMOKE EVACUATION.. | SUPPLEMENTARY GENERAL CONSUMABLES
16380 | 4229514302900 | TIP BLADE ELECTROSURGICAL PTFE COATED NON STICK SIZE 4 INCH DISPOABLE STERILE INDIVIDUAL PACKING.. | SUPPLEMENTARY GENERAL CONSUMABLES
16381 | 4229514303100 | TIP BLADE ELECTROSURGICAL PTFE COATED NON STICK SIZE 2.5 INCH DISPOABLE STERILE INDIVIDUAL PACKING.. | SUPPLEMENTARY GENERAL CONSUMABLES
16382 | 4229514303500 | ELECTROSURGERY DIATHERMY PENCILLATE DETACHABLE 10 FT CABLE DISPOSABLE STERILE (UNIVERSAL PLUG TO FIT ALL TYPES OF ELECTROSURGERY MACHINES MUST BE PROVIDED FOC WHENEVER NECESSARY).. | SUPPLEMENTARY GENERAL CONSUMABLES
16383 | 4229514304200 | ECG ELECTRODE (ADULT) MRI COMPATIBLE | RESPIRATORY AND ANESTHESIA TENDER
16384 | 4229514304400 | ELECTRODE ECG PEDIATRIC MONITORING ROUND | RESPIRATORY AND ANESTHESIA TENDER
16385 | 4229514306300 | NEEDLE ELECTRODE PTFE COATED SHARP TIP HEAD MICRO CUTTING MODIFIED WITH INSULATED COVER SIZE 2 INCH DISPOSABLE STERILE.. | SUPPLEMENTARY GENERAL CONSUMABLES
16386 | 4229514306800 | PENCIL TORCH USING PLASMA TECHNOLOGY ADJUSTABLE SIZE 1/2 X 5 INCH DISPOSABLE STERILE. | SUPPLEMENTARY GENERAL CONSUMABLES
16387 | 4229514307200 | ENDOSCOPIC VESSEL HARVESTING DEVICE DISPOSABLE STERILE. | CARDIOVASCULAR SURGERY CONSUMABLES
16388 | 4229514308400 | BIPOLAR CABLE, REUSABLE FOR THE NONSTICK BAYONET INSULATED BIPOLAR FORCEPS, 3 - 5 METER (UNIVERSAL ADAPTER MUST BE PROVIDED FOR 5 BIPOLAR CABLES), SPINAL | ORTHOPEDIC & SPINAL SUPPLIES
16389 | 4229514309700 | NONSTICK STRAIGHT INSULATED BIPOLAR FORCEPS 19 CM, 1 MM TIP, SPINAL | ORTHOPEDIC & SPINAL SUPPLIES
16390 | 4229514309800 | NONSTICK STRAIGHT INSULATED BIPOLAR FORCEPS 19 CM, 1.5 MM TIP, SPINAL | ORTHOPEDIC & SPINAL SUPPLIES
16391 | 4229514310000 | FILTER ELECTROSURGERY CHARCOAL OR CARBON TO REMOVE VERY SMALL PARTICLE IN SMOKE EVACUATION NON-STERILE.. | SUPPLEMENTARY GENERAL CONSUMABLES
16392 | 4229514310400 | MONOPOLAR ELECTRODE PENCIL WITH FINGER SWITCH FOR COAGULATION AND CUT , NON ADHESIVE TIP WITH SMOKE SUCTION MECHANISM,WITH EXPANDABLE SPATULA ELECTRODE, SPINAL | ORTHOPEDIC & SPINAL SUPPLIES
16393 | 4229514312600 | ELECTROSURGERY BIPOLAR FORCEPS HIGHLY POLISHED TIPS LIGHT CLOSING FORCE WELL BALANCED AND NYLON COATING RESIST ABRASION 1.5 MM TIP X 7 IN. (17.8 CM) STERILE (UNIVERSAL PLUG TO FIT ALL TYPES OF ELECTROSURGERY MACHINES MUST BE PROVIDED FOC WHENEVER NECESSARY).. | SUPPLEMENTARY GENERAL CONSUMABLES
16394 | 4229514312900 | NEEDLE ELECTRODE PTFE COATED SHARP TIP HEAD MICRO CUTTING MODIFIED WITH INSULATED COVER SIZE 2.5 INCH DISPOSABLE STERILE.. | SUPPLEMENTARY GENERAL CONSUMABLES
16395 | 4229514315400 | COLORADO MICRODISSECTION NEEDLE MONOPOLAR ELECTRODE INSULATED WITH EXPOSED ULTRA-SHARP TUNGSTEN TIP.. | SUPPLEMENTARY DENTAL SUPPLIES
16396 | 4229514317500 | BLADE ULTRASONIC HOOK WITH TORQUE WRENCH ADJUSTABLE LENGTH SHAFT LENGTH: 4 CM TO 9 CM FOR OPEN SEALING AND DISSECTING DISPOSABLE STERILE.. | SUPPLEMENTARY GENERAL CONSUMABLES
16397 | 4229514317600 | BLADE ULTRASONIC COMBINATION HOOK WITH TORQUE WRENCH ADJUSTABLE LENGTH SHAFT LENGTH: 4 CM TO 9 CM FOR OPEN SEALING AND DISSECTING DISPOSABLE STERILE.. | SUPPLEMENTARY GENERAL CONSUMABLES
16398 | 4229514317700 | BLADE ULTRASONIC CURVED TIP WITH TORQUE WRENCH ADJUSTABLE LENGTH SHAFT LENGTH: 4 CM TO 9 CM FOR OPEN SEALING AND DISSECTING DISPOSABLE STERILE.. | SUPPLEMENTARY GENERAL CONSUMABLES
16399 | 4229514317900 | ELECTRODE, COAGULATION AND DISSECTING 5 MM X 33 to 37 CM HOOK L SHAPED DISTAL TIP WITH SUCTION CHANNEL WITHOUT TRUMPET AUTOCLAVABLE REUSABLE FOR LAPAROSCOPY | SURGICAL INSTRUMENT TENDER
16400 | 4229514318200 | ELECTRODE ECG. FOR CARDIAC MONITOR (3 LEAD) OR NEWBORN RADIOLUCENT 25 MM (1 INCH) CIRC RADIOLUCENT WILL NOT APPEAR ON X - RAY IMAGES PRE - WIRED ELECTRODES HYDROGEL CENTER HYDROCOLLOID BORDER MULTI - COLORED WIRES NOT MADE WITH NATURAL RUBBER LATEX OR PLASTICIZER DEHP SETS OF THREE INDIVIDUALLY PACKAGED COMPATIBLE WITH PHILIPS CARDIAC MONITOR.. | SUPPLEMENTARY GEN.SUPPLIES NURS,BURN
16401 | 4229514318300 | ELECTRODE ECG SILVER GEL BASED ADHESIVE TAB TYPE DISPOSABLE STERILE.. | SUPPLEMENTARY GEN.SUPPLIES NURS,BURN
16402 | 4229514318400 | ELECTRODE ELECTROCARDIOGRAPHIC SILVER CHLORIDE GEL BASED PREWIRED PREMIE INFANT PHILIPS OR EQUIVALENT AGILENT.. | SUPPLEMENTARY GEN.SUPPLIES NURS,BURN
16403 | 4229514318600 | ELECTRODE ELECTROCARDIOGRAPHIC SILVER CHLORIDE PREWIRED PEDIATRIC.. | SUPPLEMENTARY GEN.SUPPLIES NURS,BURN
16404 | 4229514318900 | ELECTRODE FETAL SCALP LATEX AND DEHP FREE SINGLE HELIX TO BE COMPLIANT WITH ALL MAJOR FETAL MONITORS TO BE PROVIDED WITH ELECTRODE ATTACHMENT FOR EACH PIECE AND APPROPRIATE CABLES ONE CABLE FOR EVERY 50 PIECE.. | SUPPLEMENTARY GENERAL CONSUMABLES
16405 | 4229514319000 | ELECTRODE NEEDLE / PROBE 5 MM X 25-29 CM WITH HOLES IN THE TIP OF THE SHAFT WITH MULTIFUNCTIONAL PISTOL OR PENCIL GRIP ELECTROSURGERY SYSTEM DISPOSABLE STERILE. | SUPPLEMENTARY GEN.CONS SURG SUT,LAP,ROB
16406 | 4229514319100 | ELECTRODE NEEDLE / PROBE 5 MM X 33-36 CM WITH HOLES IN THE TIP OF THE SHAFT WITH MULTIFUNCTIONAL PISTOL OR PENCIL GRIP ELECTROSURGERY SYSTEM DISPOSABLE STERILE. | SUPPLEMENTARY GEN.CONS SURG SUT,LAP,ROB
16407 | 4229514319400 | PENCIL FOR ELECTROSURGERY FOR SMOKE EVACUATION DISPOSABLE STERILE.. | SUPPLEMENTARY GENERAL CONSUMABLES
16408 | 4229514319500 | PENCIL FOR ELECTROSURGERY WITH TELESCOPIC EXTENDABLE NOSE ATTACHED TUBING ( SMOKE EVACUATION ) DISPOSABLE STERILE.. | SUPPLEMENTARY GENERAL CONSUMABLES
16409 | 4229514319600 | PENCIL FOR ELECTROSURGERY TRIGGER GRIP METHOD FOR SMOKE EVACUATION MOST ERGONOMIC GRIP PRE - ATTACHED TUBING DISPOSABLE STERILE.. | SUPPLEMENTARY GENERAL CONSUMABLES
16410 | 4229514319700 | PENCIL FOR ELECTROSURGERY WITH ADVANCED CUTTING EFFECT BLADE CAN BE SAFELY USED FROM SKIN TO SKIN INCISION COAGULATION AND DISSECTION WITH UNIQUE GEOMETRY BLADE GLIDES THROUGH TOUGH TISSUE WITH EASE AND PRECISION CUTS SKIN LIKE A SCALPEL WITHOUT HAVING A RAZORS EDGE AND CAN BE USED IN THE WHOLE PROCEDURE PTFE NON - STICK COATING MINIMIZES ESCHAR BUILDUP HOLSTERILE DISPOSABLE STERILE.. | SUPPLEMENTARY GENERAL CONSUMABLES
16411 | 4229514319800 | PLATE ELECTROSURGERY PATIENT RETURN ELECTRODE PLATE WITH UNIVERSAL PLUG AND CORD COMPATIBLE WITH ALL ELECTROSURGICAL GENERATORS COMPLETE SET FOR PEDIATRICS DISPOSABLE STERILE.. | SUPPLEMENTARY GENERAL CONSUMABLES
16412 | 4229514319900 | TIP EXTENDED FOR SPRAY FOR LAPAROSCOPIC CASES 29 CM ( +/- 1 CM ) DISPOSABLE STERILE.. | SUPPLEMENTARY GEN.CONS SURG SUT,LAP,ROB
16413 | 4229514320100 | TISSUE SEALER BIPOLAR FOR LAPAROSCOPIC 5 MM WITH FENESTRATED STRAIGHT JAWS USED FOR GRASPING COAGULATION DISSECTION AND CUTTING 33-37 CM LONG PROVIDED WITH NECESSARY CABLE AND UNIVERSAL ADAPTOR DISPOSABLE STERILE.. | SUPPLEMENTARY GEN.CONS SURG SUT,LAP,ROB
16414 | 4229514320200 | PLATE ELECTROSURGERY PATIENT RETURN ELECTRODE PLATE WITH UNIVERSAL PLUG AND CORD COMPATIBLE WITH ALL ELECTROSURGICAL GENERATORS COMPLETE SET FOR ADULT DISPOSABLE STERILE.. | SUPPLEMENTARY GENERAL CONSUMABLES
16415 | 4229514320300 | PLATE ELECTROSURGERY PATIENT RETURN ELECTRODE PLATE WITH UNIVERSAL PLUG AND CORD COMPATIBLE WITH ALL ELECTROSURGICAL GENERATORS COMPLETE SET FOR NEONATES DISPOSABLE STERILE.. | SUPPLEMENTARY GENERAL CONSUMABLES
16416 | 4229514320700 | CABLE, RADIOFREQUENCY ELECTRODE, 100 MM, LATEX FREE, DISPOSABLE | RESPIRATORY AND ANESTHESIA TENDER
16417 | 4229514320800 | CABLE, RADIOFREQUENCY ELECTRODE, 150 MM, LATEX FREE, DISPOSABLE | RESPIRATORY AND ANESTHESIA TENDER
16418 | 4229514321200 | BALL ELECTRODE, ACCORDING TO ELECTROCAUTERY HYFRECATOR 2000 MODEL, OR EQUIVALENT, DISPOSABLE | OPHTHALMOLOGY SUPPLIES
16419 | 4229514322000 | BIPOLAR FORCEPS, MCPHERSON ANGLED, TWO PIN CONNECTOR, NON-STICK TIPS, INSULATED, FLAT HANDLE, TOTAL LENGTH RANGE 80 TO 120 MM, AS PER HOSPITAL REQUEST, REUSABLE | OPHTHALMOLOGY SUPPLIES
16420 | 4229514323000 | CALIBRATION, SCANNER TARGETS, FOR EXCIMER WAVELIGHT MACHINE | OPHTHALMOLOGY SUPPLIES
16421 | 4229514323800 | FORCEPS, DISSECTING AND GRASPING, RIGHT-ANGLED 10MM, WORKING LENGTH 330 - 360 MM, WITH DISENGAGEABLE METAL RATCHET, WITH LARGER CONTACT AREA AT THE FINGER RING, REUSABLE | SURGICAL INSTRUMENT TENDER
16422 | 4229514323900 | FORCEPS DISSECTING AND GRASPING RIGHT-ANGLED 5MM 360MM WITH DISENGAGEABLE RATCHET WITH LARGER CONTACT AREA AT THE FINGER RING REUSAB LE | SURGICAL INSTRUMENT TENDER
16423 | 4229514324000 | FORCEPS, MARYLAND, DISSECTING AND GRASPING, ROTATING WITH CONNECTOR PIN, FOR UNIPOLAR COAGULATION, SIZE 5 MM, LENGTH 36 CM, ATRAUMATIC DOUBLE ACTION JAWS, WITH DISENGAGEABLE RATCHET WITH LARGER CONTACT AREA AT THE FINGER RING, REUSABLE | SURGICAL INSTRUMENT TENDER
16424 | 4229514324100 | FORCEPS, DISSECTING AND GRASPING, ROTATING WITH CONNECTOR PIN FOR UNIPOLAR COAGULATION SIZE 5 MM LENGTH 36 CM ATRAUMATIC FENESTRATED DOUBLE ACTION JAWS PLASTIC HANDLE WITH DISENGAGEABLE RATCHET WITH LARGER CONTACT AREA AT THE FINGER RING REUSABLE | SURGICAL INSTRUMENT TENDER
16425 | 4229514324200 | FORCEPS, DISSECTING AND GRASPING, ROTATING WITH CONNECTOR PIN FOR UNIPOLAR COAGULATION SIZE 5 MM LENGTH 36 CM ATRAUMATIC FENESTRATED SINGLE ACTION JAWS WITH DISENGAGEABLE RATCHET WITH LARGER CONTACT AREA AT THE FINGER RING REUSABLE | SURGICAL INSTRUMENT TENDER
16426 | 4229514324300 | SPATULA ELECTRODE 5 MM WL=360 MM REUSABLE | SURGICAL INSTRUMENT TENDER
16427 | 4229514324400 | BIPOLAR FORCEPS, LAPAROSCOPIC, DIAMETER 5 MM, COMPLETE W/SPRING HANDLE, AND NON-RETRACTING JAWS, LENGTH 30 - 36 CM, REUSABLE | SURGICAL INSTRUMENT TENDER
16428 | 4229514325600 | APPLICATOR STRAIGHT WITH MONOPOLAR RELATED TO ELECTROSURGICAL FUNCTIONAL LENGTH 80 MM WITH SUCTION FOR LIVER SURGERY COMPATIBLE WITH HOSPITAL MACHINE DISPOSABLE STERILE. | SUPPLEMENTARY GENERAL CONSUMABLES
16429 | 4229514329100 | LEEP SQUARE 10 X 7-8 MM FOR CAUTERY IN GYNECOLOGY PROCEDURE STERILE. | SUPPLEMENTARY GENERAL CONSUMABLES
16430 | 4229514329200 | CUTTING LOOP UNIPOLAR ANGLED 13 FR REUSABLE. | SURGICAL INSTRUMENT TENDER
16431 | 4229514329300 | CUTTING LOOP UNIPOLAR COAGULATION ELECTRODE BALL END 5MM 13 FR REUSABLE. | SURGICAL INSTRUMENT TENDER
16432 | 4229514329500 | CUTTING LOOP UNIPOLAR CUTTING ELECTRODE POINTED 13 FR REUSABLE. | SURGICAL INSTRUMENT TENDER
16433 | 4229514329600 | CUTTING LOOP UNIPOLAR CUTTING ELECTRODE POINTED 24/26 FR REUSABLE. | SURGICAL INSTRUMENT TENDER
16434 | 4229514329800 | CUTTING LOOP UNIPOLAR STRAIGHT 26 FR REUSABLE. | SURGICAL INSTRUMENT TENDER
16435 | 4229514330000 | HANDPIECE MALLEABLE BEAM SINGLE FUNCTION 15.2 CM X 3M CORD / COMPATIBLE WITH ARGON MACHINE STERILE DISPOSABLE.... | SUPPLEMENTARY GENERAL CONSUMABLES
16436 | 4229514330100 | HANDPIECE MALLEABLE BEAM SINGLE FUNCTION 7.6 CM X 3M CORD COMPATIBLE / WITH ARGON MACHINE STERILE DISPOSABLE.... | SUPPLEMENTARY GENERAL CONSUMABLES
16437 | 4229514330400 | UNIVERSAL DENTAL ELECTROSURGICAL/ ELECTROCAUTERY TIP REFILLS, ASSORTED SHAPES AND SIZES COMPATIBLE WITH EACH HOSPITAL DEVICE | DENTAL GENERAL SUPPLIES
16438 | 4229514800600 | PATIENT/INSTRUMENT TRACKER USED FOR ELECTROMAGNETIC NAVIGATION SYSTEM INCLUDING ADHESIVE PAD, AS PER END USER REQUESTE. | EAR, NOSE & THROAT SUPPLIES (ENT)
16439 | 4229514800700 | PEDIATRIC NAVIGATED BLADE 3 MMX 13 CM | EAR, NOSE & THROAT SUPPLIES (ENT)
16440 | 4229514801200 | POINTER, FOR SPINAL NAVIGATED PROCEDURES | ORTHOPEDIC & SPINAL SUPPLIES
16441 | 4229515700100 | BEACH CHAIR KIT, DISPOSABLE FACEMASK | ORTHOPEDIC & SPINAL SUPPLIES
16442 | 4229515700300 | POSITIONING HEAD BAND, WITH OPEN FACE DESIGN, VELCRO CLOSURE, COMPATIBLE WITH STEREOTACTIC SYSTEM, DISPOSABLE, STERILE | NEUROSCIENCES CONSUMABLES SUPPLEMENTARY
16443 | 4229516000000 | BAG, FOR FLUID COLLECTION, WITH WICK, 10CM X 15CM (+ / - 2CM), (100CC CAPACITY), ADHESIVE | OPHTHALMOLOGY SUPPLIES SUPPLEMENTARY
16444 | 4229516000400 | PACK, PHACO, AS PER HOSPITAL REQUEST, COMPATIBLE WITH CONSTELLATION MACHINE, DISPOSABLE, STERILE | OPHTHALMOLOGY SUPPLIES
16445 | 4229516000500 | TIP, MINI FLARED, KELMAN, 30 DEGREES, COMPATIBLE WITH ALCON PHACO HANDPIECE MACHINE, DISPOSABLE, STERILE | OPHTHALMOLOGY SUPPLIES
16446 | 4229516000600 | PACK, PHACO, ACTIVE INTREPID, WITH FULL ACCESSORIES, AS PER HOSPITAL REQUEST, COMPATIBLE WITH CENTURION MACHINE, DISPOSABLE, STERILE | OPHTHALMOLOGY SUPPLIES
16447 | 4229516000800 | PACK, PHACO, WITHOUT TIP, COMPATIBLE WITH OERTLI FAROS MACHINE, DISPOSABLE, STERILE | OPHTHALMOLOGY SUPPLIES
16448 | 4229516000900 | KIT, VISCOUS FLUID CONTROL (VFC), MUST INCLUDE (CANNULA / TIP, SYRINGE, TUBING), COMPATIBLE WITH ALCON CONSTELLATION MACHINE, DISPOSABLE, STERILE | OPHTHALMOLOGY SUPPLIES
16449 | 4229516001000 | PACK, VITRECTOMY, ANTERIOR, COMPATIBLE WITH J<(>&<)>J MACHINE(SIGNATURE OR SIGNATURE PRO OR VERITAS), ASSORTED GAUGES, DISPOSABLE, STERILE | OPHTHALMOLOGY SUPPLIES
16450 | 4229516001100 | TIP, COMPATIBLE J<(>&<)>J PHACO HANDPIECE, ASSORTED GAUGES AS PER HOSPITAL REQUEST, DISPOSABLE, STERILE | OPHTHALMOLOGY SUPPLIES
16451 | 4229516001300 | TIP, COMPATIBLE WITH OERTLI PHACO HANDPIECE, ASSORTED AS PER HOSPITAL REQUEST, DISPOSABLE, STERILE | OPHTHALMOLOGY SUPPLIES
16452 | 4229516001700 | ENDOLASER PROBE, ILLUMINATED, 27 GAUGE, ARTICULATING, RFID CONSTELLATION CONNECTOR, DISPOSABLE, STERILE | OPHTHALMOLOGY SUPPLIES
16453 | 4229516001800 | HANDPIECE, FRAGMATOME, COMPATIBLE WITH CONSTELLATION MACHINE, REUSABLE | OPHTHALMOLOGY SUPPLIES
16454 | 4229516001900 | HANDPIECE, PHACO, COMPATIBLE WITH CENTURION MACHINE, REUSABLE | OPHTHALMOLOGY SUPPLIES
16455 | 4229516002300 | PACK, PHACO, WITH CASSETTE, EASY TIP 2.2 MM, COMPATIBLE WITH OS4 OERTLI MACHINE, DISPOSABLE, STERILE | OPHTHALMOLOGY SUPPLIES
16456 | 4229516002500 | PACK, PHACO, COMPATIBLE WITH OERTLI FAROS MACHINE WITH TIP, EASY TIP 2.2 MM, DISPOSABLE, STERILE | OPHTHALMOLOGY SUPPLIES
16457 | 4229516003900 | TIP COAXIAL I/A SIZE RANGE 0.25 TO 0.35MM WITH ACCESSORIES COMPATIBLE WITH FEMALE CONNECTOR HANDPIECE TIPS SPES AS PER HOSPITAL REQUEST REUSABLE...,<(>,<)> | OPHTHALMOLOGY SUPPLIES
16458 | 4229516004700 | HANDPIECE, BI-MANUAL, I/A, 23 GAUGE, ASPIRATION HANDPIECE OPENING 0.3MM, IRRIGATION HANDPIECE OPENING NOT LESS THAN 0.5MM, CURVED TIP, DISPOSABLE, STERILE | OPHTHALMOLOGY SUPPLIES
16459 | 4229516201100 | IRRIGATION TUBING FOR FLEXIBLE URETEROSCOPY MANUAL PUMP PRESSURE CONTROL CHAMBER 1 SPIKE SINGLE USE STERILE... | SUPPLEMENTARY GENERAL CONSUMABLES
16460 | 4229516301900 | ENDOLASER PROBE, ILLUMINATED, CURVED, 23 GAUGE, COMPATIBLE WITH IRIDEX MACHINE, DISPOSABLE, STERILE | OPHTHALMOLOGY SUPPLIES
16461 | 4229516302600 | ENDOLASER PROBE, ILLUMINATED, CURVED, 23 GAUGE, COMPATIBLE QUANTEL MACHINE, DISPOSABLE, STERILE | OPHTHALMOLOGY SUPPLIES
16462 | 4229516302800 | ENDOLASER PROBE, 23 GAUGE, STRAIGHT, COMPATIBLE WITH CONSTELLATION MACHINE, DISPOSABLE, STERILE | OPHTHALMOLOGY SUPPLIES SUPPLEMENTARY
16463 | 4229516303000 | ENDOLASER PROBE, ILLUMINATED, 25 GAUGE, FLEXIBLE CURVED, RFID CONSTELLATION CONNECTOR, DISPOSABLE, STERILE | OPHTHALMOLOGY SUPPLIES
16464 | 4229516303100 | KIT, REFRACTIVE FEMTOSECOND LASER TREATMENT, FOR IFS MACHINE OR EQUIVALENT, DISPOSABLE, STERILE | OPHTHALMOLOGY SUPPLIES
16465 | 4229516303600 | ENDOLASER PROBE 23 GAUGE DIRECTIONAL COMPATIBLE WITH DORC CONNECTOR STERILE. | OPHTHALMOLOGY SUPPLIES SUPPLEMENTARY
16466 | 4229516306000 | ENDOLASER PROBE, 23 GAUGE, DIRECTIONAL, COMPATIBLE WITH IRIDEX MACHINE, DISPOSABLE, STERILE | OPHTHALMOLOGY SUPPLIES
16467 | 4229516306400 | ENDOLASER PROBE, ILLUMINATED, 23 GAUGE, FLEXIBLE CURVED, RFID CONSTELLATION CONNECTOR, DISPOSABLE, STERILE | OPHTHALMOLOGY SUPPLIES
16468 | 4229516307200 | ENDOLASER PROBE, ILLUMINATED, 25 GAUGE, STEPPED, CURVED, DORC CONNECTOR, WITH ILLUMINATED CONNECTOR, STERILE | OPHTHALMOLOGY SUPPLIES
16469 | 4229516307300 | ENDOLASER PROBE, ILLUMINATED, 25 GAUGE, CURVED, COMPATIBLE WITH IRIDEX MACHINE, DISPOSABLE, STERILE | OPHTHALMOLOGY SUPPLIES
16470 | 4229516333600 | ENDOLASER PROBE, ILLUMINATED, 23 GAUGE, STEPPED, CURVED, DORC CONNECTOR, WITH ILLUMINATED CONNECTOR, STERILE | OPHTHALMOLOGY SUPPLIES SUPPLEMENTARY
16471 | 4229516333800 | ENDOLASER PROBE, 25 GAUGE, DIRECTIONAL, COMPATIBLE WITH DORC CONNECTOR, STERILE | OPHTHALMOLOGY SUPPLIES SUPPLEMENTARY
16472 | 4229516700000 | SUCTION TUBE, FINGER CONTROL ANGLED, MALLEABLE, 8IN WORKING LENGTH, ASSORTED FRENCH SIZES 6 TO 12 OR EQUIVALENT, SPINAL | ORTHOPEDIC & SPINAL SUPPLIES
16473 | 4229516701900 | TWO PART ADJUSTABLE SEPTAL BUTTON SILICON SIZE 3 CM | EAR, NOSE & THROAT SUPPLIES (ENT)
16474 | 4229516702300 | SET TUBING AND EXTENDER TILTER TUBING DISPOSABLE. | SUPPLEMENTARY GENERAL CONSUMABLES
16475 | 4229516800300 | FILTER ( FLUID TRAP ) ELECTROSURGERY SMOKE EVACUATOR FILTER NON-STERILE.. | SUPPLEMENTARY GENERAL CONSUMABLES
16476 | 4229517101100 | DRAIN JACKSON PRATT SILICONE FLAT SIZE 10 MM DISPOSABLE STERILE.. | SUPPLEMENTARY GENERAL CONSUMABLES
16477 | 4229517101700 | IMPLANT MALLEABLE PENILE PROSTHESIS HYDROPHILIC COATED 13-14MM STERILE.. | SUPPLEMENTARY GENERAL CONSUMABLES
16478 | 4229517102800 | KNOT TIER, FOR EXTRACORPOREAL KNOTTING, 3.5MM, LENGTH 20CM, REUSABLE | SURGICAL INSTRUMENT TENDER
16479 | 4229517104600 | MICRO DISSECTION NEEDLE, MONOPOLAR, STRAIGHT TIP, WITH EXTENDED SHAFT, DISPOSABLE, STERILE, ASSORTED SIZES | NEUROSCIENCES CONSUMABLES SUPPLEMENTARY
16480 | 4229517105300 | POUCH FOR LAPAROSCOPIC FOR SPECIMEN RETRIEVAL POLYURETHANE TRANSPARENT POUCH WITH ROUND METAL FLEXIBLE SUPPORT TO HELP SPECIMEN EXTRACTION NON REFLEX SHAFT ERGONOMIC DOUBLE RING HANDLE SHAFT SIZE 5 MM DIAMETER BAG VOLUME 100-300 ML SHAFT CAN BE REMOVED SEPARATELY FROM THE POUCH DISPOSABLE STERILE.. | SUPPLEMENTARY GEN.CONS SURG SUT,LAP,ROB
16481 | 4229517106500 | PROBE MAXILLARY SINUS OSTIUM SEEKER DOUBLE ENDED BALL SHAPED 1.2X2 MM STEEL REUSABLE, OR EQUIVALENT | EAR, NOSE & THROAT SUPPLIES (ENT)
16482 | 4229517107100 | STIMULATION PROBE MONOPOLAR FOR NERVES STIMULATION CONNECTION MUST BE UNIVERSAL TO FIT ALL NEUROPHYSIOLOGY MACHINES DISPOSABLE STERILE | NEUROSCIENCES CONSUMABLES SUPPLEMENTARY
16483 | 4229517109200 | URETHROTOME SHEATH, 21 FR., (OR EQUIVALENT) WITH CHANNEL FOR FILIFORM BOUGIES, WITH 2 LUER-LOCK CONES, REUSABLE | SURGICAL INSTRUMENT TENDER
16484 | 4229517110000 | OBTURATOR, ADULT SHEATH, CYSTO-URETHROSCOPE UP TO 26 FR., (OR EQUIVALENT), REUSABLE | SURGICAL INSTRUMENT TENDER
16485 | 4229517111900 | ELECTRODE, COAGULATION AND DISSECTION, L-SHAPED INSULATED WITH CONNECTOR PIN FOR UNIPOLAR COAGULATION SIZE 3.5 MM LENGTH 20 TO 25 CM, REUSABLE | SURGICAL INSTRUMENT TENDER
16486 | 4229517112000 | KNOT TIER, LENGTH 21.0 - 23.0 CM, REUSABLE | SURGICAL INSTRUMENT TENDER
16487 | 4229517112100 | LOOP VESSEL MINI YELLOW COLORED DISPOSABLE STERILE. | SUPPLEMENTARY GENERAL CONSUMABLES
16488 | 4229517112200 | LOOP VESSEL MINI RED COLORED DISPOSABLE STERILE. | SUPPLEMENTARY GENERAL CONSUMABLES
16489 | 4229517112300 | CUSTOMIZED EFFICIENCY OPHTHALMOLOGY SURGICAL KIT CONTENTS: 1 BACK TABLE COVER REINFORCED 140X190 1 MAYO STAND COVER REINFORCED 75X145 CM 2 SURGICAL GOWN LARGE SIZE 4 ABSORBENT TOWELS 20 GAUZE SWABS 4INCH X 4 INCH 12 PLY 15 COTTON APPLICATOR 3 INCH 4 TRANSPARENT PLASTIC BAG 35X 50 CM 1 MEDICINE CUP 1 UTILITY BAG WITH TAPE CUSTOMIZED MEDICATION LABELS EENT SPLIT DRAPE 190 X 300 7CM X 75 CM SPLIT CONTROL PLUS FABRIC REINFORCEMENT TUBE HOLDER 1 HEAD DRAPE WITH SEAL POSITIONING TAPE STERILE. | SUPPLEMENTARY GENERAL CONSUMABLES
16490 | 4229517112400 | CATHETER URETERAL CURVED OPEN END FOR RETROGRADE PYLOGRAPHY GRADUATED RADIO-OPAQUE 4.7-5 FR LENGTH 70-75 CM DISPOSABLE STERILE. | SUPPLEMENTARY GENERAL CONSUMABLES
16491 | 4229517112500 | FLEXIBLE URETEROSCOPE SHAFT DIAMETER 7-7.9 FR WITH WORKING CHANNEL 3.6 FR BUILT IN LED LIGHT SOURCE ARTICULATION TIP DEFLECTION ( 270 DEGREE OR MORE ) IN BOTH DIRECTION FOR USE WITH LAPTOP/TABLE AND MONITOR DISPOSABLE STERILE (ONE SCREEN FREE OF CHARGE WITH EVERY 150 PC). | SUPPLEMENTARY GENERAL CONSUMABLES
16492 | 4229517112600 | DRAPE BACK TABLE COVER 60 INCH X 90 INCH (+/-2 INCH) WITH HIGH ABSORBENT STERILE. | SUPPLEMENTARY GENERAL CONSUMABLES
16493 | 4229517112700 | DRAPE SURGICAL MICROSCOPE 132 X 381 CM FOR ZEISS CONTRAVES KINEVO 900 DISPOSABLE STERILE. | SUPPLEMENTARY GENERAL CONSUMABLES
16494 | 4229517112800 | CONTAINER SAFE FOR BIOPSY WITH SEALED CAP PREFILLED WITH 10% FORMALIN PROTECTED BY A MEMBRANE BREAKS AUTOMATICALLY ONLY AFTER CLOSURE SUPPORTED BY SAFETY RING TO PREVENT ACCIDENTAL CLOSURE FORMALIN VOLUME 5-10 ML. | SUPPLEMENTARY GENERAL CONSUMABLES
16495 | 4229517112900 | TIP CURVED EXTENDED STANDARD TIP 23 KHZ SHOULD BE COMPATIBLE WITH HOSPITAL MACHINE. | SUPPLEMENTARY GENERAL CONSUMABLES
16496 | 4229517113000 | TIP STRAIGHT EXTENDED STANDARD TIP WITH 6 FLUES FOR LAPAROSCOPIC 23 KHZ SHOULD BE COMPATIBLE WITH HOSPITAL MACHINE. | SUPPLEMENTARY GENERAL CONSUMABLES
16497 | 4229517113100 | GUN BAND LIGATOR FOR HEMORRHOID PRE LOADED WITH SUCTION ATTACHMENT DISPOSABLE STERILE. | SUPPLEMENTARY GENERAL CONSUMABLES
16498 | 4229517113200 | RETRACTOR RING FLEXIBLE FOR PROTECTING THE WOUND MARGIN FROM CONTACT CONTAMINATION 2-4 CM DISPOSABLE STERILE. | SUPPLEMENTARY GENERAL CONSUMABLES
16499 | 4229517113300 | CANISTER WITH TUBE AND PROTECTION FILTER COMPATIBLE WITH DIGITAL CHEST DRAINAGE PORTABLE CHEST DRAINAGE VACUUM TO BE PROVIDED WITH AN ORDER OF 50 KIT AS FREE OF CHARGE GENERATOR/SYSTEM. | SUPPLEMENTARY GENERAL CONSUMABLES
16500 | 4229517113400 | TUBE SUCTION CORRUGATED FOR OPEN AND LASER CASES AND HIPEC CANCER SURGERY ELIMINATING HAZARDOUS GASES AND AID IN ODDOR REMOVAL 3-4 M TUBING WITH DIAMETER 8-9 IN INTEGRAL WAND AND SPONGE GUARD USED TO ELIMINATE SMOKE AND HAZARDOUS AIRBORNE GASES AND CHEMICALS IN CH EMOTHERAPY.. | SUPPLEMENTARY GENERAL CONSUMABLES
16501 | 4229517113500 | STENT INDWELLING SOFT POLYURETHANE DOUBLE URETERAL PIGTAIL STENT RADIO - OPAQUE WITH COMPATIBLE GUIDEWIRE AND RADIO - OPAQUE PUSHER 12 CM LONG SIZE: 3 FR DISPOSABLE STERILE.. | SUPPLEMENTARY GENERAL CONSUMABLES
16502 | 4229517113600 | SET STENT INDWELLING POLYURETHANE DOUBLE URETERAL PIGTAIL STENT OPEN ENDED TAPERED TIP WITH HOLES IN THE BODY WITH COMPATIBLE GUIDEWIRE WITH RADIO-OPAQUE PUSHER SIZE: CH 6 12 CM DISPOSABLE STERILE.. | SUPPLEMENTARY GENERAL CONSUMABLES
16503 | 4229517113700 | GUIDEWIRE HYDROPHILIC COATED STRAIGHT TIP 0.035 X 130-150 CM LENGTH DISPOSABLE STERILE. | SUPPLEMENTARY GENERAL CONSUMABLES
16504 | 4229517113800 | GUIDEWIRE TEFLON (PTFE) COATED ZEBRA MARKING WITH HYDROPHILIC FLEXIBLE STRAIGHT TIP 0.035 X 130-150 CM DISPOSABLE STERILE. | SUPPLEMENTARY GENERAL CONSUMABLES
16505 | 4229517113900 | CURETTE INTRA UTERINE 10 MM RIGID CURVED DISPOSABLE STERILE. | SUPPLEMENTARY GENERAL CONSUMABLES
16506 | 4229517114000 | ACELLULAR DERMAL MATRIX DERIVED FORM PORCINE OR HUMANE PRE-SHAPED WITH COMPLETE WRAP OF BREAST PROSTHESIS NON CHEMICAL WITH NON CROSS-LINKING IT HAS INDICATION FOR PREPECTORAL BREAST RECONSTRUCTION 20 CM X 30 CM (+/- 3 CM) THICKNESS 0.5-0.8 MM. | SUPPLEMENTARY GENERAL CONSUMABLES
16507 | 4229517114100 | ACELLULAR DERMAL MATRIX PRE-SHAPED TWO PARTS ONE DOME SHAPED PART WITH THREE DIMENSIONAL SECOND PART FLAT ALLOWING FOR COMPLETE WRAP OF BREAST IMPLANT NON CHEMICAL WITH NON CROSS-LINKING HAS INDICATION FOR PREPECTORAL BREAST RECONSTRUCTION MAXIMUM DIAMETER 11-12CM VOLUME 350-400 CC.. | SUPPLEMENTARY GENERAL CONSUMABLES
16508 | 4229517114200 | ACELLULAR DERMAL MATRIX PRE-SHAPED TWO PARTS ONE DOME SHAPED PART WITH THREE DIMENSIONAL SECOND PART FLAT ALLOWING FOR COMPLETE WRAP OF BREAST IMPLANT NON CHEMICAL WITH NON CROSS-LINKING HAS INDICATION FOR PREPECTORAL BREAST RECONSTRUCTION MAXIMUM DIAMETER 13-15CM VOLUME 500-550 CC.. | SUPPLEMENTARY GENERAL CONSUMABLES
16509 | 4229517114300 | ACELLULAR DERMAL MATRIX WITH 3D LENS SHAPE TO COVER THE INFERIOR LATERAL POLE OF A BREAST PROSTHESIS IN SUB-PECTORAL BREAST RECONSTRUCTION NON CHEMICAL WITH NON CROSS-LINKING SIZE 16CM X 8CM X 8CM AND THICKNESS 0.5-0.8 MM. | SUPPLEMENTARY GENERAL CONSUMABLES
16510 | 4229517114400 | ACELLULAR DERMAL MATRIX WITH A CONTINUE STRUCTURE TO COVER THE INFERIOR LATERAL POLE OF A BREAST PROSTHESIS IN SUB-PECTORAL BREAST R ECONSTRUCTION NON CHEMICAL WITH NON CROSS-LINKING SIZE 22 X 12 (+/-1CM) AND THICKNESS 0.5-0.8 MM. | SUPPLEMENTARY GENERAL CONSUMABLES
16511 | 4229517114500 | MESH SYNTHETIC ARTIFICIAL FOR BREAST RECONSTRUCTION FULL ABSORBABLE 30-36 MONTHS SIZE 10X15CM ( +/- 2 CM ) STERILE. | SUPPLEMENTARY GENERAL CONSUMABLES
16512 | 4229517114600 | MESH SYNTHETIC ARTIFICIAL FOR BREAST RECONSTRUCTION FULL ABSORBABLE 30-36 MONTHS SIZE 15X20CM ( +/- 2 CM ) STERILE. | SUPPLEMENTARY GENERAL CONSUMABLES
16513 | 4229517114700 | MESH SYNTHETIC ARTIFICIAL FOR BREAST RECONSTRUCTION FULL ABSORBABLE 30-36 MONTHS SIZE 20 X 30 CM ( +/- 2 CM ) STERILE. | SUPPLEMENTARY GENERAL CONSUMABLES
16514 | 4229517114800 | CUSTOMIZED CARDIAC CATHETERIZATION PACK FOR ADULT STERILE CONTAINS: 1X NEEDLE 18G X 3.8CM HYPO PIMK 1 X NEEDLE 25G X 5/8” HYPO ORANGE 2 X GALLIPOT 60ML 4 X SWAB GAUZE 10 X 10CM 12PLY 5 PACK 3 X COVER FLUORO MEDIUM BLUE 2 X COVER EQUIPMENT 76(OPENING) X 91CM 1 X TRAY HALF DEEP 24.5 X 13.5CM 3 X BOWL SPONGE 500ML 1 X SCISSORS DHARP/BLUNT 13CM 1 X FLUID COLLECTION DEVICE 4 X OR TOWEL BLUE 2 X SYRINGE 10ML L/S 1 X NEEDLE COUNTER 2 X GOWN SMS X LARGE 4 X GREEN LABEL PRINTED “FLUSH” 3 X BLUE LABEL PRINTED “ABCIXIMAD” 1 BLUE LABEL PRINTED “VENOUS” 1 X RED LABEL PRINTED “ARTERIAL” 1 X WHITE LABEL PRINTED “CONTRAST” 1 X NEEDLE 22G X 4CM HYPO BLACK 1 X FORCEPS ARTERY MOSQUITO STRAIGHT 1 X NEEDLE 18G X 7CM (70MM) INTRODUCER 1 X GUIDEWIRE (0.89MM) 6 X TOWEL PAPER 57 X 33 1 X COVER PLASTIC 160 X 230CM CLEAR 2 X COVER TROLLEY 140 X 210CM BLUE 2 X BOWL RING BLUE 6000ML 1 X SCALPEL NO.11 RETRACTABLE 1 X FORCEPS ARTERY MOSQUITO CURVED 4 X SYRINGE 10ML L/L 1 SYRINGE 3ML L/L 1 X COVER LIGHT HANDLE 1 X DRAPE RADIAL 345 X 240CM 4F 2W 3 PLY 3 X GREEN LABEL PRINTED “VERAPAMIL” 2 X BLUE LABEL PRINTED “LIDOCAINE” 2 X RED LABEL PRINTED “LEVOPHED” 2 X PURPLE LABEL PRINTED “HEPARIN” /.-. | INTERVENTIONAL RADIO,CARDIAC CATH
16515 | 4229517114900 | RADIOFREQUENCY ABLATION NEEDLE FOR TREATMENT OF BENIGN THYROID NODULES INTERNALLY COOLED ELECTRODE NEEDLE LENGTH 7 - 10 CM WITH DIFFERENT EXPOSURE LENGTHS ASSORTED SIZES AS PER HOSPITAL REQUEST. | INTERVENTIONAL RADIO,CARDIAC CATH
16516 | 4229517115000 | DUAL SHEATH RETRIEVAL SNARE KIT KIT INCLUDES: SNARE CATHETER ACCESS SHEATH DILATOR. | INTERVENTIONAL RADIO,CARDIAC CATH
16517 | 4229517115100 | THERMOCOUPLE TO MEASURE TISSUE TEMPERATURE THROUGHOUT RADIOFREQUENCY ABLATION PROCEDURES.-. | INTERVENTIONAL RADIO,CARDIAC CATH
16518 | 4229517115200 | ULTRASOUND GUIDED REENTRY DEVICE COMPATIBLE WITH 6 FR SHEATH LENGTH 115 - 135 CM DISPOSABLE STERILE.-. | INTERVENTIONAL RADIO,CARDIAC CATH
16519 | 4229517115300 | RADIOFREQUENCY ABLATION CATHETER FOR VARICOSE VEIN TREATMENT COMPATIBLE WITH 5 - 7 FR INTRODUCER SHEATH ASSORTED CATHETER AND HEATING LENGTHS AS PER HOSPITAL REQUEST. | INTERVENTIONAL RADIO,CARDIAC CATH
16520 | 4229517115400 | BONE LESION BIOPSY TRAY INCLUDES: ACCESS NEEDLE AND BIOPSY NEEDLE ASSORTED GAUGE SIZES AND LENGTH COMPATIBLE WITH AUTOMATIC DRILL. | INTERVENTIONAL RADIO,CARDIAC CATH
16521 | 4229517115500 | ADHESIVE HOLTER PATCH FOR LONG TERM ECG MONITORING SINGLE OR MULTI CHANNELS SINGLE USE FOR CARDIAC ELECTROPHYSIOLOGY. | INTERVENTIONAL RADIO,CARDIAC CATH
16522 | 4229517115600 | BRIDGE OCCLUSION BALLOON FOR LASER LEAD EXTRACTION FOR CARDIAC ELECTROPHYSIOLOGY DISPOSABLE STERILE. | INTERVENTIONAL RADIO,CARDIAC CATH
16523 | 4229517115700 | FEMORAL BALLOON BANDAGE POCKET DRESSING FOR CARDIAC ELECTROPHYSIOLOGY. | INTERVENTIONAL RADIO,CARDIAC CATH
16524 | 4229517115800 | INTRODUCER SHEATH SET RADIOPAQUE TIP MULLINS DESIGN ASSORTED SIZES AS PER HOSPITAL REQUEST.-. | INTERVENTIONAL RADIO,CARDIAC CATH
16525 | 4229517115900 | PROBE FOR RADIOFREQUENCY ABLATION BIPOLAR DUAL OR SINGLE WITH COMPATIBLE ACCESS KIT ASSORTED SIZES AS PER HOSPITAL REQUEST.-. | INTERVENTIONAL RADIO,CARDIAC CATH
16526 | 4229517116000 | INTRODUCER SHEATH SET RADIOPAQUE TIP STRAIGHT OR CURVED LENGTH 25 - 45 CM ASSORTED SIZES AS PER HOSPITAL REQUEST. | INTERVENTIONAL RADIO,CARDIAC CATH
16527 | 4229517116100 | RADIOFREQUENCY ABLATION NEEDLE INTERNALLY COOLED ELECTRODE WITH ADJUSTABLE EXPOSURE LENGTHS ASSORTED SIZES AS PER HOSPITAL REQUEST. | INTERVENTIONAL RADIO,CARDIAC CATH
16528 | 4229517116200 | EPICARDIAL SCREW IN LEAD BIPOLAR FOR CARDIAC ELECTROPHYSIOLOGY ASSORTED LENGTH. | INTERVENTIONAL RADIO,CARDIAC CATH
16529 | 4229517116300 | CUSTOMIZED PICC PACK: THE MATERIAL OF THE COVER MUST BE ABSORBENT/WATERPROOF; CONTAINS (1) BACK TABLE COVER; (1) CSR OVER WRAP; (2) ABSORBENT TOWEL; (2) SURGICAL GOWN X-LARGE; (2) SUTURE BAG; (1) PICC DRAPE; (1) UNDER PAD 60CM X 90CM; (4) OR CLOTH TOWEL BLUE; (2) UTILITY DRAPES; (1) MEDICATION LABEL SHEET; (1) OPERATING SCISSOR BI/SH 5’’ STRAIGHT; (2) FLUORO COVER; (1) NEEDLE 18GX1.5’’ PINK; (12) GAUZESWAPS 4’’ X4’’ NXRD; (2) MOSQUITO FORCEPS 5’’ STRAIGHT; (1) NEEDLE 25G X1.5’’ ORANGE; (1) TOURNISTRIP TOURNIQUET 17’’ (1) NEEDLE 25GX5/8’’ ORANGE; (1) SYRINGE 5ML L/L; (1) SPONGE BOWEL 500CC; (1) KIDNEY BASIN 700CC; (1) BOWEL 250CC; (1) PLACENTA BASIN: (3) BOWEL 500CC; (1) PROBE COVER.. | INTERVENTIONAL RADIO,CARDIAC CATH
16530 | 4229517116400 | LASER CATHETER FOR CORONARY CATHETERIZATION DISPOSABLE STERILE ASSORTED SIZES AS PER HOSPITAL REQUEST. | INTERVENTIONAL RADIO,CARDIAC CATH
16531 | 4229517116500 | CUSTOMIZED ANGIOGRAPHY PACK:THE MATERIAL OF THE COVER MUST BE ABSORBENT/ WATERPROOF; CONTAINS (1) BACK TABLE COVER (1) FOLDED BACK TABLE COVER (4) ABSORBENT TOWEL; (2) SURGICAL GOWN X-LARGE; (4) OR CLOTH TOWEL BLUE; (3) FLUORO COVER; (1) BAND BAG; (2) HUCK TOWEL; (1) MANIFOLD 2 PORTS RIGHT HANDS ON; (2) SYRINGES 10 ML; (1) NEEDLE 18G X 1.5’’ PINK; (4) BOWEL 250CC; (4) ABSORBENT UTILITY DRAPES; (1) MEDICATION LABEL SHEET; (1) PRESSURE MONITORING RED LINE ADULT 72”; (1) 3WAY STOPCOCK RA OFF; (1) NEEDLE 25G X 1.5’’ ORANGE; (1) MAYO HEAGER NEEDLE HOLDER 5’’; (1) OPERATING SCISSOR BI/SH 5’’ STRAIGHT; (1) MOSQUITO FORCEPS 5’’ CURVED; (1) NEEDLE 21GX1.5’’ GREEN; (1) SYRINGE 1ML; (1) SYRINGE 3ML; (1) FLOW SWITCH; (1) INTRODUCER NEEDLE 18G X 7CM WITH WINGS; (2) SYRINGES 20 ML; (2) SYRINGES MEDALLION LIGHT BLUE; (1) SHORTSTOP; (1) SYRINGE 10 ML MEDALLION RED; (1) SAFETY SCALPEL BLADE 11; (2) NON ADHERENT DRESSING PAD 10 X 10 CM; (1) LIGHT HANDLE COVER; (6) TOWEL CLAMPS; (30) GAUZE SWAPS 4’’ X4’’ 16 PLY NXRD; (1) KIDNEY BASIN; (3) BOWEL 500CC; (1) BOWL 2500CC; (1) BOWEL 2500 CC FOR GUIDE WIRES; (1) MEDIUM PLATFORM TRAY; (1) FEMORAL AND RADIAL DRAPE..-. | INTERVENTIONAL RADIO,CARDIAC CATH
16532 | 4229517116600 | NEEDLE ASPIRATION PACK INCLUDING : (1)BACK TABLE COVER" 60 X 75" (1) NEEDLE COUNTER -20 COUNT FM W/ MAG RED (10) GAUZE SWAPS 4 X 4 12 PLY NXRD (1) CAMERA SLEEVE 5.5 " X 97 " (1) NEEDLE 25GA X 0.5" (1) NEEDLE 18GA X 1.5" (3.8CM). | INTERVENTIONAL RADIO,CARDIAC CATH
16533 | 4229517116700 | MECHANICAL THROMBECTOMY SYSTEM SET INCLUDES: GUIDEWIRE STERILE DRAPES COLLECTING BAG SIZE: 10FR ASSORTED CATHETER LENGTHS STERILE DISPOSABLE THE MEDICAL DRIVE SYSTEM (INCLUDING THE MOTOR CONTROL UNIT FOOT SWITCH AND TRANSPORT CASE) TO EVERY ORDERING CENTER. | INTERVENTIONAL RADIO,CARDIAC CATH
16534 | 4229517116800 | GEL HYALURONIC ACID CROSS LINKED FOR REDUCTION OF POST-SURGICAL ADHESION FORMATION 10 ML PREFILLED SYRINGE STERILE. | SUPPLEMENTARY GENERAL CONSUMABLES
16535 | 4229517116900 | CUSTOMIZED EFFICIENCY PACK ( D & C ) CONTENTS: 1 SURGICAL GOWN L REINFORCED WITH 2 ABSORBABALE HAND TOWEL1 BACK TABLE COVER REINFORCED 140 X 190 CM 1 SURGICAL GOWN XL REINFORCED WITH 2 ABSORBABALE HAND TOWEL 1 ADHESIVE OP SHEET 75X75CM REINFORCED 1 DRAPE 75X90 CM 2 LITHOTOMY LEGGINGS DRAPE 75X120 CM 1 UNDER-BUTTOCKS DRAPE 85X120CM WITH POUCH 2 SIDE DRAPE REINFORCED 120 X80CM WITH ADHESIVE TAPE10 GAUZE SWAB 10X10CM 16P XRD 1 NELATON CATHETER 14CH 18-20 CM 1 NEEDLE HOLDER MAYO-HEGAR 20CM 1 CURETTE UTERINE RECAMIER 25MM SINGLE END 3MM 1 CURETTE UTERINE SIMS M 25CM DOUBLE ENDED SHARP/BLUNT 1 FORCEPS SPONGE 26 CM UNIVERSAL RATCHET CURVED POLYMER 4 FORCEPS RAMPLEY SPONGE 25 CM STRAIGHT 1 FORCEPS SCHROEDER TENACULUM 25CM 1 FORCEPS TWEEZER TISSUE TOOTHED 14.5CM 1 FORCEPS VULSELLUM TEALES UTERINE CURVED TOOTHED 23CM 1 FORCEPS DISSECTING 20CM POLYMER 2 TOWEL CLAMP 13CM 2 TISSUE FORCEPS LITTLEWOODS 19CM 2/3 TEETH 1 SPECULUM VAGINAL UNIVERSAL 26MM TRANSP. 1 SPECULUM VAGINAL CUSCO 35CM LARGE 1 CURETTE UTERINE SIMS M 25CM DOUBLE ENDED SHARP/BLUNT 1 SCISSOR METZENBAUM 145CM CURVED STERILE... | SUPPLEMENTARY GENERAL CONSUMABLES
16536 | 4229517117000 | CUSTOMIZED EFFICIENCY OPD PACK ( OFFICE HYSTEROSCOPY ) CONTENTS: 1 SURGICAL GOWN XL REINFORCED WITH 2 ABSORBABLE HAND TOWEL 1 CYSTOSCOPY DRAPE 75X175 CM APERTURE 2 LITHOTOMY LEGGINGS DRAPE 75X120 CM 10 GAUZE SWAB 10X10CM 16P XRD 1 FORCEPS SCHROEDER TENACULUM 25CM 1 FORCEPS RAMPLEY SPONGE 25CM STRAIGHT 2 FORCEPS SPONGE 24CM 2 VAGINAL SPECULUM Z-SHAPE 1 SPECULUM VAGINAL CUSCO 3.5CM LARGE 2 BOWL 250ML GRADUATED BLUE STERILE... | SUPPLEMENTARY GENERAL CONSUMABLES
16537 | 4229517117100 | CUSTOMIZED EFFICIENCY OPD PACK ( CIRCUMCISION ) CONTENTS: 1 SURGICAL GOWN XL WITH 2 ABSORBABALE HAND TOWEL 1 MAYO STAND COVER 58X140CM 1 ADHESIVE APERTURE DRAPE 50X60CM 2 DRAPE 75X90 CM 5 GAUZE SWAB 10X10CM 12P 1 SCISSOR MAYO 14CM STRAIGHT 1 SCISSOR METZENBAUM 14 CM CURVED 1 FORCEPS TWEEZER TISSUE TOOTHED ADSON 12CM 2 FORCEPS SPENCER WELLS STR 18.5 CM POLYMER 2 FORCEPS HALSTED-MOSQUITO 12.5CM STRAIGHT 2 FORCEPS HALSTED-MOSQUITO 12.5CM CURVED 1 FORCEPS TWEEZER DISSECTING ADSON 12CM 1 KIDNEY BOWL 800ML GRADUATED 1 BOWL 500ML GRADUATED STERILE.. | SUPPLEMENTARY GENERAL CONSUMABLES
16538 | 4229517400100 | TIP, RADIOFREQUENCY CHANNELING, CELON PROBREATH FOR THE TURBINATES | EAR, NOSE & THROAT SUPPLIES (ENT)
16539 | 4229517400200 | TIP, RADIOFREQUENCY CHANNELING, CELON PROSLEEP PLUS FOR PALATE AND TONGUE BASE | EAR, NOSE & THROAT SUPPLIES (ENT)
16540 | 4229520400200 | INTRAMEDULLARY REAMER, FLEXIBLE (NON RIGID), ASSORTED SIZES, WITH ALL NECESSARY ATTACHMENTS AND CASES | ORTHOPEDIC & SPINAL SUPPLIES
16541 | 4229520401300 | KIT, BONE HARVESTING FOR REAMER IRRIGATION ASPIRATION SYSTEM, DISPOSABLE | ORTHOPEDIC & SPINAL SUPPLIES
16542 | 4229520401400 | REAMER, IRRIGATION ASPIRATION SYSTEM, DISPOSABLE CLIP | ORTHOPEDIC & SPINAL SUPPLIES
16543 | 4229520401500 | REAMER, IRRIGATION ASPIRATION SYSTEM, DISPOSABLE SEAL | ORTHOPEDIC & SPINAL SUPPLIES
16544 | 4229520401600 | KIT, REAMER IRRIGATION ASPIRATION SYSTEM, DISPOSABLE, ASSORTED SIZES | ORTHOPEDIC & SPINAL SUPPLIES
16545 | 4229520401700 | HAND REAMER, RIGID ASSORTED SIZES, WITH ALL NECESSARY ATTACHMENTS | ORTHOPEDIC & SPINAL SUPPLIES
16546 | 4229520800100 | BLADE DERMATOME TO BE USED WITH SKIN GRAFT MACHINE SHOULD BE COMPATIBLE WITH HOSPITAL MACHINE DISPOSABLE STERILE | SUPPLEMENTARY GENERAL CONSUMABLES
16547 | 4229520900000 | DRILL BIT, 2.1MM TO 2.5MM ASSORTED LENGTHS | ORTHOPEDIC & SPINAL SUPPLIES
16548 | 4229520902500 | DRILL BIT, 1.6MM TO 2MM ASSORTED LENGTHS | ORTHOPEDIC & SPINAL SUPPLIES
16549 | 4229520902600 | DRILL BIT, 2.6MM TO 3MM ASSORTED LENGTHS | ORTHOPEDIC & SPINAL SUPPLIES
16550 | 4229520902900 | DRILL BIT, 4.1MM TO 4.5MM ASSORTED LENGTHS | ORTHOPEDIC & SPINAL SUPPLIES
16551 | 4229520903100 | DRILL, FLEXIBLE FROM 2.0 MM TO 3MM, ASSORTED LENGTHS | ORTHOPEDIC & SPINAL SUPPLIES
16552 | 4229520903200 | DRILL, FLEXIBLE FROM 3.1 MM TO 4.0 MM, ASSORTED LENGTHS | ORTHOPEDIC & SPINAL SUPPLIES
16553 | 4229520903800 | ENDCAP, FOR INTRAMEDULLARY PIRIFORMIS FEMORAL NAIL FIXATION ASSORTED SIZES | ORTHOPEDIC & SPINAL SUPPLIES
16554 | 4229520906500 | CARBIDE DRILL FOR PINDEX UNIT 2.00 MM DIAMETER.. | SUPPLEMENTARY DENTAL SUPPLIES
16555 | 4229520908400 | CANNULATED DRILL BIT, ASSORTED SIZES AND LENGTHS FROM 1.0 MM TO 1.9 MM | ORTHOPEDIC & SPINAL SUPPLIES
16556 | 4229520908500 | CANNULATED DRILL BIT, ASSORTED SIZES AND LENGTHS FROM 2MM TO 3.0 MM | ORTHOPEDIC & SPINAL SUPPLIES
16557 | 4229520908600 | DRILL BIT, FOR GLENOID BONE LOSS RECONSTRUCTION, ASSORTED SIZES | ORTHOPEDIC & SPINAL SUPPLIES
16558 | 4229520908700 | CANNULATED DRILL BIT, ASSORTED SIZES AND LENGTHS FROM 3.1MM TO 4.0MM | ORTHOPEDIC & SPINAL SUPPLIES
16559 | 4229520908800 | CANNULATED DRILL BIT, ASSORTED SIZES AND LENGTHS FROM 4.1MM TO 6.0 MM | ORTHOPEDIC & SPINAL SUPPLIES
16560 | 4229520908900 | DRILL BIT, 3.1MM TO 3.5MM ASSORTED LENGTHS | ORTHOPEDIC & SPINAL SUPPLIES
16561 | 4229521000300 | DRILL BIT, 1.1MM TO 1.5MM ASSORTED LENGTHS | ORTHOPEDIC & SPINAL SUPPLIES
16562 | 4229521001000 | DRILL BIT, 0.8MM TO 1MM ASSORTED LENGTHS | ORTHOPEDIC & SPINAL SUPPLIES
16563 | 4229521400800 | SET, IRRIGATION TUBING FOR HIGH SPEED DRILL, COMPATIBLE WITH END USER MACHINE | EAR, NOSE & THROAT SUPPLIES (ENT)
16564 | 4229521416000 | STERNAL SAW GUARD, RECIPROCATING, ASSORTED SIZES ACCORDING TO HOSPITAL REQUEST AND MUST BE COMPATIBLE WITH THE HOSPITAL SYSTEM, REUSABLE, STERILE | CARDIOVASCULAR SURGERY CONSUMABLES
16565 | 4229521601100 | BUTTON ELECTRODE, UNIPOLAR, 5 FR., LENGTH 53 CM (OR EQUIVALENT), REUSABLE | SURGICAL INSTRUMENT TENDER
16566 | 4229521800000 | CHUCK UNIVERSAL HAND CONTROL T-HANDLE FOR PIN INSERTION | ORTHOPEDIC & SPINAL SUPPLIES
16567 | 4229530000100 | CO2 DIFFUSER TO PREVENT AIR EMBOLISM DURING OPEN HEART SURGERY DISPOSABLE ASSORTED SIZES AS PER HOSPITAL REQUEST. | SUPPLEMENTARY CARDIOVASCULAR SURG SUPPL.
16568 | 4229530100200 | BLOWER/MISTER, DISPOSABLE, STERILE | CARDIOVASCULAR SURGERY CONSUMABLES
16569 | 4229530205300 | MULTIPLE PERFUSION ADAPTER, FEMALE LUER ON SINGLE INLET LEG WITH MULTIPLE LEGS, ASSORTED SIZES AS PER HOSPITAL REQUEST, DISPOSABLE, STERILE | CARDIOVASCULAR SURGERY CONSUMABLES
16570 | 4229530207300 | VENOUS FEMORAL CANNULA WIRE REINFORCED CONNECTOR 1/4 INCH 10-22CM LONG NON VENTED MULTI BEVELED TIPS SIZE 8-14 FR ACCORDING CENTER REQUEST INTRODUCER WITH DEPTH MARKING DISPOSABLE STERILE.. | SUPPLEMENTARY CARDIOVASCULAR SURG SUPPL.
16571 | 4229530213000 | ADAPTOR (PLUG) AIR/WATER /SUCTION FOR MANUAL CLEANING FOR GASTROSCOPE AND COLONOSCOPE AND DUODENOSCOPE COMPATIBLE WITH EACH HOSPITAL SCOPE REUSABLE. | ENDOSCOPY CONSUMABLES SUPPLIES
16572 | 4229530213300 | CANNULA, OXYGEN NASAL, ADULT, LUER LOCK, WITH CO2 SAMPLING LINE, LATEX FREE, DISPOSABLE | RESPIRATORY AND ANESTHESIA TENDER
16573 | 4229530213400 | CANNULA, OXYGEN NASAL, PEDIATRIC, LUER LOCK, WITH CO2 SAMPLING LINE, LATEX FREE, DISPOSABLE | RESPIRATORY AND ANESTHESIA TENDER
16574 | 4229530222200 | UNIVERSAL SEAL RING CANNULA IS USED WHEN THE VESSEL TO BE PERFUSED ENDS WITH OR WITHOUT AN AORTIC PATCH OR SIMILAR CONDITION SIZE 3 MM COMPATABLE WITH HOSPITAL MACHINE DISPOSABLE STERILE... | SUPPLEMENTARY GENERAL CONSUMABLES
16575 | 4229530222300 | UNIVERSAL SEAL RING CANNULA IS USED WHEN THE VESSEL TO BE PERFUSED ENDS WITH OR WITHOUT AN AORTIC PATCH OR SIMILAR CONDITION SIZE 5 MM COMPATABLE WITH HOSPITAL MACHINE DISPOSABLE STERILE... | SUPPLEMENTARY GENERAL CONSUMABLES
16576 | 4229530222400 | UNIVERSAL SEAL RING CANNULA IS USED WHEN THE VESSEL TO BE PERFUSED ENDS WITH OR WITHOUT AN AORTIC PATCH OR SIMILAR CONDITION SIZE 7 MM COMPATABLE WITH HOSPITAL MACHINEDISPOSABLE STERILE... | SUPPLEMENTARY GENERAL CONSUMABLES
16577 | 4229530222500 | UNIVERSAL SEAL RING CANNULA IS USED WHEN THE VESSEL TO BE PERFUSED ENDS WITH OR WITHOUT AN AORTIC PATCH OR SIMILAR CONDITION SIZE 9 MM COMPATABLE WITH HOSPITAL MACHINE DISPOSABLE STERILE... | SUPPLEMENTARY GENERAL CONSUMABLES
16578 | 4229530222600 | CANNULA, INJECTION AND ASPIRATION, DIAMETER 5 MM, ASPIRATION NEEDLE 3 MM, TOTAL LENGTH 33 - 36 CM, STAINLESS STEEL, REUSABLE | SURGICAL INSTRUMENT TENDER
16579 | 4229530222700 | CANNULA, BIDIRECTIONAL FEMORAL ARTERIAL, FOR MINIMAL INVASIVE SURGERY, COATED, ASSORTED SIZES AS PER HOSPITAL REQUEST, DISPOSABLE, STERILE. | CARDIOVASCULAR SURGERY CONSUMABLES
16580 | 4229530601000 | LOOP VESSEL MAXI YELLOW COLORED STERILE.. | SUPPLEMENTARY GENERAL CONSUMABLES
16581 | 4229530602500 | TYVEK POUCH H2O2 STERILIZATION ROLL FLAT 70 GSM PUNCTURE RESISTANT PLASTIC TRANSPARENT FILM PROCESS INDICATOR TYPE 1 PRINTED AT DISTANCE EVERY 15 CM SIZE: 500 MM X 70 M. | STERILIZATION SUPPLIES (CSSD) CONSUMABLE
16582 | 4229530602800 | LOOP VESSEL MAXI RED COLORED STERILE.. | SUPPLEMENTARY GENERAL CONSUMABLES
16583 | 4229531000100 | INSERTION KIT FOR FEMORAL CANNULATION ADULT DISPOSABLE STERILE. | CARDIOVASCULAR SURGERY CONSUMABLES
16584 | 4229531000200 | CANNULA COUPLER IS USED TO CONNECT TWO OR MORE CANNULA WHEN MULTIPLE VESSELSMUST BE PERFUSED DISPOSABLE COMPATABLE WITH HOSPITAL MACHINE STERILE... | SUPPLEMENTARY GENERAL CONSUMABLES
16585 | 4229531000300 | TUBE EXTENSION FOR PERITONEAL DIALYSIS CATHETER LUER-LOCK 32 CM COMPATIBLE WITH FRESENIUS MACHINE | RENAL SUPPLEMENTARY
16586 | 4229531000400 | CATHETER PERITONEAL DIALYSIS FOR CAPD (CONTINUOUS AMBULATORY PERITONEAL DIALYSIS) ADULT SIZE PYROGEN FREE CURVED EXTRA PERITONEAL PART WITH COILED END INTRAPERITONEAL PART RADIOPAQUE MEDICAL GRADE SILICONE RUBBER CATHETER WITH TWO DACRON FELT CUFFS AND CONNECTOR WITH I.D. 2.6MM INTRAPERITONEAL 13-17CM LONG DISPOSABLE STERILE | RENAL DIALYSIS SUPPLEMENTARY
16587 | 4229531000600 | ADAPTER LOCKING LUER MALE PLUG SHORT NON LATEX NEEDLE FREE NEUTRAL DISPLACEMENT CLEAR PATH COMPATIBLE WITH POWER INJECTION INCOMPATIBLE WITH ENTERAL SYRINGES.. | SUPPLEMENTARY GEN.SUPPLIES NURS,BURN
16588 | 4229540004500 | APPLICATOR, CHLORHEXIDINE, CLEAR GLUCONATE, WITH CHLORHEXIDINE GLUCONATE 2 % WITH AND 70 % V/V ISOPROPYL ALCOHOL, LATEX FREE, DEHP FREE, SIZE: 10.5 ML, FOR PATIENTS PRE-OPERATIVE SKIN PREPARATION, INDIVIDUALLY PACKED, DISPOSABLE, STERILE... | DISINFECTANTS SUPPLIES
16589 | 4229540006200 | LOADING UNITS SINGLE-STITCH ABSORBABLE GLYCOLIDE / LACTIDE COPOLYMER SIZE: 0 WITH ONE NEEDLE DISPOSABLE STERILE.. | SUPPLEMENTARY GEN.CONS SURG SUT,LAP,ROB
16590 | 4229540006300 | LOADING UNITS SINGLE-STITCH ABSORBABLE GLYCOLIDE / LACTIDE COPOLYMER SIZE: 3/0 WITH ONE NEEDLE DISPOSABLE STERILE.. | SUPPLEMENTARY GEN.CONS SURG SUT,LAP,ROB
16591 | 4229540006400 | PROCTOSCOPE WITH RUBBER INSUFFLATION BULB LIGHT SCOPE RECTO MAXI LED AND BULB SELF LIGHT WITH AN INTEGRANT LIGHT SOURCE MADE OF A MEDICAL GRADE POLYCARBONATE SINGLE USE INSUFFLATION BULB 4X MAGNIFIER LENS LATEX FREE SIZE 25 CM DISPOSABLE STERILE.. | SUPPLEMENTARY GENERAL CONSUMABLES
16592 | 4229540006500 | SUTURE POLYPROPYLENE MONOFILAMENT NON-ABSORBABLE SIZE 4/0 19-20 MM 1/2 CIRCLE ROUND BODY DOUBLE ARM BLACK NEEDLE 90-95 CM BLUE STERILE.. | SUPPLEMENTARY GEN.CONS SURG SUT,LAP,ROB
16593 | 4229540006600 | ACELLULAR DERMAL MATRIX DERIVED FROM FETAL BOVINE DERMIS DRY SHEET THICKNESS 3MM TERMINALLY STERILE NON CROSS LINKED SIZE 10 X 15 CM ( +/- 2 CM ) FOR SOFT TISSUE RECONSTRUCTION.. | SUPPLEMENTARY GENERAL CONSUMABLES
16594 | 4229540006700 | ACELLULAR DERMAL MATRIX DERIVED FROM FETAL BOVINE DERMIS DRY SHEET FOR BREAST RECONSTRUCTION RECTANGULAR TERMINALLY STERILE NON CROSS LINKED SIZE 10 X 20 CM ( + / - 2 CM ).. | SUPPLEMENTARY GENERAL CONSUMABLES
16595 | 4229540006800 | ACELLULAR DERMAL MATRIX DERIVED FROM FETAL BOVINE DERMIS DRY SHEET THICKNESS 3MM TERMINALLY STERILE NON CROSS LINKED SIZE 13 X 25 CM ( +/- 2 CM ) FOR SOFT TISSUE RECONSTRUCTION.. | SUPPLEMENTARY GENERAL CONSUMABLES
16596 | 4229540006900 | ACELLULAR DERMAL MATRIX DERIVED FROM FETAL BOVINE DERMIS DRY SHEET THICKNESS 3MM TERMINALLY STERILE NON CROSS LINKED SIZE 20 X 25 CM ( +/- 2 CM ) FOR SOFT TISSUE RECONSTRUCTION.. | SUPPLEMENTARY GENERAL CONSUMABLES
16597 | 4229540007000 | ACELLULAR DERMAL MATRIX DERIVED FROM FETAL BOVINE DERMIS DRY SHEET USED FOR BREAST RECONSTRUCTION MESHED FENESTRATION RATIO 2:1 EXPAND TO 18X22 CM ( +/- 2 CM ) TERMINALLY STERILE NON CROSS LINKED SIZE 10 X20.. | SUPPLEMENTARY GENERAL CONSUMABLES
16598 | 4229540007600 | ADVANCED ACCESS PLATFORMS FLEXIBLE AIR-TIGHT FULCRUM FACILITATE TRIANGULATION OF STANDARD INSTRUMENTATION INCLUDES WOUND RETRACTOR=/ = PROTECTOR 1.5 TO 4 CM WOUND 3 SLEEVES 10MM 1 SLEEVE 12MM INSTRUMENT SHIELD SLEEVE INTRODUCER GELSEAL CAP DISPOSABLE STERILE.. | SUPPLEMENTARY GEN.CONS SURG SUT,LAP,ROB
16599 | 4229540007700 | ADVANCED ACCESS PLATFORMS FLEXIBLE AIR-TIGHT FULCRUM FACILITATE TRIANGULATION OF STANDARD INSTRUMENTATION INCLUDES WOUND RETRACTOR=/ = PROTECTOR 1.5 TO 7 CM WOUND 3 SLEEVES 10MM 1 SLEEVE 12MM INSTRUMENT SHIELD SLEEVE INTRODUCER GELSEAL CAP DISPOSABLE STERILE.. | SUPPLEMENTARY GEN.CONS SURG SUT,LAP,ROB
16600 | 4229540007900 | BIPOLAR FINGER SWITCH TISSUE SEALING FORCEPS ACTISEAL WITH NON STICK TIPS AND SMOKE EVACUATION 1.2MM TIPS 4 METER CABLE AND FINGER SWITCH CONTROL TERMINALLY STERILE COMPATIBLE WITH ALL DIATHERMY MACHINES.. | SUPPLEMENTARY GENERAL CONSUMABLES
16601 | 4229540008000 | CATHETER URETERAL BALLOON DILATION HIGH PRESSURE ULTRAMAX OR EQUIVALENT 12 FR LENGTH 4 CM DISPOSABLE STERILE.. | SUPPLEMENTARY GENERAL CONSUMABLES
16602 | 4229540008100 | COVER SHEATH FOR ARTHROSCOPY 7K RESOLUTION 30 DEGREE ROUND LOCKING SYSTEM FOR SCOPE PIXELS PROTECTION ANTI-FOG AND ANTI-BLURRING DISPOSABLE STERILE SHOULD BE COMPATIBLE WITH ARTHROVIMS MACHINE.. | SUPPLEMENTARY GENERAL CONSUMABLES
16603 | 4229540008300 | DILATOR SET URETHRAL S-SHAPE 22FR STERILE DISPOSABLE.. | SUPPLEMENTARY GENERAL CONSUMABLES
16604 | 4229540008400 | DILATOR SET URETHRAL S-SHAPE 24FR STERILE DISPOSABLE.. | SUPPLEMENTARY GENERAL CONSUMABLES
16605 | 4229540008500 | DILATOR SET URETHRAL S-SHAPE 26FR STERILE DISPOSABLE.. | SUPPLEMENTARY GENERAL CONSUMABLES
16606 | 4229540008800 | KIT CATHETERIZATION SUPRAPUBIC 8 FR WITH SCALPEL TROCAR AND SHEATH 2 - WAY STANDARD LENGTH STERILE.. | SUPPLEMENTARY GENERAL CONSUMABLES
16607 | 4229540008900 | CATHETER THORACIC DRAINAGE WITHOUT TROCAR AND SENTINEL STRAIGHT TRANSPARENT ROUND SOFT TIP WITH 2 EYELETS OR MORE RADIO-OPAQUE 15-25CM LENGTH WITH PEEL OFF PACKING SIZE: FG 16 DISPOSABLE STERILE.. | SUPPLEMENTARY GENERAL CONSUMABLES
16608 | 4229540009100 | DRAIN T-TUBE LATEX/RUBBER 22 FR LENGTH 30 - 50 CM DISPOSABLE STERILE.. | SUPPLEMENTARY GENERAL CONSUMABLES
16609 | 4229540009200 | DRAIN T-TUBE LATEX/RUBBER 24 FR LENGTH 30 - 50 CM DISPOSABLE STERILE.. | SUPPLEMENTARY GENERAL CONSUMABLES
16610 | 4229540009600 | SILICONE GEL SHEET ELASTIC SHEET 10X15 CM ULTRAVIOLET PROTECTION FACTOR EXTRA-THICK SILICONE LAYER WITH SOAP DISPOSABLE STERILE.. | SUPPLEMENTARY GEN.SUPPLIES NURS,BURN
16611 | 4229540009700 | SILICONE GEL SHEET ELASTIC SHEET 40-42 X 4-6 CM ULTRAVIOLET PROTECTION FACTOR EXTRA-THICK SILICONE LAYER WITH SOAP DISPOSABLE STERILE.. | SUPPLEMENTARY GEN.SUPPLIES NURS,BURN
16612 | 4229540009800 | SILICONE GEL SHEET ELASTIC SHEET 33-35 X 4-6 CM ULTRAVIOLET PROTECTION FACTOR EXTRA-THICK SILICONE LAYER WITH SOAP DISPOSABLE STERILE.. | SUPPLEMENTARY GEN.SUPPLIES NURS,BURN
16613 | 4229540009900 | SILICONE GEL SHEET ELASTIC SHEET 30-33 X 4-6 CM ULTRAVIOLET PROTECTION FACTOR EXTRA-THICK SILICONE LAYER WITH SOAP DISPOSABLE STERILE.. | SUPPLEMENTARY GEN.SUPPLIES NURS,BURN
16614 | 4229540010000 | ELECTRODE BALL COATED PTFE FOR COAGULATION ROUND TIP SIZE 12 CM (+/- 3 CM) DISPOSABLE STERILE INDIVIDUAL PACKING.. | SUPPLEMENTARY GENERAL CONSUMABLES
16615 | 4229540010100 | ENDOCAVITY NEEDLE GUIDES KIT CONTAINS: NEEDLE GUIDE ULTRASOUND PROBE COVER TWO ELASTIC BANDS ULTRASOUND GEL PACKET 20 ML ASSORTED TYPE OF NEEDLE GUIDE STERILE DISPOSABLE.. | SUPPLEMENTARY GENERAL CONSUMABLES
16616 | 4229540010500 | SURGICAL GOWN DOUBLE WRAPPED BLUE/GREEN COLOR ZONED-IMPERVIOUS REINFORCED FROM CHEST TO DOWN ABDOMINAL AND ARMS TILL ELBOW EXCELLENT MICROBIAL BARRIER ANTISTATIC BREATHABLE FABRIC FLUID REPELLENT LIGHT WEIGHT MATERIAL RESISTANT TO TEARING COMFORTABLE LONG SLEEVES WITH CLOSING OF 7 CM ELASTIC STOCKINET CUFF DISPOSABLE STERILE XXX- LARGE SIZE WITH TWO ABSORBENT TOWEL.. | SUPPLEMENTARY GENERAL CONSUMABLES
16617 | 4229540010600 | GUIDEWIRE TEFLON (PTFE) COATED STRAIGHT TIP 0.018 X 120-150 CM LENGTH DISPOSABLE STERILE.. | SUPPLEMENTARY GENERAL CONSUMABLES
16618 | 4229540010900 | RETRACTOR INTEGRATED CORDLESS MULTI LED LED LIGHTS DUAL-BLADE INCLUDING LED ON EITHER BLADE ON/OFF BUTTON ALLOWS FOR SEAMLESS MID-PROCEDURE TRANSITION FROM ONE BLADE TO ANOTHER DUAL SMOKE EVACUATION CHANNELS REINFORCED NYLON MATERIAL PROVIDES EXCEPTIONAL STRENGTH AND RIGIDITY ATRAUMATIC GRIP AT DISTAL ENDS TOUCH-FREE BATTERY REMOVAL ALLOWS FOR DISPOSAL 50MM X 20MM AND 30MM X 15MM ONETRAC LXD SINGLE-USE.. | SUPPLEMENTARY GENERAL CONSUMABLES
16619 | 4229540011000 | LAPAROSCOPIC LIVER RESECTOR HANDPIECE TORSIONAL ULTRASONIC ULTRA LOW SETTING SHEARS 36MHZ SHAPED BLADE FOR MAXIMUM HEMOSTASIS 5MM X 35CM DISPOSABLE RELATED TO SECTOR MACHINE. | SUPPLEMENTARY GEN.CONS SURG SUT,LAP,ROB
16620 | 4229540011100 | LAPAROSCOPIC LIVER RESECTOR TRANSDUCER TORSIONAL ULTRASONIC LIMITED USE FOR 50 SURGERIES 5MM X 35CM REUSABLE RELATED TO SECTOR MACHINE. | SUPPLEMENTARY GEN.CONS SURG SUT,LAP,ROB
16621 | 4229540011200 | LAPAROSCOPIC VERTICAL B CLAMP FOR GASTROPLASTY BY CLIPPING CAN BE REVERSIBLE BARICLIP SILICONE OVER MOLDED TITANIUM BACKBONE WITH AN INFERIOR FLEXIBLE HINGED OPENING POSTERIOR AND ANTERIOR SUTURE MARKERS ADJUSTABLE PRESSURE LOCKING STRAP 14.5 CM IN LENGTH 2.5 CM INFERIOR OPENING STERILE.. | SUPPLEMENTARY GEN.CONS SURG SUT,LAP,ROB
16622 | 4229540011300 | MECHANICAL CLOSED LOOP FILTRATION PROCESSING SYSTEM HARVEST AND FILTRATE 500 MACRON OF AUTOLOGOUS MICRO-FRAGMENTED ADIPOSE TISSUE 240ML KIT STERILE.. | SUPPLEMENTARY GENERAL CONSUMABLES
16623 | 4229540011400 | MESH LIGHTWEIGHT POLYPROPYLENE MONOFILAMENT WITH SEPRAFILM ANTI-ADHESION HYDROGEL ABSORBABLE BARRIER WITH SILICONE BALLOON FOR MESH DEPLOYMENT SIZE 25 X 35 CM ( +/- 2 CM ).. | SUPPLEMENTARY GENERAL CONSUMABLES
16624 | 4229540011500 | MESH LIGHTWEIGHT POLYPROPYLENE MONOFILAMENT WITH SEPRAFILM ANTI-ADHESION HYDROGEL ABSORBABLE BARRIER WITH SILICONE BALLOON FOR MESH DEPLOYMENT SIZE 30 X 35 CM ( +/- 2 CM ).. | SUPPLEMENTARY GENERAL CONSUMABLES
16625 | 4229540011600 | MESH FULLY RESORBABLE SCAFFOLD FOR SOFT TISSUE RECONSTRUCTION WITH ABSORBABLE ANTI - ADHESION BARRIER SEPRA TECHNOLOGY 30 X 35 CM ( +/- 2 CM ) STERILE.. | SUPPLEMENTARY GENERAL CONSUMABLES
16626 | 4229540011700 | MESH TRI-LAYER 3D SCAFFOLD BIOMATERIAL POLYGLYCOLIC ACID AND TRIMETHYLENE CARBONATE MACROPOROUS MONOFILAMENT PTFE KNIT 20X25CM (=+/- = 1CM) RECTANGLE.. | SUPPLEMENTARY GENERAL CONSUMABLES
16627 | 4229540011800 | MESH TRI-LAYER 3D SCAFFOLD BIOMATERIAL POLYGLYCOLIC ACID AND TRIMETHYLENE CARBONATE MACROPOROUS MONOFILAMENT PTFE KNIT 20X30CM (=+/- = 1CM) RECTANGLE.. | SUPPLEMENTARY GENERAL CONSUMABLES
16628 | 4229540011900 | MONOPOLAR TISSUE SEALING FORCEPS MACROSEAL WITH NON STICK TIPS AND SMOKE EVACUATION 1.2 MM TIPS 4 METER CABLE AND FINGER SWITCH CONTROL STERILE DISPOSABLE COMPATIBLE WITH ALL DIATHERMY MACHINE.. | SUPPLEMENTARY GENERAL CONSUMABLES
16629 | 4229540012100 | OPEN LIVER RESECTOR HANDPIECE TORSIONAL ULTRASONIC ULTRA LOW SETTING SHEARS 36MHZ SHAPED BLADE FOR MAXIMUM HEMOSTASIS 5MM X 18CM DISPOSABLE RELATED TO SECTOR MACHINE.. | SUPPLEMENTARY GEN.CONS SURG SUT,LAP,ROB
16630 | 4229540012200 | OPEN LIVER RESECTOR TRANSDUCER TORSIONAL ULTRASONIC LIMITED USE FOR 50 SURGERIES 5MM X 18CM REUSABLE RELATED TO SECTOR MACHINE.. | SUPPLEMENTARY GEN.CONS SURG SUT,LAP,ROB
16631 | 4229540012300 | PAD PATIENT PAD PROLONGED POSITIONING SYSTEM EXT FULL KIT 1 HEAD REST 2 STANDARD ARM PROTECTORS 2 BODY STRAPS AND 1 LIFT SHEET.. | SUPPLEMENTARY GENERAL CONSUMABLES
16632 | 4229540012400 | PAD PATIENT PAD XL ADVANCED TRENDELENBURG POSITIONING SYSTEM 2 STANDARD ONE-STEP ARM PROTECTORS AND 1 HEAD POSITIONER 1 LIFT SHEET 2 SINGLE USE BODY STRAPS.. | SUPPLEMENTARY GENERAL CONSUMABLES
16633 | 4229540012500 | CATHETER PERCUTANEOUS NEPHROSTOMY 2- WAY SILICONE OPEN END LENGTH 30 - 40 CM BALLOON UP TO 5 ML RADIO-OPAQUE TIP SIZE: 20 CH DISPOSABLE STERILE.. | SUPPLEMENTARY GENERAL CONSUMABLES
16634 | 4229540012800 | RETRACTOR INTEGRATED CORDLESS LED LIGHT SOURCE LED LIGHT SOURCE PRODUCES NO DAMAGING HEAT ON/OFF SWITCH INTEGRATED SMOKE EVACUATION CHANNEL REINFORCED NYLON MATERIAL PROVIDES EXCEPTIONAL STRENGTH AND RIGIDITY ANGLED TIP WITH GRIP FOR IMPROVED TISSUE ADHERENCE LIGHTWEIGHT SIZE: 105 X 60 MM SINGLE USE -STERILE.. | SUPPLEMENTARY GENERAL CONSUMABLES
16635 | 4229540012900 | RETRACTOR INTEGRATED CORDLESS MULTI LED LIGHTS ON/OFF BUTTON ALLOWS USER TO CYCLE THROUGH MULTIPLE LIGHTING CONFIGURATIONS LIGHT INTENSITY ADJUSTMENT INTEGRATED DUAL SMOKE EVACUATION CHANNELS FOR RAPID SUCTION GRADED MEASUREMENT MARKERS REINFORCED NYLON MATERIAL PROVIDES EXCEPTIONAL STRENGTH AND RIGIDITY ATRAUMATIC GRIP AT DISTAL END OF BLADE ERGONOMIC HANDLE TOUCH-FREE BATTERY REMOVAL SIZE: 135 X 20 MM SINGLE USE STERILE.. | SUPPLEMENTARY GENERAL CONSUMABLES
16636 | 4229540013000 | SILICONE GEL SHEET FOR INVISIBLE SCAR THERAPY GEL 15-30 G... | SUPPLEMENTARY GEN.SUPPLIES NURS,BURN
16637 | 4229540013100 | SKIN CLOSURE SYSTEM 2 OCTYL CYANOACRYLATE ADHESIVE 3.5-3.8ML WITH POLYESTER MESH 20-25CM DISPOSABLE STERILE.. | SUPPLEMENTARY GENERAL CONSUMABLES
16638 | 4229540013200 | SKIN CLOSURE SYSTEM 2 OCTYL CYANOACRYLATE ADHESIVE 3.5-3.8ML WITH POLYESTER ROLL MESH 55-60CM DISPOSABLE STERILE.. | SUPPLEMENTARY GENERAL CONSUMABLES
16639 | 4229540013300 | SKIN CLOSURE SYSTEM 2 OCTYL CYANOACRYLATE ADHESIVE 3.5-3.8ML WITH POLYESTER MESH 30-42CM DISPOSABLE STERILE.. | SUPPLEMENTARY GENERAL CONSUMABLES
16640 | 4229540013400 | STAPLER LINEAR CUTTER 45 MM ARTICULATING BATTERY OPERATED WITH SURFACE GRIPING TECHNOLOGY TO PREVENT TISSUE SLIPPAGE FOR IMPROVED HEMOSTASIS 3 POINT GAP CONTROL FOR STRONG COMPRESSION 320-360 MM DISPOSABLE STERILE.. | SUPPLEMENTARY GEN.CONS SURG SUT,LAP,ROB
16641 | 4229540013500 | STAPLER LINEAR CUTTER 60 MM ARTICULATING BATTERY OPERATED WITH SURFACE GRIPING TECHNOLOGY TO PREVENT TISSUE SLIPPAGE FOR IMPROVED HEMOSTASIS 3 POINT GAP CONTROL FOR STRONG COMPRESSION 420-460 MM DISPOSABLE STERILE.. | SUPPLEMENTARY GEN.CONS SURG SUT,LAP,ROB
16642 | 4229540013600 | STENT INDWELLING SOFT POLYURETHANE DOUBLE URETERAL PIGTAIL STENT WITH COMPATIBLE GUIDEWIRE AND RADIO - OPAQUE PUSHER 20 CM LONG SIZE: 3.7-4 FR DISPOSABLE STERILE.. | SUPPLEMENTARY GENERAL CONSUMABLES
16643 | 4229540013700 | STENT INDWELLING SOFT POLYURETHANE DOUBLE URETERAL PIGTAIL STENT WITH COMPATIBLE GUIDEWIRE AND RADIO - OPAQUE PUSHER 8 CM LONG SIZE: 3.7-4 FR DISPOSABLE STERILE.. | SUPPLEMENTARY GENERAL CONSUMABLES
16644 | 4229540013800 | SET STENT INDWELLING POLYURETHANE DOUBLE URETERAL PIGTAIL STENT OPEN ENDED TAPERED TIP WITH HOLES IN THE BODY WITH COMPATIBLE GUIDEWIRE WITH RADIO-OPAQUE PUSHER SIZE: CH 4.7 - 5.0 18 CM DISPOSABLE STERILE.. | SUPPLEMENTARY GENERAL CONSUMABLES
16645 | 4229540013900 | SET STENT INDWELLING POLYURETHANE DOUBLE URETERAL PIGTAIL STENT OPEN ENDED TAPERED TIP WITH HOLES IN THE BODY WITH COMPATIBLE GUIDEWIRE WITH RADIO-OPAQUE PUSHER SIZE: CH 4.7 - 5.0 22 CM DISPOSABLE STERILE.. | SUPPLEMENTARY GENERAL CONSUMABLES
16646 | 4229540014100 | DOUBLE GLOVES SURGICAL LATEX POWDER FREE HYPOALLERGENIC SIZE 5.5 (PAIR IS EQUIVALENT TO PAIR OF 2) DISPOSABLE STERILE... | SUPPLEMENTARY GENERAL CONSUMABLES
16647 | 4229540014200 | DOUBLE GLOVES SURGICAL LATEX POWDER FREE HYPOALLERGENIC SIZE 6 (PAIR IS EQUIVALENT TO PAIR OF 2 DISPOSABLE STERILE... | SUPPLEMENTARY GENERAL CONSUMABLES
16648 | 4229540014300 | DOUBLE GLOVES SURGICAL LATEX POWDER FREE HYPOALLERGENIC SIZE 6.5 (PAIR IS EQUIVALENT TO PAIR OF 2) DISPOSABLE STERILE... | SUPPLEMENTARY GENERAL CONSUMABLES
16649 | 4229540014400 | DOUBLE GLOVES SURGICAL LATEX POWDER FREE HYPOALLERGENIC SIZE 7 (PAIR IS EQUIVALENT TO PAIR OF 2) DISPOSABLE STERILE... | SUPPLEMENTARY GENERAL CONSUMABLES
16650 | 4229540014500 | DOUBLE GLOVES SURGICAL LATEX POWDER FREE HYPOALLERGENIC SIZE 7.5 (PAIR IS EQUIVALENT TO PAIR OF 2) DISPOSABLE STERILE... | SUPPLEMENTARY GENERAL CONSUMABLES
16651 | 4229540014600 | DOUBLE GLOVES SURGICAL LATEX POWDER FREE HYPOALLERGENIC SIZE 8 (PAIR IS EQUIVALENT TO PAIR OF 2) DISPOSABLE STERILE... | SUPPLEMENTARY GENERAL CONSUMABLES
16652 | 4229540014700 | DOUBLE GLOVES SURGICAL LATEX POWDER FREE HYPOALLERGENIC SIZE 8.5 (PAIR IS EQUIVALENT TO PAIR OF 2) DISPOSABLE STERILE... | SUPPLEMENTARY GENERAL CONSUMABLES
16653 | 4229540014900 | SUTURE POLIGLECAPRONE 25 UNIDIRECTIONAL DUAL ANGLE CUT LOOP LOCK MONOFILAMENT ABSORBABLE SIZE 3/0 17-18 MM 1/2 CIRCLE TAPER POINT NEEDLE 15 CM VIOLET STERILE /.. | SUPPLEMENTARY GEN.CONS SURG SUT,LAP,ROB
16654 | 4229540015000 | SUTURE POLYESTER MULTIFILAMENT NON-ABSORBABLE SIZE 5/0 8 MM 1/4 CIRCLE SPATULATED DOUBLE ARM NEEDLE 45-50 CM WHITE STERILE.. | SUPPLEMENTARY GEN.CONS SURG SUT,LAP,ROB
16655 | 4229540015100 | SUTURE STAINLESS STEEL FOR TEMPORARY PACING WIRE POLYETHYLENE COATED MULTIFILAMENT NON-ABSORBABLE SIZE 2/0 DOUBLE ARM 17 MM 1/2 CIRCLE ROUND BODY NEEDLE AND 60 MM ( +/- 1 MM ) STRAIGHT CUTTING NEEDLE 60-65 CM BLUE STERILE.. | SUPPLEMENTARY GEN.CONS SURG SUT,LAP,ROB
16656 | 4229540015200 | SUTURE POLYAMIDE MONOFILAMENT NON-ABSORBABLE LOOP SIZE 2/0 31 MM ( +/- 1 MM ) 1/2 CIRCLE ROUND BODY NEEDLE 150 CM ( +/- 20 CM ) BLACK STERILE.. | SUPPLEMENTARY GEN.CONS SURG SUT,LAP,ROB
16657 | 4229540015300 | SUTURE POLIGLECAPRONE 25 UNIDIRECTIONAL DUAL ANGLE CUT LOOP LOCK MONOFILAMENT ABSORBABLE SIZE 3/0 27-28 MM 5/8 CIRCLE TAPER POINT NEEDLE 20-23 CM VIOLET STERILE /.. | SUPPLEMENTARY GEN.CONS SURG SUT,LAP,ROB
16658 | 4229540015400 | SUTURE POLIGLECAPRONE 25 UNIDIRECTIONAL DUAL ANGLE CUT LOOP LOCK MONOFILAMENT ABSORBABLE SIZE 2/0 37 MM ( +/- 1 MM ) 1/2 CIRCLE TAPER POINT NEEDLE 15 CM VIOLET STERILE.. | SUPPLEMENTARY GEN.CONS SURG SUT,LAP,ROB
16659 | 4229540015500 | SUTURE POLIGLECAPRONE 25 ANTIBACTERIAL (COATED TRICLOSAN) MONOFILAMENT ABSORBABLE SIZE 4/0 21-22 MM 1/2 CIRCLE ROUND BODY NEEDLE 70-75 CM VIOLET STERILE.. | SUPPLEMENTARY GEN.CONS SURG SUT,LAP,ROB
16660 | 4229540015600 | SUTURE POLIGLECAPRONE 25 ANTIBACTERIAL (COATED TRICLOSAN) MONOFILAMENT ABSORBABLE SIZE 5/0 11-12 MM 3/8 CIRCLE PRIME REVERSE CUTTING NEEDLE 70-75 CM UNDYED STERILE.. | SUPPLEMENTARY GEN.CONS SURG SUT,LAP,ROB
16661 | 4229540015800 | SUTURE POLYESTER COATED SILICON OR POLYBUTILATE MULTIFILAMENT NON-ABSORBABLE SIZE 0 25-26 MM 1/2 CIRCLE ROUND BODY NEEDLE 70-75 CM G = REEN STERILE.. | SUPPLEMENTARY GEN.CONS SURG SUT,LAP,ROB
16662 | 4229540015900 | SUTURE POLYESTER COATED SILICON OR POLYBUTILATE MULTIFILAMENT NON-ABSORBABLE SIZE 2/0 36 MM ( +/- 1 MM ) 1/2 CIRCLE ROUND BODY NEEDLE 70-75 CM GREEN STERILE.. | SUPPLEMENTARY GEN.CONS SURG SUT,LAP,ROB
16663 | 4229540016000 | SUTURE POLYESTER COATED SILICON OR POLYBUTILATE MULTIFILAMENT NON-ABSORBABLE SIZE 3/0 21-22 MM 1/2 CIRCLE ROUND BODY DOUBLE ARM NEEDLE 90-95 CM GREEN STERILE.. | SUPPLEMENTARY GEN.CONS SURG SUT,LAP,ROB
16664 | 4229540016100 | SUTURE POLYESTER COATED SILICON OR POLYBUTILATE MULTIFILAMENT NON-ABSORBABLE SIZE 5/0 8 MM 1/4 CIRCLE SPATULATED DOUBLE ARM NEEDLE 4 = 5-50 CM WHITE STERILE.. | SUPPLEMENTARY GEN.CONS SURG SUT,LAP,ROB
16665 | 4229540016200 | SUTURE POLYDIOXANONE ANTIBACTERIAL (COATED TRICLOSAN) MONOFILAMENT ABSORBABLE SIZE 0 25-26 MM 3/8 CIRCLE PRIME REVERSE CUTTING NEEDLE 70-75 CM UNDYED STERILE.. | SUPPLEMENTARY GEN.CONS SURG SUT,LAP,ROB
16666 | 4229540016300 | SUTURE POLYDIOXANONE ANTIBACTERIAL (COATED TRICLOSAN) MONOFILAMENT ABSORBABLE SIZE 2/0 36 MM ( +/- 1 MM ) 1/2 CIRCLE ROUND BODY NEEDLE 70-75 CM VIOLET STERILE.. | SUPPLEMENTARY GEN.CONS SURG SUT,LAP,ROB
16667 | 4229540016400 | SUTURE POLYDIOXANONE ANTIBACTERIAL (COATED TRICLOSAN) MONOFILAMENT ABSORBABLE SIZE 3/0 17-18 MM 1/2 CIRCLE ROUND BODY NEEDLE 70-75 CM VIOLET STERILE.. | SUPPLEMENTARY GEN.CONS SURG SUT,LAP,ROB
16668 | 4229540016500 | SUTURE POLYDIOXANONE ANTIBACTERIAL (COATED TRICLOSAN) MONOFILAMENT ABSORBABLE SIZE 3/0 21-22 MM 1/2 CIRCLE ROUND BODY NEEDLE 70-75 CM VIOLET STERILE.. | SUPPLEMENTARY GEN.CONS SURG SUT,LAP,ROB
16669 | 4229540016600 | SUTURE POLYDIOXANONE ANTIBACTERIAL (COATED TRICLOSAN) MONOFILAMENT ABSORBABLE SIZE 4/0 13-14 MM 3/8 CIRCLE PRIME REVERSE CUTTING NEEDLE 45-50 CM UNDYED STERILE.... | SUPPLEMENTARY GEN.CONS SURG SUT,LAP,ROB
16670 | 4229540016800 | SUTURE POLYDIOXANONE ANTIBACTERIAL (COATED TRICLOSAN) MONOFILAMENT ABSORBABLE SIZE 6/0 13-14 MM 1/2 CIRCLE ROUND BODY DOUBLE ARM NEEDLE 70-75 CM VIOLET STERILE.. | SUPPLEMENTARY GEN.CONS SURG SUT,LAP,ROB
16671 | 4229540016900 | SUTURE POLYDIOXANONE MONOFILAMENT ABSORBABLE SIZE 7/0 13-14 MM 3/8 CIRCLE ROUND BODY DOUBLE ARM NEEDLE 45-50 CM VIOLET STERILE.. | SUPPLEMENTARY GEN.CONS SURG SUT,LAP,ROB
16672 | 4229540017000 | SUTURE POLYGLACTIN 910 ANTIBACTERIAL (COATED TRICLOSAN) MULTIFILAMENT ABSORBABLE SIZE 0 36 MM ( +/- 1 MM ) 1/2 CIRCLE ROUND= BODY DETACHABLE NEEDLE 8 X 45-50 CM VIOLET STERILE.. | SUPPLEMENTARY GEN.CONS SURG SUT,LAP,ROB
16673 | 4229540017100 | SUTURE POLYGLACTIN 910 ANTIBACTERIAL (COATED TRICLOSAN) MULTIFILAMENT ABSORBABLE SIZE 1 36 MM ( +/- 1 MM ) 1/2 CIRCLE ROUND= BODY NEEDLE 70-75 CM VIOLET STERILE.. | SUPPLEMENTARY GEN.CONS SURG SUT,LAP,ROB
16674 | 4229540017200 | SUTURE POLYGLACTIN 910 ANTIBACTERIAL (COATED TRICLOSAN) MULTIFILAMENT ABSORBABLE SIZE 2 36 MM ( +/- 1 MM ) 1/2 CIRCLE TAPER= CUT NEEDLE 70-75 CM VIOLET STERILE.. | SUPPLEMENTARY GEN.CONS SURG SUT,LAP,ROB
16675 | 4229540017300 | SUTURE POLYGLACTIN 910 MULTIFILAMENT ABSORBABLE SIZE 2 65 MM ( +/- 2 MM ) 1/2 CIRCLE ROUND BODY NEEDLE 70-75 CM VIOLET STERILE.. | SUPPLEMENTARY GEN.CONS SURG SUT,LAP,ROB
16676 | 4229540017500 | SUTURE POLYGLACTIN 910 MULTIFILAMENT ABSORBABLE DISPENSER REEL RADIOPAQUE SIZE 2/0 NEEDLE FREE 250 CM VIOLET STERILE.. | SUPPLEMENTARY GEN.CONS SURG SUT,LAP,ROB
16677 | 4229540017600 | SUTURE POLYGLACTIN 910 MULTIFILAMENT RAPID ABSORPTION SIZE 2/0 25-26 MM 1/2 CIRCLE TAPER CUT NEEDLE 90-95 CM UNDYED STERILE.. | SUPPLEMENTARY GEN.CONS SURG SUT,LAP,ROB
16678 | 4229540017700 | SUTURE POLYGLACTIN 910 ANTIBACTERIAL (COATED TRICLOSAN) MULTIFILAMENT ABSORBABLE SIZE 2/0 36 MM ( +/- 1 MM ) 1/2 CIRCLE REVERSE CUTTING NEEDLE 70-75 CM VIOLET STERILE.. | SUPPLEMENTARY GEN.CONS SURG SUT,LAP,ROB
16679 | 4229540017900 | SUTURE POLYGLACTIN 910 MULTIFILAMENT ABSORBABLE SIZE 2/0 36 MM ( +/- 1 MM ) 1/2 CIRCLE TAPER CUT NEEDLE 70-75 CM VIOLET STERILE.. | SUPPLEMENTARY GEN.CONS SURG SUT,LAP,ROB
16680 | 4229540018100 | SUTURE POLYGLACTIN 910 ANTIBACTERIAL (COATED TRICLOSAN) MULTIFILAMENT ABSORBABLE SIZE 3/0 17-18 MM 1/2 CIRCLE ROUND BODY NEEDLE 70-75 CM UNDYED STERILE.. | SUPPLEMENTARY GEN.CONS SURG SUT,LAP,ROB
16681 | 4229540018200 | SUTURE POLYGLACTIN 910 MULTIFILAMENT ABSORBABLE DISPENSER REEL RADIOPAQUE SIZE 3/0 NEEDLE FREE 250 CM VIOLET STERILE.. | SUPPLEMENTARY GEN.CONS SURG SUT,LAP,ROB
16682 | 4229540018400 | SUTURE POLYGLACTIN 910 MULTIFILAMENT RAPID ABSORPTION SIZE 4/0 15-16 MM 3/8 CIRCLE MULTIPASS CUTTING NEEDLE 70-75 CM UNDYED STERILE.. | SUPPLEMENTARY GEN.CONS SURG SUT,LAP,ROB
16683 | 4229540018500 | SUTURE POLYGLACTIN 910 MULTIFILAMENT ABSORBABLE SIZE 6/0 15-16 MM 3/8 CIRCLE REVERSE CUTTING PRIME NEEDLE 45-50 CM UNDYED STERILE.. | SUPPLEMENTARY GEN.CONS SURG SUT,LAP,ROB
16684 | 4229540018600 | SUTURE POLYGLACTIN 910 MULTIFILAMENT ABSORBABLE SIZE 5/0 8 MM 1/2 CIRCLE SPATULATED DOUBLE ARM NEEDLE 45-50 CM VIOLET STERILE.. | SUPPLEMENTARY GEN.CONS SURG SUT,LAP,ROB
16685 | 4229540018700 | SUTURE POLYGLACTIN 910 MULTIFILAMENT ABSORBABLE SIZE 6/0 8 MM 1/2 CIRCLE SPATULATED DOUBLE ARM NEEDLE 20-23 CM VIOLET STERILE.. | SUPPLEMENTARY GEN.CONS SURG SUT,LAP,ROB
16686 | 4229540018800 | SUTURE POLYGLACTIN 910 MULTIFILAMENT ABSORBABLE SIZE 6/0 8 MM 1/2 CIRCLE SPATULATED DOUBLE ARM NEEDLE 45-50 CM VIOLET STERILE.. | SUPPLEMENTARY GEN.CONS SURG SUT,LAP,ROB
16687 | 4229540018900 | SUTURE POLYGLACTIN 910 MULTIFILAMENT ABSORBABLE SIZE 8/0 6.5 MM 3/8 CIRCLE SPATULATED NEEDLE 15 CM VIOLET STERILE.... | SUPPLEMENTARY GEN.CONS SURG SUT,LAP,ROB
16688 | 4229540019000 | SUTURE POLYGLACTIN 910 MULTIFILAMENT ABSORBABLE SIZE 8/0 9.3 MM 3/8 CIRCLE ROUND BODY NEEDLE 30 CM VIOLET STERILE.. | SUPPLEMENTARY GEN.CONS SURG SUT,LAP,ROB
16689 | 4229540019100 | SUTURE POLYBUTESTER UNIDIRECTIONAL DUAL ANGLE CUT LOOP LOCK MONOFILAMENT NON-ABSORBABLE SIZE 1 37 MM ( +/- 1 MM ) 1/2 CIRCLE TAPER POINT NEEDLE 45-50 CM BLUE STERILE.. | SUPPLEMENTARY GEN.CONS SURG SUT,LAP,ROB
16690 | 4229540019200 | SUTURE POLYBUTESTER UNIDIRECTIONAL DUAL ANGLE CUT LOOP LOCK MONOFILAMENT NON-ABSORBABLE SIZE 2/0 25-26 MM 1/2 CIRCLE TAPER POINT NEEDLE 30 CM BLUE STERILE.. | SUPPLEMENTARY GEN.CONS SURG SUT,LAP,ROB
16691 | 4229540019400 | SUTURE POLYPROPYLENE MONOFILAMENT NON-ABSORBABLE SIZE 5/0 25-26 MM 1/2 CIRCLE ROUND BODY DOUBLE ARM NEEDLE 70-75 CM BLUE STERILE.. | SUPPLEMENTARY GEN.CONS SURG SUT,LAP,ROB
16692 | 4229540019500 | SUTURE SILK MULTIFILAMENT NON-ABSORBABLE SIZE 5/0 17-18 MM 3/8 / CIRCLE ROUND BODY NEEDLE 70-75 CM BLACK STERILE..... | SUPPLEMENTARY GEN.CONS SURG SUT,LAP,ROB
16693 | 4229540019600 | SUTURE STAINLESS STEEL FOR TEMPORARY PACING WIRE POLYETHYLENE COATED MULTIFILAMENT NON-ABSORBABLE SIZE 2/0 DOUBLE ARM 17-18 MM 3/8 CIRCLE ROUND BODY NEEDLE AND 60 MM STRAIGHT CUTTING NEEDLE 60-65 CM STERILE.... | SUPPLEMENTARY GEN.CONS SURG SUT,LAP,ROB
16694 | 4229540019700 | SYSTEM ARTIFICIAL ANAL SPHINCTER WITH SELF-EXPANDABLE PROSTHESES DISPOSABLE STERILE.. | SUPPLEMENTARY GENERAL CONSUMABLES
16695 | 4229540019900 | TRANSANAL HEMORRHOIDAL DEARTERIALIZATION KIT CUSTOMIZED SURGICAL ANOSCOPE WITH PIVOT FOR THE CONTROL OF THE ROTATION AND PENETRATION OF THE NEEDLE (5MM) AND SLIDING OPERATIVE WINDOW AND DOPPLER TRANSDUCER SLOT LENGTH 170-175MM DISPOSABLE STERILE.. | SUPPLEMENTARY GENERAL CONSUMABLES
16696 | 4229540020000 | TROCAR ADVANCED ACCESS SYSTEM WITH HOLE IN THE TIP DIRECT INSUFFLATION UNDER VISION 12MM X100MM STERILE.. | SUPPLEMENTARY GEN.CONS SURG SUT,LAP,ROB
16697 | 4229540020100 | TROCAR INTELLIGENT FLOW SYSTEM-12MM ACCESS PORT BLADELESS OPTICAL TIP OBTURATOR 120-130 MM RELATED TO SECTOR MACHINE.. | SUPPLEMENTARY GEN.CONS SURG SUT,LAP,ROB
16698 | 4229540020200 | TROCAR INTELLIGENT FLOW SYSTEM-5MM ACCESS PORT BLADELESS OPTICAL TIP OBTURATOR 120-130 MM RELATED TO SECTOR MACHINE.. | SUPPLEMENTARY GEN.CONS SURG SUT,LAP,ROB
16699 | 4229540020300 | TROCAR INTELLIGENT FLOW SYSTEM-8MM ACCESS PORT BLADELESS OPTICAL TIP OBTURATOR 100MM RELATED TO SECTOR MACHINE.. | SUPPLEMENTARY GEN.CONS SURG SUT,LAP,ROB
16700 | 4229540020400 | TROCAR INTELLIGENT FLOW SYSTEM-8MM ACCESS PORT BLADELESS OPTICAL TIP OBTURATOR 120-130 MM RELATED TO SECTOR MACHINE.. | SUPPLEMENTARY GEN.CONS SURG SUT,LAP,ROB
16701 | 4229540020500 | TUBE SET FILTERED FOR GAS FLOW STABLE PNEUMOPERITONEUM SMOKE EVACUATION RELATED TO SECTOR MACHINE.. | SUPPLEMENTARY GEN.CONS SURG SUT,LAP,ROB
16702 | 4229540020600 | SET SHEATH URETERAL ACCESS 13/15 FRENCH 45 CM (+/- 2CM).. | SUPPLEMENTARY GENERAL CONSUMABLES
16703 | 4229540020800 | WOUND MATRIX STABILIZED PURIFIED TYPE I COLLAGEN EQUINE TENDON WITH SEMI CROSSLINKED HYDROPHILIC AND POROUS SCAFFOLD SINGLE CHRONIC WOUNDS APPLICATION SIZE 5X5 CM.. | SUPPLEMENTARY GENERAL CONSUMABLES
16704 | 4229540021000 | TUBE, SUCTION AND IRRIGATION, WITH PLUNGER VALVE, DIAMETER 5 MM, TOTAL LENGTH 30 - 34 CM, REUSABLE | SURGICAL INSTRUMENT TENDER
16705 | 4229540021100 | PATIENT PROTECTION KIT INCLUDING SIDEPRONE HEADREST 3 DUAL LAYERS PADS 2 ARCS FOR ICU POSITIONING.. | SUPPLEMENTARY GEN.SUPPLIES NURS,BURN
16706 | 4229540021200 | CORDLESS DIGITAL TOOTH SHADE MATCHING UNIT CAPABLE OF MEASURING VITA CLASSICAL (A1–D4) AND 3D-MASTER SHADES (29 SHADES) OR EQUIVALENT SYSTEMS WITH SMALL WHITE-LED PROBE BUILT-IN CALIBRATION RECHARGEABLE BATTERY AND DIGITAL DISPLAY PROVIDING HIGH COLOR ACCURACY AND CLINICAL STABILITY | DENTAL GENERAL SUPPLIES
16707 | 4229540021300 | CORDLESS DOWNPACK HEAT SOURCE TO CUT GUTTA PERCHA INCLUDING AT LEAST THREE DIFFERENT SIZES OF HEATING TIPS | DENTAL GENERAL SUPPLIES
16708 | 4229540021400 | ENDODONTIC MOTOR WITH BUILT-IN OR INTEGRATED APEX LOCATOR, CORDLESS OR WITH DEDICATED CONTROL UNIT, BRUSHLESS MOTOR SUPPORTING CONTINUOUS ROTATION AND RECIPROCATING MOTIONS, SPEED RANGE 100 TO AT LEAST 3000 RPM, TORQUE ≥4.0 N·CM, COMPACT CONTRA-ANGLE HEAD (MAX. DIAMETER 8 MM, MAX. HEAD HEIGHT 10 MM), 360° ROTATION, BUILT-IN LED ILLUMINATION, COLOR DISPLAY OR TOUCHSCREEN, PRESET PROGRAMS FOR MAJOR FILE SYSTEMS WITH USER-PROGRAMMABLE MEMORY, SOFTWARE UPDATE CAPABILITY, RECHARGEABLE LITHIUM-ION BATTERY, AUTO-REVERSE AND AUTO-STOP FUNCTIONS, SUPPLIED WITH AT LEAST THREE CONTRA-ANGLE HANDPIECE HEADS. | DENTAL GENERAL SUPPLIES
16709 | 4229540021500 | CORDLESS OBTURATION TO FILL CANALS WITH ALPHA GUTTA PERCHA IN FORM OF WARM VERTICAL TECHNIQUE WITH GUN WITH GUTTA PERCHA CARTRIDGE | DENTAL GENERAL SUPPLIES
16710 | 4229540021600 | HEATING TIPS REFILL FOR CORDLESS DOWNPACK HEAT SOURCE DIFFERENT SIZES COMPATIBLE WITH HOSPITAL SYSTEM | DENTAL GENERAL SUPPLIES
16711 | 4229540022000 | ACCESS PORT, INTELLIGENT FLOW SYSTEM-8MM, TO BE USED WITH ROBOTIC TROCAR, COMPATIBLE WITH HOSPITAL MACHINE, DISPOSABLE, STERILE. | OBESITY/ENDOSCOPIC SURGERY/SUTURING & ROBOTIC SURGERY
16712 | 4229540200000 | SKIN MARKER PEN GENTIAN VIOLET INK QUICK DRYING AND DOES NOT RUN LARGE INK RESERVOIR STANDARD TIP WITH RULER STERILE.... | SUPPLEMENTARY GENERAL CONSUMABLES
16713 | 4229540201300 | ENDOSCOPIC MARKER FOR ENDOSCOPIC GI TRACT TATTOOING PERMANENT STERILE. | ENDOSCOPY CONSUMABLES SUPPLIES
16714 | 4229540600200 | SPONGE SYNTHETIC WITH X-RAY DETECTABLE VERY SOFT AND HIGHLY ABSORBENT (NOT LESS THAN 5 TIMES ITS WEIGHT) OR NEUROSURGERY SIZE: 0.5 X 2.5 INCH (+/- 0.3 INCH) DISPOSABLE STERILE.... | GENERAL MEDICAL CONSUMABLES
16715 | 4229540600300 | SPONGE SYNTHETIC WITH X-RAY DETECTABLE VERY SOFT AND HIGHLY ABSORBENT (NOT LESS THAN 5 TIMES ITS WEIGHT) OR NEUROSURGERY SIZE: 0.5 X 1.5 INCH DISPOSABLE STERILE... | SUPPLEMENTARY GEN.SUPPLIES NURS,WOUND
16716 | 4229540601800 | SPONGE SYNTHETIC WITH X-RAY DETECTABLE VERY SOFT AND HIGHLY ABSORBENT (NOT LESS THAN 5 TIMES ITS WEIGHT) OR NEUROSURGERY SIZE: 1 X 1/2 INCH DISPOSABLE STERILE.. | SUPPLEMENTARY GEN.SUPPLIES NURS,BURN
16717 | 4229540601900 | PATTIES FOR NEUROSURGERIES NON STICKY X - RAY DETECTABLE VERY SOFT AND HIGHLY ABSORBENT SIZE: 13 X 40 MM ( +/- 2 MM) DISPOSABLE STERILE. | SUPPLEMENTARY GEN.SUPPLIES NURS,WOUND
16718 | 4229540602000 | SPONGE SYNTHETIC WITH X-RAY DETECTABLE VERY SOFT AND HIGHLY ABSORBENT (NOT LESS THAN 5 TIMES ITS WEIGHT) OR NEUROSURGERY SIZE:19/32 X 25/32 INCH (+/- 0.2 INCH) DISPOSABLE STERILE... | GENERAL MEDICAL CONSUMABLES
16719 | 4229540602200 | SPONGE SYNTHETIC WITH X-RAY DETECTABLE VERY SOFT AND HIGHLY ABSORBENT (NOT LESS THAN 5 TIMES ITS WEIGHT) OR NEUROSURGERY SIZE: 3/8 X 1/2 INCH DISPOSABLE STERILE.... | GENERAL MEDICAL CONSUMABLES
16720 | 4229540602800 | SPONGE SYNTHETIC WITH X - RAY DETECTABLE VERY SOFT AND HIGHLY ABSORBENT (NOT LESS THAN 5 TIMES ITS WEIGHT) OR NEUROSURGERY SIZE: 3/4 X 3/4 IN CH DISPOSABLE STERILE.. | SUPPLEMENTARY GEN.SUPPLIES NURS,BURN
16721 | 4229540602900 | GAUZE SURGICAL ABSORBENT X-RAY DETECTABLE RIBBON COTTON 2 CM X 5 M STERILE.. | SUPPLEMENTARY GEN.SUPPLIES NURS,BURN
16722 | 4229540603700 | SPONGE LAPAROTOMY (100% COTTON) 8 PLY X-RAY DETECTABLE WHITE FOLDED EDGES NOT LESS THAN 15 THREADS/CM2 BLEACHED WITH TAIL AND STITCHES TO ALL SIDES DOUBLE WRAPPED SIZE: 45 X 45 CM PACKING: 5 PIECES/PACK DISPOSABLE STERILE.. | SUPPLEMENTARY GEN.SUPPLIES NURS,BURN
16723 | 4229540604200 | GAUZE BALLS X-RAY DETECTABLE MADE FROM 2PLY OF NOT LESS THAN 20 THREAD/CM GAUZE ROLLED WITH CUT EDGES ARE SECURED IN UNFOLDED DIMENSION IS 5 X 5 CM 5 PCS/PIN/PACKET DOUBLE WRAPPED STERILE.. | SUPPLEMENTARY GEN.SUPPLIES NURS,BURN
16724 | 4229540604300 | GAUZE BALLS X-RAY DETECTABLE MADE FROM 2PLY OF NOT LESS THAN 20 THREAD/CM GAUZE ROLLED WITH CUT EDGES ARE SECURED IN UNFOLDED DIMENSION IS 20 X 20 CM 5 PCS/PIN/PACKET DOUBLE WRAPPED STERILE.. | SUPPLEMENTARY GEN.SUPPLIES NURS,BURN
16725 | 4229540604400 | GAUZE BALLS X-RAY DETECTABLE MADE FROM 2PLY OF NOT LESS THAN 20 THREAD/CM GAUZE ROLLED WITH CUT EDGES ARE SECURED IN UNFOLDED DIMENSION IS 30 X 30 CM 5 PCS/PIN/PACKET DOUBLE WRAPPED STERILE.. | SUPPLEMENTARY GEN.SUPPLIES NURS,BURN
16726 | 4229540604600 | SPONGE SYNTHETIC WITH X-RAY DETECTABLE VERY SOFT AND HIGHLY ABSORBENT (NOT LESS THAN 5 TIMES ITS WEIGHT) OR NEUROSURGERY SIZE: 1/4 X 1/4 IN CH DISPOSABLE STERILE.. | SUPPLEMENTARY GEN.SUPPLIES NURS,BURN
16727 | 4229540604900 | SPONGE SYNTHETIC WITH X-RAY DETECTABLE VERY SOFT AND HIGHLY ABSORBENT (NOT LESS THAN 5 TIMES ITS WEIGHT) OR NEUROSURGERY SIZE: 1 X 1 INCH D ISPOSABLE STERILE.. | SUPPLEMENTARY GEN.SUPPLIES NURS,BURN
16728 | 4229540605000 | SPONGE SYNTHETIC WITH X - RAY DETECTABLE VERY SOFT AND HIGHLY ABSORBENT (NOT LESS THAN 5 TIMES ITS WEIGHT) OR NEUROSURGERY SIZE: 2 X 1/2 INCH DISPOSABLE STERILE.. | SUPPLEMENTARY GEN.SUPPLIES NURS,BURN
16729 | 4229540605200 | DRESSING POLYMERIC MEMBRANE TRACHEOSTOMY CUT WITH F 68 SPECIALIZED WOUND CLEANSER GLYCERIN PEDIATRIC SIZE 7 X 7 CM DISPOSABLE STERILE (WOUND AND OSTOMY CARE).. | SUPPLEMENTARY GEN.SUPPLIES NURS,BURN
16730 | 4229540605300 | DRESSING PAD COMBINED ABSORBENT SIZE 10 X 10 CM (+/ - 2 CM) DISPOSABLE NON-STERILE.. | SUPPLEMENTARY GEN.SUPPLIES NURS,BURN
16731 | 4229540605500 | DRESSING POLYMERIC MEMBRANE TRACHEOSTOMY CUT WITH F 68 SPECIALIZED WOUND CLEANSER GLYCERIN ADULT SIZE 9 X 9 CM DISPOSABLE STERILE (WOUND AND OSTOMY CARE).. | SUPPLEMENTARY GEN.SUPPLIES NURS,BURN
16732 | 4229540605700 | DRESSING PAD COMBINED ABSORBENT SIZE 10 X 20 CM (+/ - 2 CM) DISPOSABLE NON-STERILE.. | SUPPLEMENTARY GEN.SUPPLIES NURS,BURN
16733 | 4229540605800 | DRESSING PAD COMBINED ABSORBENT SIZE 20 X 20 CM (+/ - 2 CM) DISPOSABLE NON-STERILE.. | SUPPLEMENTARY GEN.SUPPLIES NURS,BURN
16734 | 4229540605900 | SPONGE SYNTHETIC WITH X - RAY DETECTABLE VERY SOFT AND HIGHLY ABSORBENT (NOT LESS THAN 5 TIMES ITS WEIGHT) OR NEUROSURGERY SIZE: 1/2 X 1/2 IN CH DISPOSABLE STERILE.. | SUPPLEMENTARY GEN.SUPPLIES NURS,BURN
16735 | 4229540606400 | SPONGE SYNTHETIC WITH X - RAY DETECTABLE VERY SOFT AND HIGHLY ABSORBENT (NOT LESS THAN 5 TIMES ITS WEIGHT) OR NEUROSURGERY SIZE: 3 X 1/2 INCH DISPOSABLE STERILE.. | SUPPLEMENTARY GEN.SUPPLIES NURS,BURN
16736 | 4229540606500 | SPONGE SYNTHETIC WITH X - RAY DETECTABLE VERY SOFT AND HIGHLY ABSORBENT (NOT LESS THAN 5 TIMES ITS WEIGHT) OR NEUROSURGERY SIZE: 3 X 1/4 INCH DISPOSABLE STERILE.. | SUPPLEMENTARY GEN.SUPPLIES NURS,BURN
16737 | 4229540606700 | SPONGE SYNTHETIC WITH X - RAY DETECTABLE VERY SOFT AND HIGHLY ABSORBENT (NOT LESS THAN 5 TIMES ITS WEIGHT) OR NEUROSURGERY SIZE: 1 X 3 INCH DISPOSABLE STERILE.. | SUPPLEMENTARY GEN.SUPPLIES NURS,BURN
16738 | 4229540606800 | SPONGE SYNTHETIC WITH X - RAY DETECTABLE VERY SOFT AND HIGHLY ABSORBENT (NOT LESS THAN 5 TIMES ITS WEIGHT) OR NEUROSURGERY SIZE: 3 X 3 INCH D ISPOSABLE STERILE.. | SUPPLEMENTARY GEN.SUPPLIES NURS,BURN
16739 | 4229540607600 | DRESSING TRACHEOSTOMY POLYURETHANE ABSORBENT FOAM HOLE WITH CUT SIZE / 10 X 10 CM (+/- 1 CM) DISPOSABLE STERILE (WOUND AND OSTOMY CARE)..... | SUPPLEMENTARY GEN.SUPPLIES NURS,BURN
16740 | 4229540607800 | GAUZE SWAB (100% COTTON) 16 PLY X - RAY DETECTABLE WHITE FOLDED EDGES AND STITCHES TO ALL SIDES NOT LESS THAN 15 THREADS/CM2 BLEACHED DOUBLE WRAPPED SIZE: 10 X 10 CM PACKING: 10 PIECES/PACK DISPOSABLE STERILE.. | SUPPLEMENTARY GEN.SUPPLIES NURS,BURN
16741 | 4229540607900 | GAUZE SURGICAL ABSORBENT X-RAY DETECTABLE RIBBON COTTON 5 CM X 5 M NON-STERILE.. | SUPPLEMENTARY GEN.SUPPLIES NURS,BURN
16742 | 4229540608000 | GAUZE SURGICAL ABSORBENT X-RAY DETECTABLE RIBBON COTTON 7.5 CM X 5 M STERILE.. | SUPPLEMENTARY GEN.SUPPLIES NURS,BURN
16743 | 4229540608100 | GAUZE SURGICAL ABSORBENT X-RAY DETECTABLE RIBBON COTTON 2.5 CM X 2 M STERILE.. | SUPPLEMENTARY GEN.SUPPLIES NURS,BURN
16744 | 4229540608400 | SPONGE LAPAROTOMY (100% COTTON) 10 PLY X-RAY DETECTABLE WHITE FOLDED EDGES NOT LESS THAN 15 THREADS/CM2 BLEACHED WITH TAIL AND STITCHES TO ALL SIDES DOUBLE WRAPPED SIZE: 45 X 45 CM PACKING: 5 PIECES/PACK DISPOSABLE STERILE.. | SUPPLEMENTARY GEN.SUPPLIES NURS,BURN
16745 | 4229540608500 | SPONGE LAPAROTOMY (100% COTTON) 4 PLY X-RAY DETECTABLE WHITE FOLDED EDGES NOT LESS THAN 15 THREADS/CM2 BLEACHED WITH TAIL AND STITCHES TO ALL SIDES DOUBLE WRAPPED SIZE: 30 X 30 CM PACKING: 5 PIECES/PACK DISPOSABLE STERILE.. | SUPPLEMENTARY GEN.SUPPLIES NURS,BURN
16746 | 4229540608600 | SPONGE LAPAROTOMY (100% COTTON) 2 PLY X-RAY DETECTABLE WHITE FOLDED EDGES NOT LESS THAN 15 THREADS/CM2 BLEACHED WITH TAIL AND STITCHES TO ALL SIDES DOUBLE WRAPPED SIZE: 45 X 45 CM PACKING: 5 PIECES/PACK DISPOSABLE STERILE.. | SUPPLEMENTARY GEN.SUPPLIES NURS,BURN
16747 | 4229540608700 | SPONGE LAPAROTOMY (100% COTTON) 4 PLY X-RAY DETECTABLE WHITE FOLDED EDGES NOT LESS THAN 15 THREADS/CM2 BLEACHED WITH TAIL AND STITCHES TO ALL SIDES DOUBLE WRAPPED SIZE: 45 X 45 CM PACKING: 5 PIECES/PACK DISPOSABLE STERILE.. | SUPPLEMENTARY GEN.SUPPLIES NURS,BURN
16748 | 4229540608900 | SPONGE PEANUT RADIOPAQUE 3/8 INCH PACK IN ONE SIDE STICKY FOAM PK/5 STERILE.. | SUPPLEMENTARY GENERAL CONSUMABLES
16749 | 4229540609100 | SPRAY PROTECTIVE SKIN BARRIER FILM NON-ALCOHOL NO STING 100 ML (WOUND AND OSTOMY CARE).. | SUPPLEMENTARY GEN.SUPPLIES NURS,BURN
16750 | 4229540609900 | SPONGE SYNTHETIC WITH X-RAY DETECTABLE VERY SOFT AND HIGHLY ABSORBENT (NOT LESS THAN 5 TIMES ITS WEIGHT) OR NEUROSURGERY SIZE: 5/32 X 1/2 INCH DISPOSABLE STERILE.... | GENERAL MEDICAL CONSUMABLES
16751 | 4229540700000 | N95 MASK MOLDED/ FOLDED V-SHAPED REGULAR /LARGE SIZE PLEATED DESIGN THAT FLEXES WITH MOUTH MOVEMENT FOR EASIER TALKING AND EXPANDS FOR EASE OF BREATHING.(POSITIVE FACIAL LOCK) CONTAINS NO COMPONENTS MADE FROM NATURAL RUBBER LATEX. DESIGNED TO BE FLUID RESISTANT TO SPLASH AND SPATTER OF BLOOD AND OTHER INFECTIOUS MATERIALS INTENDED TO REDUCE WEARER EXPOSURE TO AIRBORNE PARTICLES PROVIDES 95% FILTRATION EFFICIENCY OF AT LEAST 0.3 MICRON PARTICLES IN A SIZE CLEARED AS A SURGICAL MASK.FILTER MATERIAL-POLYPROPYLENE DISPOSABLE..... | SUPPLEMENTARY GEN.SUPPLIES NURS,BURN
16752 | 4229540700100 | MASK N95 MEDIUM/SMALL SIZE /DUCK SHAPE NIOSH - APPROVED RESPIRATORY THAT ALSO BEEN CLEARED BY THE FOOD AND DRUG ADMINISTRATION (FDA) S A S URGICAL MASK. CONTAINS NO COMPONENTS MADE FROM NATURAL RUBBER LATEX. DESIGNED TO BE FLUID RESISTANT TO SPLASH AND SPATTEROF BLOOD AND OTHER IN FECTIOUS MATERIALS INTENDED TO REDUCE WEARER EXPOSURE TO AIRBORNE PARTICLES PROVIDES 95% FILTRATION EFFICIENCY OF AT LEAST 0.3 MICRON PARTICLE S IN A SIZE (IDEALLY FROM 0.1 MICRONS) INCLUDING THOSE GENERATED BY ELECTRO CAUTERY LASER SURGERY AND OTHER POWERED MEDICAL INSTRUMENTS PROVIDE GREATER THAN 99% BACTERIAL FILTRATION EFFICIENCY (BFE) AGAINST MICROORGANISMS GENERATED BY A WEARER (FOR SURGICAL USE) .MEDIUM/SMALL SIZE OR PFL (POSITIVE FACIAL LOCK) DESIGN ONE SIZE FITS ALL DISPOSABLE.. | GENERAL MEDICAL CONSUMABLES
16753 | 4229540700200 | N95 MASK MOLDED/ FOLDED V-SHAPEDMEDIUM/SMALL SIZE PLEATED DESIGN THAT FLEXES WITH MOUTH MOVEMENT FOR EASIER TALKING AND EXPANDS FOR EASE OF BREATHING.(POSITIVE FACIAL LOCK) CONTAINS NO COMPONENTS MADE FROM NATURAL RUBBER LATEX. DESIGNED TO BE FLUID RESISTANT TO SPLASH AND SPATTER OF BLOOD AND OTHER INFECTIOUS MATERIALS INTENDED TO REDUCE WEARER EXPOSURE TO AIRBORNE PARTICLES PROVIDES 95% FILTRATION EFFICIENCY OF AT LEAST 0.3 MICRON PARTICLES IN A SIZE CLEARED AS A SURGICAL / MASK.FILTER MATERIAL-POLYPROPYLENE DISPOSABLE.... | SUPPLEMENTARY GEN.SUPPLIES NURS,BURN
16754 | 4229540700300 | MASK N95 REGULAR/LARGE SIZE /DUCK SHAPE NIOSH - APPROVED RESPIRATORY THAT ALSO BEEN CLEARED BY THE FOOD AND DRUG ADMINISTRATION (FDA) S A S URGICAL MASK. CONTAINS NO COMPONENTS MADE FROM NATURAL RUBBER LATEX. DESIGNED TO BE FLUID RESISTANT TO SPLASH AND SPATTER OF BLOOD AND OTHER IN FECTIOUS MATERIALS INTENDED TO REDUCE WEARER EXPOSURE TO AIRBORNE PARTICLES PROVIDES 95% FILTRATION EFFICIENCY OF AT LEAST 0.3 MICRON PARTICL ES IN A SIZE (IDEALLY FROM 0.1 MICRONS) INCLUDING THOSE GENERATED BY ELECTRO CAUTERY LASER SURGERY AND OTHER POWERED MEDICAL INSTRUMENTS P ROVIDE GREATER THAN 99% BACTERIAL FILTRATION EFFICIENCY (BFE) AGAINST MICROORGANISMS GENERATED BY A WEARER (FOR SURGICAL USE) .REGULAR/LARGE SIZE OR PFL (POSITIVE FACIAL LOCK) DESIGN ONE SIZE FITS ALL DISPOSABLE... | GENERAL MEDICAL CONSUMABLES
16755 | 4229540700400 | N95 MASK MEDIUM / SMALL SIZE / CUP SHAPE (POSITIVE FACIAL LOCK) CONTAINS NO COMPONENTS MADE FROM NATURAL RUBBER LATEX. DESIGNED TO BE FLUID RESISTANT TO SPLASH AND SPATTER OF BLOOD AND OTHER INFECTIOUS MATERIALS INTENDED TO REDUCE WEARER EXPOSURE TO AIRBORNE PARTICLES PROVIDES 95% FILTRATION EFFICIENCY OF AT LEAST 0.3 MICRON PARTICLES IN A SIZE CLEARED AS A SURGICAL MASK.FILTER MATERIAL-POLYPROPYLENE DIMENSION LENGTH (14 CM)+- 2CM WIDTH (16.5 CM)+- 2CM INNER DIMENSION LENGTH (11.5 CM) WIDTH (12.5 CM) PFL (POSITIVE FACIAL LOCK) ONLY FOR MEDICAL USES DISPOSABLE... | SUPPLEMENTARY GEN.SUPPLIES NURS,BURN
16756 | 4229540700500 | N95 MASK REGULAR / LARGE SIZE / CUP SHAPE (POSITIVE FACIAL LOCK) CONTAINS NO COMPONENTS MADE FROM NATURAL RUBBER LATEX. DESIGNED TO BE FLUID RESISTANT TO SPLASH AND SPATTER OF BLOOD AND OTHER INFECTIOUS MATERIALS INTENDED TO REDUCE WEARER EXPOSURE TO AIRBORNE PARTICLES PROVIDES 95% FILTRATION EFFICIENCY OF AT LEAST 0.3 MICRON PARTICLES IN A SIZE CLEARED AS A SURGICAL MASK.FILTER MATERIAL-POLYPROPYLENE DIMENSIONS: OUTER DIMENSION LENGTH (16.5 CM)+- 2CM WIDTH (18.5 CM)+- 2CM . INNER DIMENSION LENGTH (12.5 CM) WIDTH (13 CM). DISPOSABLE.... | SUPPLEMENTARY GEN.SUPPLIES NURS,BURN
16757 | 4229540701300 | N95 MASK REGULAR / LARGE SIZE / MOLDED SHAPE (POSITIVE FACIAL LOCK) , CONTAINS NO COMPONENTS MADE FROM NATURAL RUBBER LATEX. DESIGNED TO BE FLUID RESISTANT TO SPLASH AND SPATTER OF BLOOD AND OTHER INFECTIOUS MATERIALS, INTENDED TO REDUCE WEARER EXPOSURE TO AIRBORNE PARTICLES PROVIDES 95% FILTRATION EFFICIENCY OF AT LEAST 0.3 MICRON PARTICLES IN A SIZE , CLEARED AS A SURGICAL MASK.FILTER MATERIAL-POLYPROPYLENE , DIMENSION LENGTH (14 CM), WIDTH (16.5 CM)+-2CM, INNER DIMENSION LENGTH (11.5 CM), WIDTH (12.5 CM), PFL (POSITIVE FACIAL LOCK), ONLY FOR MEDICAL USES, DISPOSABLE.... | DISINFECTANTS SUPPLIES
16758 | 4229540701400 | N95 MASK MEDIUM / SMALL SIZE / MOLDED SHAPE (POSITIVE FACIAL LOCK) , CONTAINS NO COMPONENTS MADE FROM NATURAL RUBBER LATEX. DESIGNED TO BE FLUID RESISTANT TO SPLASH AND SPATTER OF BLOOD AND OTHER INFECTIOUS MATERIALS, INTENDED TO REDUCE WEARER EXPOSURE TO AIRBORNE PARTICLES PROVIDES 95% FILTRATION EFFICIENCY OF AT LEAST 0.3 MICRON PARTICLES IN A SIZE , CLEARED AS A SURGICAL MASK.FILTER MATERIAL-POLYPROPYLENE , DIMENSION LENGTH (14 CM)+-2CM, WIDTH (16.5 CM)+-2CM, INNER DIMENSION LENGTH (11.5 CM), WIDTH (12.5 CM), PFL (POSITIVE FACIAL LOCK), ONLY FOR MEDICAL USES, DISPOSABLE.... | DISINFECTANTS SUPPLIES
16759 | 4229540800500 | BRUSH, SURGICAL HAND SCRUB / BRUSH, WITH 7.5% POVIDONE IODINE, DISPOSABLE, STERILE, NOTE: MSDS SHOULD BE PROVIDED IN SOFT COPY... | DISINFECTANTS SUPPLIES
16760 | 4229540800600 | BRUSH / SPONGE, SURGICAL, WITH 4% CHLORHEXIDINE GLUCONATE, STERILE, NOTE: MSDS SHOULD BE PROVIDED IN SOFT COPY... | DISINFECTANTS SUPPLIES
16761 | 4229540800800 | ANTISEPTIC, SPONGE, CONTAINS 4% CHLORHEXIDINE, SOAP SOLUTION FOR PRE-OP SHOWER, MATERIAL SAFETY DATA SHEET IN SOFT COPY REQUIRED, NOTE: MSDS SHOULD BE PROVIDED IN SOFT COPY... | DISINFECTANTS SUPPLIES
16762 | 4229540801100 | BRUSH/SPONGE SURGICAL SCRUB, WITH NAIL CLEANER, NO DETERGENT, STERILE, NOTE: MSDS SHOULD BE PROVIDED IN SOFT COPY... | DISINFECTANTS SUPPLIES
16763 | 4229541401400 | CUSTOMIZED EFFICIENCY LAPAROSCOPY 2 : 1 CREPE PAPER 60 X 60CM 1 SURGICAL GOWN REINFORCED L WITH 2 HAND TOWEL WHITE47 X 38 CM 1 TABLE COVER 150 X 190 CM REINFORCED 1 LAPAROSCOPY DRAPE 200/250 X340 CM WITH POUCH 2 OP TOWEL 90 X 75 CM 2 SURGICAL GOWN REINFORCED XL WITH HAND TOWEL 1 TABLE COVER 100 X 150 CM FOLDED 1 MAYO STAND COVER REINFORCED 79 X 145 CM( +/- 2) 1 NDLE CNTR 40-CNT FOAM /MAG 10 GAUZE SWAB 10 X 10 CM 16 P XRD 1 FLUID COLLECTION POUCH 40 X 35CM 1 ANTI FOG SOLUTION 2 LITHOTOMY LEGGING 75 X 150 CM 1 SYRINGE 10 ML L/L 1 SYRINGE 20 ML L/L 1 NEEDLE HYPODERMIC 18 GAUGE X40 MM 1 HYPODERMIC NEEDLE 22 GAUGE 40 MM 1 SKIN MARKER REGULAR 1 MONOPOLAR SCISSORS 1 CAMERA DRAPE W/CARD TRANSPERENT 18 X 246 CM 4 STICKY MEDICATION LABEL 1 GALLIPOT 60 ML 1 BOWL 250 ML 1 KIDNEY BOWL 800 ML 1 VERESS NEEDLE 120 MM 1 SCALPEL BLADE N#11 4 OP TOWEL 65 X 42 CM XRD 2 SKIN CLOSURE STRIP 6.0 X 75 MM 1 NON ADHERENT DRESSING 7.5 X 20.. | SUPPLEMENTARY GENERAL CONSUMABLES
16764 | 4229541402200 | BASIC PACK : 1 TABLE COVER 40 INCH X 88 INCH 1 MAYO STAND COVER 23 INCH X 54 INCH 4 UTILITY DRAPE WITH ADHESIVE TAPE 15 INCH X 26 INCH 1 SUTURE BAG 1 LARGE DRAPE 60 INCH X 76 INCH DISPOSABLE STERILE | SUPPLEMENTARY GENERAL CONSUMABLES
16765 | 4229541402500 | CUSTOMIZED EFFICIENCY ADULT CYSTOSCOPY KIT CONTAIN OF: 1 CREPE PAPER 60 X 60CM 1 TABLE COVER 150 X 190CM REINFORCED 1 SURGICAL GOWN REINFORCED L WITH 2 ABOSRBABALE HAND TOWEL 2 SURGICAL GOWN REINFORCED XL WITH 2 ABOSRBABALE HAND TOWEL 1 CAMERA DRAPE 18 X 246 CM 10 GAUZE SWAB 10 X 10 CM 16P XRD 4 SA LABEL 3.8 X 6.0 CM WHITE 1 NONADHERENT DRESSING 7X 20 CM 1 SYRINGE 20 ML L/L 4 SA LABEL 1.0 X 4.0 CM WHITE BLANK 1 KIDNEY BOWL 800 ML 1 BOWL 1000 ML 1 BOWL 6000 ML POLYPROPYLENE BLUE 1 CYSTO/TURP IRRIGATION SET DOUBLE 2 TUBE HOLDER 2.5 X 30 CM 1 SUCTION TUBE25 CH 3.0M 1 BNS TUR DRAPE 175/270 X 180 CM AP. 8 AN D 5 C 1 T.U.R DRAPE 175/270 X 180 CM WITH POUCH.. | SUPPLEMENTARY GENERAL CONSUMABLES
16766 | 4229541402700 | PACK FOR CYSTOSTOMY 1 BACK TABLE COVER REINFORCED 44 INCH X 78 INCH 1 SURGICAL GOWN SPECIALTY LARGE ABSORBENT TOWEL 1 UNDER BUTTOCKS DRA PE ABSORBENT REINFORCEMENT 2 LEGGINGS 29 INCH X 42 INCH WITH 6 INCH CUFFS 1 CYSTOSCOPY (T) RAPE DISPOSABLE STERILE.. | SUPPLEMENTARY GENERAL CONSUMABLES
16767 | 4229541403500 | CUSTOMIZED EFFICIENCY KNEE ARTHROSCOPY PACK 1 CREPE PAPER 60 X 60 CM 1 SURGICAL GOWN REINFORCED L SIZE WITH 2 ABSORBENT HAND TOWEL 1 BACK TABLE COVER REINFORCED 150X190 CM 1 MAYO STAND COVER REINFORCED 79X145 CM 1 DRAPE 150 X 240 CM 1 SPLIT DRAPE 10 GAUZE LAP 45 X 45 CM 16PLY XRD 2 BOWL 250 ML 2 BOWL 1000 ML 1 BOWL 2000 ML 1 SCALPEL BLADE N# 10 1 SCALPEL BLADE N# 11 1 ARTHROSCOPY POUCH WITH SUCTION PORT 1 PAPER BAG 25 X 38 CM 1 CAST PADDING 15CMX 2-3M 1 COHESIVE BANDAGE 15 CM X 4.5 M 1 SKIN MARKER WITH RULLER 1 NEEDLE CNTER 10 - CNT FOAM/MAG 1 ORTHOPEDIC SUCTION SET 1 TIP CLEANER 1CREPE BANDAGE 15 CMX4 M 2 ADHESIVE OP SHEET 100 X 150 CM 1 INSTRUMENT BAG W/ STICKY 2 OP - TAPE 9 X 49 CM 1 SKIN STAPLER 1 DIATH. PENCIL HAND BLADE WITH UNIVERSAL CABLE 3-4 M 2 SYRINGE 60 ML BULB 2 KIDNEY BOWL 800 ML 1 STOCKINETTE 32 X 120 CM 1 ORTHO RUBBER BANDAGE 6 INCH(-/+ 2) 1 COTTON BANDAGE 6 INCH(-/+ 2) 3 SURGICAL GOWN REINFORCED XL SIZE WITH 6 ABSORBENT HAND TOWELSTERILE... | SUPPLEMENTARY GENERAL CONSUMABLES
16768 | 4229541404100 | PACK FOR LAP PEDIATRIC CONTAIN: 1 BACK TABLE COVER REINFORCES 150X190 CM 1 SURGICAL GOWN REINFORCED L WITH 2 HAND TOWEL 1 SURGICAL GOWN REINFORCED XL 1 MAYO STAND COVER REINFORCED 75 X145 CM 4 UTILITY DRAPES WITH TAPE 1 PEDIATRIC LAP DRAPE 152 X 254 CM WITH FENESTRATION 8X20 CM STERILE.. | SUPPLEMENTARY GENERAL CONSUMABLES
16769 | 4229541404300 | LAPAROSCOPIC (BARIATRIC CASES) GENERAL SURGERY PACK: 1 TABLE COVER 150 X 210 CM REINFORCED 1 SURGICAL GOWNS REINFORCED L WITH 2 ABSORBABALE HAND TOWEL 3 SURGICAL GOWNS REINFORCED XL WITH 6 ABSORBABALE HAND TOWEL 1 MAYO STAND COVER 79 X 145 CM 1 BASIN LINER - SINGLE 10 GAUZE LAP 30 X 30CM 12P XRD 10 GAUZE SWAB 10 X 10 CM 16P XRD 4 SA LABEL 3.8 X 6 CM WHITE 1 SUTURE BAG 1 INSTRUMENT BAG 1 COVER CAMERA WITH CARD TRANSP 1 NEEDLE COUNTER 10 COUNT MAG/FOAM 1 SYRINGE 10 ML L/L 1 SYRINGE 20 ML L/L 1 SKIN MARKER WITH RULER 1 SCALPEL BLADE N#11 1 SCALPEL BLADE N#10 3 BOWL 250 ML 1 SYRINGE 50/60 ML CATHETER TIP CONCRETE 2 KIDNEY BOWL 800ML 1 VERESS NEEDLE 150 MM 4 OP TOWEL 75 X 50 CM 2 LITHOTOMY LEGGING 75 X 150 CM 1 MONOPOLAR SCISSORS 1 LAPAROSCOPY DRAPE 200/250 X340 CM 1 ENDO CLIP APPLIER SIZE M/L 1 NEEDLE SPINAL QUINCKE 20 GAUGE 75 MM 1 ENDO CLIP APPLIER MEDIUM STERILE... | SUPPLEMENTARY GENERAL CONSUMABLES
16770 | 4229541404700 | PACK FOR LITHOTOMY II CONTENTS ARE : 1 BACK TABLE COVER 78 INCH X 44 INCH 1 ABSORBENT TOWEL 1 UTILITY DRAPE W/ TAPE 1 UNDER BUTTOCKS DRAPE 29 INCH X 44 INCH 2 LEGGINGS WITH 6 INCH CUFFS 1 HALF DRAPE 44 INCH X 60 INCH 1 SURGICAL GOWN LARGE DISPOSABLE STERILE.. | SUPPLEMENTARY GENERAL CONSUMABLES
16771 | 4229541404900 | CUSTOMIZED EFFICIENCY MAJOR SURGERY KIT: 1 CREPE PAPER 60 X 60 CM 1 SURGICAL GOWN L WITH 2 ABSORBABLE HAND TOWEL 1 TABLE COVER REINFORCED 150 X 240 CM 2 SURGICAL GOWN REINFORCED XL WITH 4 ABSORBABLE HAND TOWEL = 2 DRAPE 150X240 CM WITH ADHESIVE TAPE 2 DRAPE 175X175CM WITH ADHESIVE TAPE 1 DIATH. PENCIL WITH BLADE PTFE COATED 1 NEEDLE CNTR 40 - CNT FOAM/MAG 10 GAUZE SWAB 10 X 10 CM 16PLY XRD 1 MAYO STAND COVER 79 X 154 CM 20 LAP SPONGE 45 X 45 CM 12PLY XRD 1 OP TOWEL 65 X 42 CM XRD 1 NON ADHERENT DRESSING 7.5 X 20 CM 1 SKIN STAPLER 2 SYRINGE 50/60 ML CATHETER TIP 4 MEDICATION LABEL 1 SKIN MARKER WITH RULLER 1 SYRINGE 20 ML L/L 1 SCALPEL BLADE N# 10 1 SCALPEL BLADE N# 15 1 SCALPEL BLADE N# 20 1 BOWL 500 ML 1 BOWL 250 ML 1 KIDNEY BOWEL 800 ML 1 JUG 1200 ML 1 BOWEL 1000 ML 1 BOWEL 6000 ML 1 SUCTION TUBE 18 CH 3-4 M 1 SUCTION CANNULA YANKAUER 24 CH 1 FLUID COLLECTION POUCH 40 X 35 CM 1 MAGNETIC INSTRUMENT DRAPE S = TERILE... | SUPPLEMENTARY GENERAL CONSUMABLES
16772 | 4229541405200 | CUSTOMIZED EFFICIENCY MASTECTOMY KIT CONTAIN: 1 CREPE PAPER 60 X 60 CM 1 SURGICAL GOWN REINFORCED L WITH 2 ABSORBABALE HAND TOWEL1 TABLE COVER 190 X 210 CM REINFORCED 2 SURGICAL GOWN REINFORCED L WITH 4 ABSORBABALE HAND TOWEL 10 GAUZE LAP 30 X 30 CM 12P XRD 1 MAYO STAND COVER 79 X 145 CM 1 BOWL 1000 ML 1 BOWL 250 ML 1 NEEDLE CNTR 10- CNT FOAM/MAG 10 GAUZE SWAB 10 X 10 CM 16P XRD 1 SYRINGE 50/60 ML CATHETE R TIP 1 SKIN STAPLER 1 FLUID COLLECTION POUCH 40 X 35 CM 1 NON ADHERENT DRESSING 7.5 X 20 CM 1 SKIN MARKER WITH RULLER 1 DIATH. PENCIL PTFE COTED 1 MAGNETIC INSTRUMENT PAD 25 X 40 CM 1 SYRINGE 20 ML L/L 1 SCALPEL BLADE N# 10 1 POST OP DRESSING 6 X 7 CM 1 POST OP DRESSING 10 X 20 CM 2 EXTRA DRAPES 125 X 100 CM WITH ADHESIVE TAPE 1 NEEDLE COUNTER MAG/FOAM 1 BAR SHEET 270 X 155 CM WITH ISO-SEAL POSITIONING TAPE AND PE 75X50 CM 1 BREAST/CHEST U-DRAPE 195 X 300CM WITH 20 X 55 CM SPLIT WITH ISO-SEAL POSITIONING TAPE AND FABRIC REINFORCEMENT AND TUBE HOLDERS1 BAR SHEET 270 X 155 CM WITH ISO-SEAL POSITIONING TAPE 2 EXTRA DRAPES 125 X 100 CM WITH ADHESIVE TAPE STERILE... | SUPPLEMENTARY GENERAL CONSUMABLES
16773 | 4229541405300 | CUSTOMIZED EFFICIENCY BASIC ORTHO KIT CONTAIN OF: 1 CREPE PAPER 60 X 60 CM 1 SURGICAL GOWN REINFORCED L WITH 2 ABSORBABLE HAND TOWELS 1 REINFORCED TABLE COVER 150 X 190 WRAPPING 2 SURGICAL GOWN REINFORCED XL WITH 2 ABSORBABLE HAND TOWELS 15 GAUZE LAP 30 X 30 CM 16PLY XRD 1 DIATHERMY PENCIL 10 GAUZE SWAB 10 X 10 CM 16PLY XRD 1 SYRINGE 50/60 ML BULB 1 KIDNEY BOWL 800 ML 4 MEDICATION LABEL 2 SCALPEL BLADE N#10 2 SCALPEL BLADE N#15 1 BOWL 500 ML 1 BOWL 1000 ML 4 MEDICATION LABEL 1 BOWL 2000 ML 6 OP TOWEL 60 X 40 CM XRD 1 FLUID COLLECTION POUCH 40 X 35 CM 1 SUCTION SET 24 CHX 3-4 M WITH YANKAUER ROUND TIP 20 CH 1 NEEDLE CNTR 20-CNT 3 MAYO STAND COVER 80 X 145 CM 1 SPLIT SHEET PLASTIC 152 X 178 CM 2 OP SHEET 152 X 193 CM BLUE 1 TABLE COVER 150 X 240 CM FOLDED 1 SPLIT SHEET 193 X 304 CM STERILE.. | SUPPLEMENTARY GENERAL CONSUMABLES
16774 | 4229541405800 | CUSTOMIZED EFFICIENCY VENTRICULO-PERITONEAL SHUNT KIT MINOR NEURO: CONTAIN OF: 1 CREPE PA PER 60X60CM1 TABLE COVER 150X190CM FOLDED 2 SURGICAL GOWN REINFORCED L WITH 2 ABOSRBABALE HAND TOWEL 1 TABLE COVER 150X190CM REINFORCED 2 SURGICAL GOWN REINFORCED XL WITH 2 ABOSRBABALE HAND TOWEL 2 MAYOSTAND COVER REINFORCE D 79X145CM 5 GAUZE LAP 20X30CM 12P XRD 1 NDLE CNTR 40-CNT FOAM BLCK/MAG 1 DIATHERMY CABLE BIPOL AR 1 SYRINGE 50/60 ML TIP CONC. 1 SKIN STAPLER 1 COLLECTION POUCH 50X58CM SA 1 BULB SYRINGE 65ML BLUE 1 SUTURE SOFS ILK 2-0 NO NEEDLE 60CM BLACK 1 BONEWAX WHITE 2 5G 2 POLYSORB 3-0 75CM 1 PAPER BAG 14X25CM 10 PATTI 13X13MM XRD W/STRING 3 TUBE 165X101CM 13ML GRADUATED SCREW CAP 1 BANDAGE ELASTIC GAUZE 6CM X 4M WHITE 1 SCALPEL BLADE N#11 1 SUTURE BOOTS MOSQUITO YELLOW 5PR 10/1 4 SA LABEL 3 8X6 1 NEEDLE HYPODERMIC 18G 40MM 4 SA LABEL 10X40CM WHIT E BLANK 2 BOWL 250ML 2 0 GAUZE SWAB 10X10CM 16P XRD 1 BNS CRANIOTOMY DRAPE 230 X 300 CM INCLUDING 30 X 2 4 DRAPE 175 X 173 CM 1 DRAPE 148 X 240 CM STERILE... | SUPPLEMENTARY GENERAL CONSUMABLES
16775 | 4229541405900 | CUSTOMIZED EFFICIENCY NEURO THORACOLUMBAR LUMBOSACRAL SPINE KIT 1 CREPE PAPER 60 X 60 CM 1 SURGICAL GOWN REINFORCED L SIZE WITH 2 ABSORBENT HAND TOWEL 1 BACK TABLE COVER REINFORCED 140X190 CM 2 MAYO STAND COVER REINFORCED 79X145 CM 5 GAUZ E LAP 30 X 30 CM 16P XRD 20 GAUZE SWAB 10 X 10 CM 12P XRD 1 NDLE CNTR 40 - CNT FOAM/MAG 2 FILM DRESSING 10 X 12 CM 1 SKIN STAPLER 10 PATTI 13 X 13 MM XRD W/STRING 10 PATTI 25 X 25 MM XRD W/STRING 10 PATTI 1.27 X 2.54 CM XRD W/STRING 10 PATTI 25 X 76 MM XRD W/STRING 2 SY RINGE 50/60 ML CATHETER TIP 2 BULB SYRINGE 65 ML 1 HYPODERMIC NEEDLE 22G X40 MM 4 MEDICATION LABEL 2 IV CANNULA 18G X 48 MM 1 BOWL 500 ML 2 BOWL 250 ML 1 BASIN LINER - SINGLE 1 DIATH. HOLSTER H 1 NEEDLE HYPODERMIC 18G X40 MM 1 BOWL 1000 ML 1 SKIN MARKER REGULAR 1 SYRINGE 10 ML L/L 2 SCALP EL BLADE N #10 2 DRAPE 150X175CM 1 SPLIT SHEET 200X260CM 2 SURGICAL GOWN REINFORCED XL SIZE WITH 4 ABSORBENT HAND TOWELSTERILE... | SUPPLEMENTARY GENERAL CONSUMABLES
16776 | 4229541406700 | CUSTOMIZED EFFICIENCY OPHTHALMIC GENERAL PHACO AND CATARACT KIT: 1 CREPE PAPER 60 X 60 CM 1 SURGICAL GOWN REINFORCED L WITH 2 ABSORBABLE HAND TOWEL 1 TABLE COVER 150 X 190 CM REINFORCED 2 SURGICAL GOWN REINFORCED XL WITH 4 ABSORBABLE HAND TOWEL 1 MAYO STAND COVER 79X145CM 1 RED CODED INSERT CARD FOR PROCEDURE TRAY 1 OPHTHALMIC DRAPE 140X150CM 1 DRAPE 150X240CM 4 OP TOWEL 50X50CM 2 NEEDLE HYPODERMIC 1 8G 40MM 3 SYRINGE 3ML L/L 1 SYRINGE 5ML L/L 2 SYRINGE 10ML L/L 2 GAUZE SWAB 10X10CM 16P XRD 1 EYE PAD 5X7CM 3 BOWL 250ML 1 KIDNEY BOWL 800ML 1 EYE SPEAR 1 EYE SHIELD 2 COTTON APPLICATOR L 15CM 4 HAND TOWEL 47X38CM WHITE 1 KIDNEY BOWL 800ML 1 INSTRUMENT WIPE 7 5X7 5CM 1 RED CODED SIDE/BOTTOM LABEL 191 X 39 MM FOR PROCEDURE PAK 1 RED CODED TRANSPORT BOX STICKER 1 TABLE COVER 150X190CM STANDARD.. | SUPPLEMENTARY GENERAL CONSUMABLES
16777 | 4229541407000 | CUSTOMIZED EFFICIENCY TOTAL HIP KIT CONTAIN: 1 CREPE PAPER 60 X 60 CM 1 SURGICAL GOWN REINFORCED L SIZE WITH 2 ABSORBABLE HAND TOWEL 1 TABLE COVER 190 X 210 CM REINFORCED 1 PAPER BAG 38 X 51 CM 1 SKIN STAPLER 1 NEEDLE COUNTER 1 BANDAGE 15 X 4.5 M ELASTIC 4 OP TOWEL 65 X 42 CM X RD 1 STOCKINETTE 31 X 122 CM 1 BULK STOCKINETTE 15 CM X 1M 1 SKIN MARKER REGULAR WITH RULLER 6 MEDICATION LABEL 3.8 X 6.0 CM WHITE 15 GAUZE LAP 45 X 45 CM 12PLY XRD 1 SYRINGE 50/60 ML BULB 1 SCALPEL BLADE N#10 1 SCALPEL BLADE N#20 1 KIDNE Y BOWL 800 ML 1 BOWL 500 ML 1 BOWL 1000 ML 1 BOWL 2000 ML 1 DIATHERMY PENCIL PTFE BLADE 2 OP-TAPE 9 X 49 CM 2 FLUID COLLECTION POUCH 40 X 35 CM 1 ORTHOPEDIC SUCTION WITH FILTER 1 SPLIT SHEET 152 X 178 CM 2 MAYO STAND COVER 80 X 145 CM 2 OP SHEET 152 X 193 C 2 INCISE ANTIMICROBIAL LARGE 1 HIP EXTREMITY DRAPE WITH POUCH 116 X 88 X 131 INCH ELECTROSURGICAL SCRATCHPAD 1 WATERJET LAVAGE SYSTEM 3 SURGICAL GOWN REINFORCED XL SIZE WITH 6 ABSORBABLE HAND TOWEL STERILE... | SUPPLEMENTARY GENERAL CONSUMABLES
16778 | 4229541407100 | CUSTOMIZED EFFICIENCY UNI TOTAL KNEE KIT: 1 CREPE PAPER 60 X 60 CM1 SURGICAL GOWN REINFORCED LARGE 1 DIATHERMY PENCIL 2 HAND TOWEL WHITE 47 X 38 CM WHITE 10 GAUZE LAP 45 X 45 CM 16 PLY XRD 1 TABLE COVER 150 X 210 CM REINFORCED 8 HAND TOWEL WHITE 47 X 38 CM 3 SURGICAL GOWN EXTRA LARGE 2 CAST PADDING 15 CMX 3.0 M 2 BANDAGE 15 CMX 4.5 M ELASTIC 1 SKIN STAPLER 4 MEDICATION LABEL 1 BOWL 500 ML 1 NEEDLE COUNTER 1 SYRINGE 50/60 ML BULB 1 BOWL 1000 ML 1 BOWL 2000 ML 1 SKIN MARKER REGULAR WITH RULLER 2 SCALPEL BLADE N# 10 1 SCALPEL BLADE N# 15 1 SCALPEL BLADE N# 20 1 KIDNEY BOWL 800 ML 1 SET ORTHOPEDIC SUCTION TUBE WITH FILTER 1 STOCKINETTE 30 X 121 CM 6 OP TOWEL 65 X 42 CM XRD 1 SPLIT SHEET 152 X 178 CM 1 SPLIT SHEET PLASTIC 3 MAYO STAND COVER 80 X 145 CM ELECTROSURGICAL SCRATCHPAD 2 OP - TAPE 9 X 49 CM 1 FLUID COLLECTION POUCH 40 X 35 CM 2 OP SHEET 152 X 193 CM BLUE 1 EXTREMITY DRAPE 289 X 223 X 320 CM 1 INCISE ANTIMICROBIAL DRAPE 60X45 (+/- 10) STERILE... | SUPPLEMENTARY GENERAL CONSUMABLES
16779 | 4229541407900 | PICC LINE PACK COMPLETE TRAY SPECIAL FOR PICC LINES PROCEDURES INCLUDING: (1) BACK TABLE COVER; (1) ABSORBENT TOWEL; (1) SURGICAL GOWN LARGE; (1) PICC DRAPE; (1) LARGE DRAPE 53 INCH X77 INCH; (4) UTILITY DRAPE30 INCH X30 INCH; (2) BOWL 250CC; (1) FLUORO COVER LARGE; (1) BLUNT FILL NEEDLE W/FILTER; (1) NEEDLE 25G X 1.5 INCH ORANGE; (1) OPERATING SCISSOR BI/SH 5 INCH STRAIGHT; (2) SYRINGE 10CC L/L; (2) HUCK TOWELS; (1) SHORTSTOP; (15) GAUZE SWABS 4 INCH X4 INCH 12 PLY NXRD; (1) MEDIUM PLATFORM TRAY. | INTERVENTIONAL RADIO,CARDIAC CATH
16780 | 4229541410600 | CATHETERIZATION PACK CONTAIN: 1 SURGICAL GOWN L SIZE WITH 2 ABSORBABALE HAND TOWEL 1 SURGICAL GOWN XL SIZE WITH 2 ABSORBABALE HAND TOWEL 1 WATER PROOF DRAPE 115 X 190 CM CENTRALLY SPLITTED 1 KIDNEY BOWEL 800 ML 2 GAUZE SWAB 10X 10 16PLY 1 PLASTIC TRAY WITH 6 COTTON SWABS 2 CHLOROHEXIDINE SWAB STICK 1 PLASTIC TWEEZERS 1 WATER SOLUBLE LUBRICANT GEL 5 ML 1 PREFILLED NEEDLESS SYRINGE 5 ML NORMAL SALINE STRILE ... | SUPPLEMENTARY GENERAL CONSUMABLES
16781 | 4229541410800 | KIT FOR HYSTEROSALPINGOGRAPHY: 7 FRENCH WITH STYLET INCLUDES: FENESTRATED DRAPE DISPOSABLE SPECULUM DISPOSABLE CERVICAL DILATORSWAB STICK S WIDE SWAB STERILE WRAP 2 OR3 3 INCH X 3 INCH GAUZES INNER TRAY FOR IODINE SOLUTION IODINE OINTMENT 2 PACKS OF IODINE SOLUTION 36 INCH EXTENSION TUBE 20 CC SYRINGE WITH 18 GAUGE NEEDLE LUBRICATING JELLY STERILE.. | SUPPLEMENTARY GENERAL CONSUMABLES
16782 | 4229541410900 | KIT CATHETERIZATION SUPRAPUBIC 10 FR WITH SCALPEL TROCAR AND SHEATH 2 - WAY STANDARD LENGTH STERILE.. | SUPPLEMENTARY GENERAL CONSUMABLES
16783 | 4229541411200 | CUSTOMIZED EFFICIENCY TRAY FOR CRANIOTOMY SURGERIES; 1 TABLE COVER 150 X 190 CM REINFORCED 1 MAYOSTAND COVER REINFORCE D 79X145CM 1 NEEDLE HYPODERMIC 18 GAUGE 40 MM 1 NEEDLE HYPODERMIC 21 GAUGE 40 MM 1 SYRINGE 10 ML L/L 3 SYRINGE 20 ML L/L 1 SCALPEL BLADE N#10 1 SCALPEL BLADE N#15 1 GALLIPOT 120 ML 1 SCALPEL BLADE N#20 2 I.V. CANNULA 16 GAUGE 45 MM 1 SKIN STAPLER 1 PLASTIC BAG 25 X 46 CM 10 PATTI 25 X 25 MM XRD WITH STRING 2 SYRINGE 50/60 ML CATHETER TIP 1 BONEWAX WHITE 2.5 G 1 HYPODERMIC NEEDLE 23 GAUGE 30 MM 1 DIATHERMY PENCIL 1 DIATH. HOLSTER HDPE WHITE 1 DIATHERMY CABLE BIPOLAR 3 SUCTION TUBE 25 CH 3-4 M 2 OP-TAPE 9 X 49 CM 3 FLUID COLLECTION POUCH 40 X 35 CM 4 OP TOWEL 90 X 75 CM 1 SHARPS PAD 1 SPLIT SHEET 200 X 150 CM 1 BNS CRANIOTOMY DRAPE 230 X 300 CM INCLUDING 30 X 2 4 DRAPE 175 X 173 CM 1 DRAPE 148 X 240 CM 10 PATTI 13 X 13 MM XRD WITH STRING 10 PATTI 25 X 76 MM XRD WITH STRING 10 NEURO SWAB NON-WOVEN 13 X 76 MM STRING WHITE 10 GAUZE LAP 30 X 30 CM 12P XRD 40 GAUZE SWAB 10 X 10 CM 16PLY STERLE... | SUPPLEMENTARY GENERAL CONSUMABLES
16784 | 4229541411300 | CUSTOMIZED EFFICIENCY BASIC ORTHO KIT (BEACH CHAR): 1 CREPE PAPER 60 X 60 CM1 SURGICAL GOWN REINFORCED L WITH HAND TOWEL 4 HAND TOWEL 18 X 25 CM 1 REINFORCED TABLE COVER 150 X 190 WRAPPING 2 SURGICAL GOWN REINFORCED XL WITH HAND TOWEL 2 SPLIT SHEET 150 X 193 CM1 BEACH CHAIR SHOULDER DRAPE 400 X 240 CM WITH POUCH AND SUCTION PORT 2 OP - TAPE 9 X 50 CM 1 STOCKINETTE 22 X 75 CM 2 INSTRUMENTS POUCH W/STICKY 40 X 35 CM 1 MAYO STAND COVER REINFORCED 79 X 145 CM 1 BOWL 500 ML 3 GALLIPOT 120 ML 2 KIDNEY BOWL 800 ML 1 BANDAGE 15 CM X4.5 M COHESIVE BANDAGE 10 GAUZE SWAB 10 X 10 CM 12 PLY XRD 1 FLEXIBLE LIGHT HANDLE COVER 1 INSTRUMENT CLEANER SUCTION CONNECTING TUBING 3m 10 GAUZE LAP 30 X 30 CM 16 PLY XRD.. | SUPPLEMENTARY GENERAL CONSUMABLES
16785 | 4229541411400 | CUSTOMIZED EFFICIENCY BASIC ORTHO KIT; 2 HAND TOWEL 47 X 38 CM WHITE 1 SURGICAL GOWN L-XL 1 TABLE COVER 150 X 190 CM REINFORCED 4 HAND TOWEL 47 X 38 CM WHITE 2 SURGICAL GOWN L-XL 15 GAUZE LAP 30 X 30 CM 16 PLY XRD 1 DIATHERMY PENCIL 10 GAUZE SWAB 10 X 10 CM 16 PLY XRD 1 SYRINGE 50/60 ML BULB 1 KIDNEY BOWL 800 ML 4 SA LABEL 13 MM X 40 MM WHITE BLANK 2 SCALPEL BLADE N#10 2 SCALPEL BLADE N#15 1 BOWL 500 ML 1 BOWL 1000 ML 4 SA LABEL 3.8 X 6 CM WHITE BLANK 1 BOWL 2000 ML 4 OP TOWEL 65 X 42 CM XRD 2 OP-TAPE 9 X 49 CM 1 FLUID COLLECTION POUCH 40 X 35 CM 1 SUCTION SET 24 CH 3.5 M WITH YANKRND TIP 20 CH 1 NDLE CNTR 20-CNT 3 MAYO STAND COVER 80 X 145 CM 1 SPLIT SHEET 152 X 178 CM 2 OP SHEET 152 X 193 CM BLUE 1 TABLE COVER 150 X 240 CM FOLDED 1 SPLIT SHEET 193 X 304 CM. | SUPPLEMENTARY GENERAL CONSUMABLES
16786 | 4229541411500 | CUSTOMIZED EFFICIENCY BONE MARROW KIT 1 CREPE PAPER 60 X 60 CM 1 SURGICAL GOWN REINFORCED L SIZE WITH 2 ABSORBENT HAND TOWEL 1 BACK TABLE COVER REINFORCED 140X190 CM 1 MAYO STAND COVER REINFORCED 79X145 CM 1 TABLE COVER 150 X 240 CM REINF FOLDED 6 OP TOWEL 65 X 42 CM XRD = 10 GAUZE SWAB 10 X 10 CM 12P XRD 4 UTILITY DRAPE WITH TAPE 64 X 38 CM 6 MEDICATION LABE 1 SYRINGE 10 ML L/L 4 SYRINGE 30 ML L/L 1 PLASTIC BAG 20 X 30 CM ZIPLOCK 1 SKIN MARKER WITH RULLER 1 SPIKE CONNECTION LINE 1 OP TOWEL 30 X 46 CM 2 BOWL 500 ML 1 BOWL 250 ML 1 KIDNEY BOWL 800 ML 1 BOWL 2500 ML 1 MEPILEX BORDER POST - OP 9 X 15 CM PAD 4.5 X 10 CM 1 MEPILEX BORDER POST - OP 6 X 8 CM PAD 3 X 5 CM 1 OP - TAPE 9 X 49 CM 1 FIXATION DRESSING 20 X 30 CM 1 SPLIT DRAPE 152 X 178 CM 1 DRAPE 152 X 193 CM 2 SURGICAL GOWN REINFORCED XL SIZE WITH 4 ABSORBENT HAND TOWELSTERILE... | SUPPLEMENTARY GENERAL CONSUMABLES
16787 | 4229541411600 | CUSTOMIZED EFFICIENCY CARDIAC CORE KIT; 2 HAND TOWEL 47 X 38 CM WHITE 1 CREPE PAPER 60 X 60 CM 1 TABLE COVER 150 X 190 CM REINFORCED 2 HAND TOWEL 47 X 38 CM WHITE 2 HAND TOWEL 47 X 38 CM WHITE 1 SYRINGE 20ML L/L 1 SYRINGE 50/60 ML BULB CATHETER TIP CONC. 1 I.V. CANNULA 16 GAUGE 45 MM 1 LABEL WATER 4 SA LABEL 13 MM X 40 MM WHITE BLANK 1 NEEDLE HYPODERMIC 25 GAUGE 25 MM 1 SKIN MARKER REGULAR 1 SCALPEL BLADE N#11 1 SCALPEL BLADE N#15 2 KIDNEY BOWL 800 ML 1 SUCTION TUBE 18 CHANNEL 3.0 M 1 FLUID COLLECTION POUCH 40 X 35 CM 10 GAUZE LAP 20 X 30 CM 4P XRD 1 BOWL 250 ML 1 BOWL 500 ML 10 GAUZE SWAB 10 X 10 CM 16 P XRD 1 JUG 1200 ML POLYPROPYLENE GRADUATED TRANSP. 1 NDLE CNTR 60-CNT DBL MAG BLADE REM YELLOW 1 SURGICAL GOWN UNIVERSAL L SP BNS 6 OP TOWEL 65 X 42 CM XRD 1 CREPE PAPER 80 X 80 CM 1 SURGICAL GOWN UNIVERSAL XLL SP BNS 1 SURGICAL GOWN UNIVERSAL XLL SP BNS. | SUPPLEMENTARY GENERAL CONSUMABLES
16788 | 4229541411700 | CUSTOMIZED EFFICIENCY CESAREAN SECTION 2 CONTAIN OF:1 CREPE PAPER 60 X 60 CM 1 SURGICAL GOWN REINFORCED L WITH 2 ABSORBABLE HAND TOWELS 1 REINFORCED TABLE COVER 150 X 190 WRAPPING 2 SURGICAL GOWN REINFORCED XL WITH 2 ABSORBABLE HAND TOWELS 1 FLUID COLLECTION POUCH 40 X 35 CM 1 SCALPEL BLADE N#20 1 SCALPEL BLADE N#22 2 BOWL 250 ML 1 DIATHERMY PENCIL PFTE COATED CABLE LENGTH 3-4 M1 JUG 1200 ML GRADUATED TRANSP. 1 MAYO STAND COVER 70 X 145 CM 1 MATERNITY PAD 1 SUCTION CANNULA YANKAUER 24 CH 1 NDLE CNTR 10-CNT FOAM/MAG 1 SUCTION TUBE 18C H 3-4 M 20 GAUZE LAP 45 X 45 CM 12P XRD 1 SYRINGE 10 ML L/L 1 BULB SYRINGE 65 ML BLUE 1 NEEDLE HYPODERMIC 18 G 40 MM 1 UMBILICAL CORD CLAMP WHITE 1 BNS C-SECTION DRAPE 175/250 X 300 CM INC. 38 X 32 CM STERILE... | SUPPLEMENTARY GENERAL CONSUMABLES
16789 | 4229541411800 | CUSTOMIZED EFFICIENCY EYE KIT 1 BNS SURGICAL GOWN UL SP L 2 HAND TOWEL WHITE 47 X 38 CM WHITE 1 CREPE PAPER 60 X 60 CM 1 TABLE COVER 150 X 190 CM REINFORCED 4 HAND TOWEL WHITE 47 X 38 CM WHITE 1 BNS SURGICAL GOWN UL SP XLL 1 MAYO STAND COVER 58 X 137 CM 10 GAUZE SWAB 10 X 10 CM 16 P XRD 4 OP TOWEL 65 X 42 CM XRD 1 NDLE CNTR 20 - CNT FOAM BLCK/MAG BLD REM YELL 5 EYE SPEAR PVA 5 PC 1 EYE PAD 5 X 7 CM 1 INSTRUMENT WIPE 7.5 X 7.5 CM 4 SA LABEL 3.8 X 6.0 CM WHITE 1 HYPODERMIC NEEDLE 30 GAUGE 12 MM YELLOW 1 EYE SHIELD 4 SA LABEL 1.0 X 4.0 CM WHITE BLANK 1 SYRINGE 10 ML L/L 1 SYRINGE 5 ML L/L 1 NEEDLE HYPODERMIC 25 GAUGE 16 MM 1 NEEDLE HYPODERMIC 20 GAUGE 25 MM 1 SYRINGE 3 ML L/L 1 GALLIPOT 120 ML 1 BOWL 500 ML 1 BOWL 250 ML 1 DIATHERMY CABLE BIPOLAR 1 SKIN MARKER REGULAR 1 SUCTION TUBE 24 CH 4.0 M 1 FLUID COLLECTION POUCH 40 X 35 CM 1 SUCTION AND DIATHERMY BAG 40 X 35 CM 1 KIDNEY BOWL 800 ML 1 TUBE HOLDER 2.5 X 30 = CM 2 OP TOWEL 90 X 72.5 CM 1 SPLIT SHEET 15.. | SUPPLEMENTARY GENERAL CONSUMABLES
16790 | 4229541411900 | CUSTOMIZED EFFICIENCY GYNECOLOGY VAGINAL KIT 1 CREPE PAPER 60 X 60 CM 1 SURGICAL GOWN REINFORCED L SIZE WITH 2 ABSORBENT HAND TOWEL 1 BACK TABLE COVER REINFORCED 150X190 CM 1 MAYO STAND COVER REINFORCED 79X145 CM 1 UNDER BUTTOCKS DRAPE 97 X 112 CM 2 OP TOWEL 66 X 40 CM XRD 1 MATERNITY PAD 1 COLLECTION POUCH 50 X 58 CM SA 1 KIDNEY BOWL 800 ML 1 NEEDLE COUNTER 10-COUNT MAGNETIC 1 SUCTION TUBE 18 CH X 3-4 M 10 GAUZE SWAB 10 X 10 CM 16 P XRD 8 MEDICATION LABEL WHITE 1 CATHETER SILLICON 14CH X 40 CM 2 Water Based Lubricant 5 - 10 ML 1 SUCTION CANNULA YANKAUER 18 CH 5 GAUZE LAP 30 X 30 CM 16P XRD 1 SKIN MARKER WITH RULLER 1 TUBE HOLDER 2.5 X 30 CM 1 FLUID COLLECTION POUCH 40 X 35 CM 1 BOWL 500 ML 1 BOWL 2000 ML1 OP TOWEL 30 X 46 CM 2 LITHOTOMY LEGGINGS 78 X 121 CM1 NON ADHERENT DRESSING 10 X 20 CM 1 GYNE DRAPE 60 X 116 CM 1 GYNECOLOGY DRAPE 200 X 255 CM 1 BLUE CODED INSERT CARD FOR PROCEDURE PAK 1 SIDE LABEL 191 X 39 MM BLUE BLANK 3 SURGICAL GOWN REINFORCED XL SIZE WITH 6 ABSORBENT HAND TOWELSTERILE... | SUPPLEMENTARY GENERAL CONSUMABLES
16791 | 4229541412000 | CUSTOMIZED EFFICIENCY HIPEC LAPAROTOMY KIT: 1 CREPE PAPER 60 X 60 CM1 SURGICAL GOWN REINFORCED L SIZE WITH 2 ABSORBABLE HAND TOWEL1 TABLE COVER REINFORCED 190 X 210 CM 1 TABLE COVER REINFORCED190 X 210 CM 3 SURGICAL GOWN REINFORCED XL WITH 6 ABSORBABLE HAND TOWEL 4 DRAPE 150X240 CM 1 UNDER-BUTTOCKS DRAPE 85 X 120 CM WITH POUCH 1 MAYO STAND COVER 79 X 145 CM 1 JUG 1200 ML 8 UTILITY DRAPE WITH TAPE 64 X 38 CM 1 OP SHEET 152 X 193 CM BLUE 1 MAGNETIC INSTRUMENT PAD 25 CM X 40 CM 1 SYRINGE 50/60 ML CATHETER TIP 1 NDLE CNTR 40-CNT FOAM/MAG 3 SUTURE BAG 16 X 30 CM 4 SKIN STAPLER 1 DIATHERMY PENCIL 2 DIATHERMY BALL 1 SKIN MARKER WITH RULLER 1 SCALPEL BLADE N#101 KIDNEY BASIN 2 FLUID COLLECTION POUCH 40 X 35 CM 1 MEPILEX BORDER POST-OP 10 X 25 CM PAD 4.5 X 19.5 CM 1 NON ADHERENT DRESSING 7.5 X 20 CM1 SUCTION TUBE 18 CH 3-4 M 1 SUCTION CANNULA YANKAUER 24 CH STERILE... | SUPPLEMENTARY GENERAL CONSUMABLES
16792 | 4229541412100 | CUSTOMIZED EFFICIENCY INFUSAPORT KIT 1 CREPE PAPER 60 X 60 CM 1 SURGICAL GOWN REINFORCED L SIZE WITH 2 ABSORBABLE HAND TOWEL 1 TABLE COVER 150 X 190 CM REINFORCED 1 MAYO STAND COVER 79 X 145 CM 1 NEEDLE COUNTER 10-COUNT MAG/FOAM 10 GAUZE LAP 30 X 30 CM 12PLY XRD 20 GAUZE SWAB 10 X 10 CM 16PLY XRD 1 SKIN STAPLER 6 MEDICATION LABEL 1 BOWL 500 ML 1 BOWL 1000 ML 1 BOWL 2000 ML 1 KIDNEY BOWL 800 ML1 DIATHERMY CABLE BIPOLAR 1 SYRINGE 50/60 ML CATHETER TIP CONC. 1 SYRINGE 20 ML L/L 1 SKIN MARKER REGULAR WITH RULLER 2 BONEWAX WHITE 2.5 G 1 SCALPEL BLADE N# 15 1 SCALPEL BLADE N# 10 1 DIATHERMY PENCIL 6 OP TOWEL 65 X 42 CM XRD 1 MESORB 15 X 23 CM 1 C- ARM DRAPE 116 X 183 CM 2 FLUID COLLECTION POUCH 40 X 35 CM 1 SUCTION SET 24 CH 3-4 M YANK 12 CH TAPRD 1 FOAM DRESSING 10 X 30 CM 2 SPLIT SHEET 152 X 178 CM 4 ADHESIVE OP TOWEL 90 X 90 CM DRAPE 150X175CM STERILE... | SUPPLEMENTARY GENERAL CONSUMABLES
16793 | 4229541412200 | CUSTOMIZED EFFICIENCY MICROSURGERY FREE FLAP KIT 1 CREPE PAPER 60 X 60 CM 1 SURGICAL GOWN REINFORCED L SIZE WITH 2 ABSORBENT HAND TOWEL 1 BACK TABLE COVER REINFORCED 150X190 CM 1 MAYO STAND COVER REINFORCED 79X145 CM 4 SYRINGE 20 ML L/L 4 SCALPEL BLADE N# 15 2 SKIN CLOSURE STRIP 12.0 X 100 MM 1 PAPER BAG 38 X 51 CM 2 CAST PADDING 10 CM X 3 M 2 NON ADHERENT DRESSING 7.5 X 20 CM 1 SKIN STAPLER 1 DIATHERMY CABLE BIPOLAR 1 INSTRUMENT CLEANER 2 SKIN MARKER REGULAR TIP WITH RULLER 1 SKIN MARKER FINE TIP WITH RULLER 2 VESSEL LOOP MINI RED 1 PC 10 EYE SPEAR PVA 5 PC 6 OP TOWEL 65 X 42 CM XRD 1 COVER CAMERA 1 DIATHERMY PENCIL 10 MEDICATION LABEL 1 SPIKE CONNECTION LINE 1 NEEDLE COUNTER 40 - CNT FOAM/MAG 10 GAUZE LAP 45 X 45 CM 12P XRD 20 GAUZE SWAB 10 X 10 CM 16P XRD 1 BOWL 250 ML1 BOWL 500 ML 1 SUCTION AND DIATHERMY BAG 1 BULB SYRINGE 65 ML BLUE 1 FLUID COLLECTION BAG 1 UPPER PART DRAPE REINFORCED WITH ADHESIVE TAPE 12 5 X150 CM WITH TUBE HOLDER 1 LOWER DRAPE REINFORCED 125 X 170CM WITH ADHESIVE TAPE WITH TUBE HOLDER 2 SIDE DRAPE REINFORCED 120 X80CM WITH ADHESIVE TAPE 4 UTILITY DRAPES WITH ADHESIVE TAPE 75X50 CM 2 SURGICAL GOWN REINFORCED XL SIZE WITH 4 ABSORBENT HAND TOWELSTERILE... | SUPPLEMENTARY GENERAL CONSUMABLES
16794 | 4229541412300 | CUSTOMIZED EFFICIENCY NECK DISSECTION KIT: CONTAIN OF: 1 CREPE PAPER 60 X 60 CM 1 SURGICAL GOWN REINFORCED L WITH 2 ABSORBABLE HAND TOWELS 1 REINFORCED TABLE COVER 150 X 190 WRAPPING 2 SURGICAL GOWN REINFORCED XL WITH 2 ABSORBABLE HAND TOWELS 1 MAYO STAND COVER REINFORCED 79 X 145 CM 1 GALLIPOT 120 ML 1 BOWL 250 ML 10 SA LABEL 1.0 X 4.0 CM WHITE BLANK 5 GAUZE LAP 20X30CM 12P XRD 1 BOWL 500 ML 1 BOWL 1000ML 10 GAUZE SWAB 10 X 10 CM 16P XRD 2 KIDNEY BOWL 800 ML 2 SYRINGE 10 ML L/L 1 SCALPEL BLADE N#10 1 SCALPEL BLADE N#15 1 NEEDLE 25G 40MM 1 SKIN MARKER REGULAR WITH RULER 4 OP TOWEL 30 X 46 CM 1 BULB SYRINGE 65 ML 1 NDLE CNTR 40-CNT FOAM/MAG 1 BOWL 2000 ML 6 OP TOWEL 65 X 42 CM XRD 1 SUCTION TUBE 18 CH 3-4 M 2 NON ADHERENT DRESSING 7 X 20 CM 1 SPLIT SHEET 150 X 193 CM 1 FLUID COLLECTION POUCH 40 X 35 CM 1 DRAPE 175 X 173 CM 1 MAGNETIC INSTRUMENT DRAPE 1 SPLIT SHEET 250 X 290 CM SPLIT 20 X 102 CM 1 FOAM DRESSING LITE 7.5 X 7.5 CM 1 SUCTION AND DIATHERMY BAG 40 X 35 CM STERILE... | SUPPLEMENTARY GENERAL CONSUMABLES
16795 | 4229541412400 | CUSTOMIZED EFFICIENCY NEURO SPINE KIT 1 CREPE PAPER 60 X 60 CM 1 SURGICAL GOWN REINFORCED L SIZE WITH 2 ABSORBENT HAND TOWEL 1 BACK TABLE COVER REINFORCED 150X190 CM 2 MAYO STAND COVER REINFORCED 79X145 CM5 GAUZE LAP 30 X 30 CM 16P XRD 20 GAUZE SWAB 10 X 10 CM 12P XRD 1 NEEDLE COUNTER 40-CNT FOAM/MAG 2 FILM DRESSING 10 X 12 CM 1 SKIN STAPLER 10 PATTI 13 X 13 MM XRD W/STRING 10 PATTI 25 X 25 MM XRD WITH STRING 10 PATTI 1.27 X 2.54 CM XRD WITH STRING 10 PATTI 25 X 76 MM XRD WITH STRING 2 SYRINGE 50/60 ML CATHETER TIP 2 BULB SYRINGE 65 ML 1 HYPODERMIC NEEDLE 22G X40 MM 6 MEDICATION LABEL 2 IV CANNULA 18G X 48 MM 1 BOWL 500 ML 2 BOWL 250 ML 1 BOWL 1000 ML 1 BASIN LINER - SINGLE 1 DIATH. HOLSTER 1 NEEDLE HYPODERMIC 18G X 40 MM 1 SKIN MARKER WITH RULLER 1 SYRINGE 10 ML L/L 2 SCALPEL BLADE N#15 5 DRAPE 150X175CM 1 SPLIT SHEET 200X260CM 1 INCISE DRAPE 545 X 55 CM (+/- 3 CM) 2 SURGICAL GOWN REINFORCED XL SIZE WITH 4 ABSORBENT HAND TOWEL = STERILE... | SUPPLEMENTARY GENERAL CONSUMABLES
16796 | 4229541412500 | CUSTOMIZED EFFICIENCY ORTHO SPINE KIT CONTAIN: 1 CREPE PAPER 60 X 60 CM 1 SURGICAL GOWN REINFORCED L SIZE WITH 2 ABSORBABLE HAND TOWEL 1 TABLE COVER 150 X 190 CM REINFORCED 1 MAYO STAND COVER 80 X 145 CM 1 NEEDLE COUNTER 10-COUNT FOAM/MAG 15 GAUZE LAP 30 X 30 CM 12PLY XRD 20 GAUZE SWAB 10 X 10 CM 16PLY XRD 1 SKIN STAPLER 6 MEDICATION LABEL CM WHITE BLANK 1 BOWL 500 ML 1 BOWL 1000 ML 1 BOWL 2000 ML 1 KIDNEY BOWL 800 ML 1 DIATHERMY CABLE BIPOLAR 1 SYRINGE 50/60 ML CATHETER TIP CONC. 1 SYRINGE 20 ML L/L 1 SKIN MARKER WITH RULLER 1 SCALPEL BLADE N#15 1 SCALPEL BLADE N#10 1 DIATHERMY PENCIL 6 OP TOWEL 65 X 42 CM XRD 1 C-ARM DRAPE 116 X 183 CM 2 FLUID COLLECTION POUCH 40 X 35 CM 2 SPLIT SHEET 152 X 178 CM 4 ADHESIVE OP TOWEL 90 X 90 CM 1 ORTHOPEDIC SUCTION SET 1 INCISE ANTIMICROBIAL DRAPE 2 LARGE DRAPE 3 SURGICAL GOWN REINFORCED XL SIZE WITH 6 ABSORBABLE HAND TOWEL STERILE... | SUPPLEMENTARY GENERAL CONSUMABLES
16797 | 4229541412600 | CUSTOMIZED EFFICIENCY PACK CESAREAN SECTION 1 CONTAIN OF: 1 CREPE PAPER 60 X 60 CM 1 SURGICAL GOWN REINFORCED L WITH 2 ABSORBABLE HAND TOWELS 1 REINFORCED TABLE COVER 150 X 190 WRAPPING 2 SURGICAL GOWN REINFORCED XL WITH 4 ABSORBABLE HAND TOWELS 1 MAYO STAND COVER REINFORCED 79 X 145 CM 2 SCALPEL BLADE N#20 1 PAPER BAG 25 X 38 CM 1 BULB SYRINGE 65 ML BLUE 1 NEEDLE CNTER 10-CNT FOAM /MAG 1 UMBILICAL CORD CLAMP WHITE 1 SYRINGE 20 ML L/L 3 PARTS CONC. 2 OP TOWEL 65 X 42 CM XRD 2 BOWL 250 ML 2 KIDNEY BOWL 800 ML 2 TUBE HOLDER 2.5 X 15 CM VELCRO/ADH 2 BOWL 2000 ML 10 GAUZE SWAB 10 X 10 CM 16PLY XRD 10 GAUZE LAP 45 X 45 CM 12P XRD 1 SUCTION SET 3-4M YANKAUER 1 BNS C-SECTION DRAPE 175/250 X 300 CM INC. 38 X 32 CM WITH FLUID COLLECTION POUCH 40 X 35 CM 1 MATERNITY PAD 11 X 35 CM STEILE... | SUPPLEMENTARY GENERAL CONSUMABLES
16798 | 4229541412800 | CUSTOMIZED EFFICIENCY PCNL PACK 1 CREPE PAPER 60 X 60 CM 1 SURGICAL GOWN REINFORCED L SIZE WITH 2 ABSORBENT HAND TOWEL 1 BACK TABLE COVER REINFORCED 150X240 CM 1 MAYO STAND COVER REINFORCED 79X145 CM 1 TUBE HOLDER 2.5 X 30 CM 2 GAUZE ROUND SPONGE N# 420 TH XRD 5 PIECES 10 GAUZE SWAB 10 X 10 CM 16 P 1 REINFORCED DRAPE 230 X 300 CM INCLUDING 30 X 2 1 DRAPE 150 X 175 CM1 SYRINGE 3 ML L/L 1 SYRINGE 10 ML L/L 1 SYRINGE 30 ML L/L 1 SYRINGE 50 ML CATHETER TIP 1 BOWL 250 ML 2 KIDNEY BOWL 800 ML 1 URINE DRAINAGE BAG 2000 ML1 CYSTO/TURP IRRIGATION SET DOUBLE 1 SCALPEL N# 11 2 EXTENSION LINE 75 CM ID 3 MM RA/FLL 1 SYRINGE 50 ML 5 GAUZE LAP 30 X 30 CM 12PLY XRD 124 CHANNEL X 3-4 CM SUCTION CONNECTING TUBING 1 C - ARM DRAPE 2 SURGICAL GOWN REINFORCED XL SIZE WITH 4 ABSORBENT HAND TOWELSTERILE... | SUPPLEMENTARY GENERAL CONSUMABLES
16799 | 4229541412900 | CUSTOMIZED EFFICIENCY PEDIATRIC CARDIAC KI 1 CREPE PAPER 60 X 60 CM 1 SURGICAL GOWN REINFORCED L SIZE WITH 2 ABSORBABLE HAND TOWEL 1 TABLE COVER 190 X 210 CM REINFORCED 1 NEEDLE HYPODERMIC 25G X 16 MM 1 I.V. CANNULA 14G X 45 MM 20 OP TOWEL 65 X 42 CM XRD 3 MAYO STAND COVER 79 X 145 CM 6 MEDICATION LABEL WHITE BLANK 3 MEDICATION LABEL WHITE HEPARIN 1000 IE/ML 2 MEDICATION LABEL WHITE PAPAVERINE 1 BOWL 250 ML 1 LABEL WATER 1 MEDICATION LABEL WHITE RINGER-LACTATE 1 BOWL 500 ML 1 BOWL 1000 ML 1 SYRINGE 50/60 ML CATHETER TIP 1 DIATHERMY BLADE 1 SYRINGE 20ML L/L 1 I.V. CANNULA 16G X 45 MM 2 KIDNEY BOWL 800 ML 1 SKIN MARKER REGULAR 1 HYPODERMIC NEEDLE 22G X 40 MM 10 GAUZE LAP 30 X 30 CM 12PLY XRD 20 GAUZE SWAB 10 X 10 CM 16P XRD 1 JUG 1200 ML POLYPROPYLENE GRA 2 DRAPE 150X240CM 2 DRAPE 150X175CM 3 SURGICAL GOWN REINFORCED XL SIZE WITH 6 ABSORBABLE HAND TOWEL STERILE... | SUPPLEMENTARY GENERAL CONSUMABLES
16800 | 4229541413000 | CUSTOMIZED EFFICIENCY PEDIATRIC CYSTO SUPINE KIT CONTAIN OF : 1 CREPE PAPER 60 X 60 CM1 BNS SURGICAL GOWN UL SP EXTRA LARGE 2 HAND TOWEL WHITE 47 X 38 CM WHITE 1 TABLE COVER 150 X 190 CM STANDARD 1 KIDNEY BOWL 800 ML 5 GAUZE SWAB 10 X 10 CM 16 P 1 BOWL 1000 ML POLYPROPYLENE BLUE 1 CYSTO/TURP IRRIGATION SET SINGLE 1 APERTURE DRAPE 200 X 280 CM STERILE... | SUPPLEMENTARY GENERAL CONSUMABLES
16801 | 4229541413100 | CUSTOMIZED EFFICIENCY PERCUTANEOUS NEPHR (TRIANGLE POUCH) 1 CREPE PAPER 60 X 60 CM 1 SURGICAL GOWN REINFORCED L SIZE WITH 2 ABSORBENT HAND TOWEL 1 BACK TABLE COVER REINFORCED 150X240 CM 1 MAYO STAND COVER REINFORCED 79X145 CM 2 TUBE HOLDER 3 X 30 CM 10 GAUZE SWAB 10 X 10 CM 16P 2 OP TOWEL 50 X 50 CM 1 BNS CRANIOTOMY DRAPE 230 X 300 CM INCLUDING 30 X 20 1 DRAPE 150 X 175 CM 1 FLUID COLLECTION POUCH 40 X 35 CM 1 PAPER BAG 38 X 51 CM 10 GAUZE SWAB 10 X 10 CM 32 P XRD 2 BOWL 250 ML 2 KIDNEY BOWL 800 ML 1 BOWL 5000 ML 1 JUG 1000 ML 1 CYSTO/TURP IRRIGATION SET SINGLE 1 CYSTO/TURP IRRIGATION SET DOUBLE 1 SCALPEL N# 11 1 SCALPEL N# 15 2 EXTENSION LINE 75 CM ID 3.0 MM RA/FLL 1 TUBE CONNECTOR 5 GAUZE LAP 30 X 30 CM 12P XRD 1 SYRINGE 10 ML L/L 3 PARTS CONC. 1 SYRINGE 30 ML L/L 3 P ARTS CONC. 1 SYRINGE 3 ML L/L 3 PARTS CONC. 2 SYRINGE 60 ML L/S 3 PARTS CONC. CATHETER TIP 2 SURGICAL GOWN REINFORCED XL SIZE WITH 4 ABSORBENT HAND TOWELSTERILE... | SUPPLEMENTARY GENERAL CONSUMABLES
16802 | 4229541413200 | CUSTOMIZED EFFICIENCY PERCUTANEOUS NEPHRO - LITHOTRIPSY KIT 1 CREPE PAPER 60 X 60 CM 1 SURGICAL GOWN REINFORCED L SIZE WITH 2 ABSORBENT HAND TOWEL 1 BACK TABLE COVER REINFORCED 150X190 CM 2 MAYO STAND COVER REINFORCED 79X145 CM 4 OP TOWEL 65 X 42 CM XRD 1 NDLE CNTR 40 - CNT FOAM/MAG 5 GAUZE LAP 45 X 45 CM 12P XRD 1 URINE DRAINAGE BAG 2000 ML 1 GALLIPOT 120 ML 4 MEDICATION LABEL 1 SUCTION AND DIATHERMY BAG 40 X 35 CM 4 SA LABEL 1.0 X 4.0 CM WHITE BLANK 1 FLUID COLLECTION POUCH 40 X 35 CM 1 BOWL 500 ML 2 BOWL 1000 ML 1 SYRINGE 30 ML L/L 1 SKIN MARKER REGULAR 3 SUCTION TUBE 18 CHANNEL 3.0 M 1 SYRINGE 20 ML L/L 1 SCALPEL BLADE N# 11 1 CAMERA DRAPE 18 X 246 CM 1 KIDNEY BOWL 800 ML 1 CYSTO/TURP IRRIGATION SET DOUBLE 3 TUBE HOLDER 2.5 X 30 CM 1 THORACIC DRAIN 28 CHANNEL 2 SURGICAL GOWN REINFORCED XL SIZE WITH 4 ABSORBENT HAND TOWELSTERILE... | SUPPLEMENTARY GENERAL CONSUMABLES
16803 | 4229541413400 | CUSTOMIZED EFFICIENCY BILATERAL TOTAL KNEE KIT: 1 CREPE PAPER 60 X 60 CM 1 SURGICAL GOWN REINFORCED LARGE WITH HAND TOWEL WHITE 47 X 38 CM WHITE 1 TABLE COVER 150 X 210 CM REINFORCED 20 GAUZE LAP 45 X 45 CM 16 PLY XRD 8 HAND TOWEL WHITE 47 X 38 CM WHITE 3 SURGICAL GOW REINFORCED EXTRA LARGE1 DIATHERMY PENCIL 4 CAST PADDING 15 CM 3.0 M 4 BANDAGE 15 CM 4.5M ELASTIC 2 SKIN STAPLER 4 MEDICATION LABEL 1 BOWL 500 ML 1 NEEDLE COUNTER 2 SYRINGE 50/60 ML BULB 1 BOWL 1000 ML 1 BOWL 2000 ML 2 SKIN MARKER REGULAR WITH RULLER 4 SCALPEL BLADE N# 10 2 SCALPEL BLADE N# 15 2 SCALPEL BLADE N# 20 1 KIDNEY BOWL 800 ML 1 SET ORTHOPEDIC SUCTION TUBE WITH FILTER 2 STOCKINETTE 30 X 121 CM 6 OP TOWEL 65 X 42 CM XRD 2 SPLIT SHEET 152 X 178 CM 2 SPLIT SHEET PLASTIC 3 MAYO STAND COVER 80 X 145 CM ELECTROSURGICAL SCRATCHPAD 4 O P - TAPE 9 X 49 CM 2 FLUID COLLECTION POUCH 40 X 35 CM 4 OP SHEET 152 X 193 CM BLUE 1 BILATERAL ORTHOPEDIC LIM = B DRAPE 116 X 88 X 144 IN 2 INCISE ANTIMICROBIAL DRAPE 60X45 (+/- 10) STERILE... | SUPPLEMENTARY GENERAL CONSUMABLES
16804 | 4229541413500 | CUSTOMIZED EFFICIENCY UROLOGY ROBOTIC KIT: 1 CREPE PAPER 60 X 60 CM 1 SURGICAL GOWN REINFORCE L SIZE WITH 2 ABSORBABALE HAND TOWEL 47 X 38 CM WHITE 1 TABLE COVER 190 X 210 CM REINFORCED 1 TABLE COVER 150 X 190CM REINFORCED 2 TUBE HOLDER 2.5 X 30 CM 3 BNS ADHESIVE OP-SHEET 175 X 200 CM NARROW 6 OP TOWEL 65 X 42CM XRD 5 GAUZE LAP 30 X 30CM 12P XRD 10 GAUZE SWAB 10 X 10 CM 16P XRD 1 SYRINGE 10 ML L/L 1 SYRINGE 20 ML L/L 2 KIDNEY BOWL 800 ML 4 OP TOWEL 50 X 50 CM 2 SURGICAL GOWN REINFORCE XL SIZE WITH 2 ABSORBABALE HAND TOWEL 47 X 38 CM 1 URINE DRAINAGE BAG 2000 ML 1 NEEDLE CNTR 40-CNT FOAM/MAG 5 POST OP DRESSING 6 X 7 CM 1 POST OP DRESSING 9 X 30 CM 2 SKIN CLOSURE STRIP 12.0 X 100 MM 1 PLASTIC BAG 25 X 46 CM 1 PLASTIC BAG 20 X 30 CM ZIPLOCK1 SKIN MARKER WITH RULER STERILE... | SUPPLEMENTARY GENERAL CONSUMABLES
16805 | 4229541413900 | LOADING UNIT THICK TISSUE FOR STAPLER CUTTER CURVED CONTOUR 2.0 MM CLOSED STAPLE HEIGHT STERILE.. | SUPPLEMENTARY GEN.CONS SURG SUT,LAP,ROB
16806 | 4229541414100 | GENERAL SURGERY LAPAROSCOPY PACK; 4 SURGICAL GOWNS UNIVERSAL LL HP BNS 1 TABLE COVER 150 X 210 CM REINFORCED 4 HAND TOWEL 47 X 38 CM WHITE 1 MAYO STAND COVER 79X145CM 1 BASIN LINER - SINGLE 10 GAUZE LAP 45X45CM 6P XRD 1 PAPER BAG 14 X 25 CM 10 GAUZE ROUND 30 X 40 CM 10 GAUZE SWAB 10 X 10 CM 16 P XRD 4 SA LABEL 3.8 X 6 CM WHITE 1 SUTURE BAG 16.5 X 30.5 CM 1 INSTRUMENT BAG 30 X 50 CM 1 COVER CAMERA 18 X 244 CM WITH CARD TRANSP 1 NEEDLE COUNTER 1 SYRINGE 10 ML L/L 1 SYRINGE 20 ML L/L 1 SKIN MARKER TAPER TIP RULER 1 SCALPEL BLADE N#11 1 SCALPEL BLADE N#10 1 NEEDLE HYPODERMIC 18 GAUGE 40 MM 3 BOWL 250 ML 1 SYRINGE 50 ML CATHETER TIP 1 SYRINGE 50 / 60 ML BULB CATHETER TIP CONC. 2 KIDNEY BOWL 800 ML 4 OP TOWEL 75 X 50 CM 2 LITHOTOMY LEGGING 75 X 150 CM 1 MONOPOLAR SCISSORS 1 TRAY 43 X 28 X 1.5 CM. | SUPPLEMENTARY GENERAL CONSUMABLES
16807 | 4229541414400 | LAPAROSCOPIC COLORECTAL PACK; 1 BNS SURGICAL GOWN UL SP L 2 HAND TOWEL 47 X 38 CM WHITE 1 CREPE PAPER 60 X 60 CM 1 REINFORCED TABLE COVER 150 X 190 WRAPPING 2 HAND TOWEL 47 X 38 CM WHITE 1 BNS SURGICAL GOWN UL SP L 2 MAYO STAND COVER REINFORCED 79 X 145 CM 2 BOWL 250 ML 2 BOWL 1000 ML 1 PAPER BAG 30 X 61 CM 1 PAPER BAG 11 X 19 CM 2 KIDNEY BOWL 800 ML 4 HAND TOWEL 47 X 38 CM WHITE 1 NEEDLE CNTER 30-CNT MAG CLEAR TOP YELLOW 2 BNS SURGICAL GOWN UL SP EXTRA LARGE 1 SKIN MARKER MODERN REGULAR TIP 1 SKIN MARKER RULER 15 CM WHITE PAPER 2 QUIVER FOR LAPAROSCOPIC INSTRUMENTS EXTENDABLE 1 PLASTIC BAG 25 X 46 CM ZIPLOCK TRANSPORTATION 1 UNDER-BUTTOCKS DRAPE 85 X 120 CM WITH POUCH 4 MEPILEX BORDER POST-OP 6 X 8 CM PAD 3 X 5 CM 1 MEPILEX BORDER POST-OP 10 X 20 CM PAD 4.5 X 14.5 CM 1 TABLE COVER 150 X 190 CM REINF FOLDED 4 OP-TAPE 9 X 49 CM 6 OP TOWEL 75 X 50 CM 1 SUCTION IRRIGATION SET 5 MM 45 CM 2 SPIKES 1 LAPAROSCOPY DRAPE 250 / 200 / 300 X 260 CM 1 CREPE PAPER 60 X 60.. | SUPPLEMENTARY GENERAL CONSUMABLES
16808 | 4229541414900 | KIT FOR HYSTEROSALPINGOGRAPHY: 5 FRENCH WITH STYLET INCLUDES: FENESTRATED DRAPE DISPOSABLE SPECULUM DISPOSABLE CERVICAL DILATOR SWAB STICKS WIDE SWAB STERILE WRAP 2 OR3 3 INCH X 3 INCH GAUZES INNER TRAY FOR IODINE SOLUTION ODINE OINTMENT 2 PACKS OF IODINE SOLUTION 36 INCH EXTENSION TUBE 20 CC SYRINGE WITH 18 GAUGE NEEDLE LUBRICATING JELLY STERILE.. | SUPPLEMENTARY GENERAL CONSUMABLES
16809 | 4229541415100 | PACK SURGICAL EYE ( OPHTHALMOLOGY ) 1 CONTENTS OF: 1 TABLE COVER 140 X 90 CM 2 SURGICAL GOWN REINFORCED L SIZE WITH 2 ABSORBENT HAND TOWEL1 MAYO TABLE COVER SIZE 145X60 CM1 FULL BODY DRAPE WITH EYE SHEET + COLLECTION BAG NON WOVEN FULL BODY INCISE OVERALL SIZE 166X254 CM INCISE AREA 9X11 CM CHANNEL BAG CAPACITY 1000ML TWO DOUBLE SHEET COVER ALL THE PAK 120CMX100CM STERILE.. | SUPPLEMENTARY GENERAL CONSUMABLES
16810 | 4229541415300 | BOTTLE, FOR PRESERVING HOT/ COLD WATER, STAINLESS STEEL, REUSABLE | SURGICAL INSTRUMENT TENDER
16811 | 4229541415400 | JUG, GRADUATED, 1000ML, STAINLESS STEEL, REUSABLE | SURGICAL INSTRUMENT TENDER
16812 | 4229541415500 | BABY DELIVERY KIT 1 SURGICAL REINFORCE GOWN L 6 ABSORBENT TOWELS 4 ALCOHOL SWAB PADS 2 CORD CLAMP 1 STERILE SCISSOR 1 DISPOSABLE SCALPEL PAIR OF SURGICAL GLOVES SIZE 7.0 O.B. PAD 11 INCH PLACENTA BAG WITH STRAP SIZE M 2 BULB SYRINGE 20 GAUZE SPONGES 8PLY 4X4 INCH 1 ABDOMINAL DRAPE 100X180 CM 1 BABY BLANKET 1 C.S. WARP 70X70 CM. | SUPPLEMENTARY GENERAL CONSUMABLES
16813 | 4229541415700 | CUSTOMIZED EFFICIENCY HEAD AND NECK KIT. 1 REINFORCED TABLE COVER 150 X 190 WRAPPING 2 ADHESIVE OP TOWEL 90X75CM 2 ADHESIVE OP SHEET 175X175CM 2 SUCTION AND DIATHERMY BAG 40X35 CM 1 INCISE DRAPE 60X35CM 1 SUCTION CANNULA YANKAUER 18CH 2 GALLIPOT 120ML 2 KIDNEY BOWL 800ML TRANSPARENT 2 BOWL TRANSPARENT 250ML 3 HAND TOWEL 40X48CM 1 SKIN MARKER REGULAR 1 SCALPEL N#20 SS BLADE PROTECTION 2 SCALPEL N#15 20 GAUZE ROUND MEDIUM 8X8CM XRD 20 GAUZE SWAB 10X10CM 8P XRD 5 GAUZE LAP 30X30CM 6P XRD 2 STICK SPONGE ORANGE 3 RETRACTOR HOOK STD. SHARP SEA STAR 1 SEA STAR FRAME- SMALL/LARGE. 35 CM X 22 CM 1 MAGNETIC INSTRUMENT PAD 1 CREPE PAPER 60X60CM 1 SUCT.TUBE 30CH 3.5M F/F DIATH. 1 PENCIL HAND ROCKER PTFE BLADE 320CM 2 TUBE HOLDER 2 5X15CM VELCRO/ADH 1 NEEDLE CNTR 10-CNT FOAM BLOCK MAG BLD REM DIATH. 1 ELECTRODE BLADE 6 99CM PTFE INSULATED COATED 1 FORCEPS BIPOLAR STRAIGHT 200MM CABLE 300CM 2 SURGICAL GOWN UNIVERSAL L WITH HAND TOWELS 2 SURGICAL GOWN UNIVERSAL XL WITH. | SUPPLEMENTARY GENERAL CONSUMABLES
16814 | 4229541415800 | CUSTOMIZED EFFICIENCY LAP. HYSTERECTOMY KIT 2 INSTRUMENT BAG 30X50CM 2 HAND TOWEL 1 CREPE PAPER 60X60CM 60G/M2 WHITE 1 SURGICAL GOWN UNIVERSAL HP M 119CM 1 REINFORCED TABLE COVER 150 X 190 WRAPPING 6 HAND TOWEL 1 SURGICAL GOWN UNIVERSAL HP M 119CM 2 SURGICAL GOWN UNIVERSAL HP XL-L 151CM 1 MAYO STAND COVER REINFORCED 79X145CM 20 GAUZE SWAB 10X10CM 16P XRD 1 ANTI FOG SOLUTION 1 NDLE CNTR 20-CNT FOAM/MAG 1 NEEDLE HYPODERMIC 22G 40MM BLACK 1 SKIN MARKER WITH RULLER 1 NEEDLE HYPODERMIC 18G 40MM PINK 1 SYRINGE 20ML L/L 3PARTS CONC. 1 SYRINGE 10ML L/L 3PARTS CONC. 2 SKIN CLOSURE STRIP 12 0X100MM 1 SCALPEL BLADE N#10 1 SCALPEL BLADE N#11 1 VERESS NEEDLE 120MM 1 KIDNEY BOWL 800ML RED 2 BOWL 250 ML GRADUATED BLUE 5 GAUZE LAP 30X30CM 12P XRD 1 SMOKE EVACUATOR LL CLAMP FILTER 1 CAMERA DRAPE 18X250 CM 4 MEPILEX BORDER POST OP 6X8CM 2 BOWL 2500ML 4 SA LABEL 3 8X6CM WHITE BLANK 4 SA LABEL 13MMX40. | SUPPLEMENTARY GENERAL CONSUMABLES
16815 | 4229541416100 | CUSTOMIZED EFFICIENCY THYROIDECTOMY KIT: 1 CREPE PAPER 60X60CM 1 SURGICAL GOWN REINFORCED L WITH 2 ABSORBABLE HAND TOWELS 1 REINFORCED TABLE COVER 150 X 190 WRAPPING 2 SURGICAL GOWN REINFORCED XL WITH 2 ABSORBABLE HAND TOWELS 1 WHOLE BODY DRAPE SPECIALIZED FOR THYROID AND NECK SURGERY REINFORCED 300 X 180 CM FENESTRATED WITH CONTROL FABRIC REINFORCEMENT 13 X 16 CM WITH TUBE HOLDER IN BOTH SIDES 2 OP-TAPE 9X49CM 4 UTILITY DRAPES WITH ADHESIVE TAPE 75 X 50 CM 1 SUCTION AND DIATHERMY BAG 40X35 CM 2 KIDNEY BOWL 800ML 2 BOWL 250ML 1 MAYO STAND COVER 79X145CM 4 SKIN CLOSURE STRIP 6.0X75MM 1 NON ADHERENT DRESSING 8X9CM SPLIT 1 MAGNETIC PAD 40X50CM 6 HAND TOWEL 45X38CM 1 SKIN MARKER WITH RULLER REGULAR 10 GAUZE SWAB 10X10CM 16PLY XRD 10 GAUZE LAP 30X30CM 12PLY XRD 1 SCALPEL N#15 BLADE 1 SCALPEL N#10 BLADE 2 FLEXIBLE LIGHT HANDLE COVERS 1 DIATHERMY PENCIL 1 DIATHERMY ELECTRODE NEEDLE TIP PTFE COATED 1 SUCTION TUBE 3-4 M 1 SUCTION CANNULA YANKAUER 18CH 1 INSTRUMENT CLEANER 5X5CM 4 MEDICATION LABEL STERILE... | SUPPLEMENTARY GENERAL CONSUMABLES
16816 | 4229541416300 | CUSTOMIZED EFFICIENCY VASCULAR ANGIOPLASTY KIT 1 CREPE PAPER 60 X 60 CM 1 SURGICAL GOWN REINFORCED L SIZE WITH 2 ABSORBABLE HAND TOWEL 2 REINFORCED TABLE COVER 150 X 190 CM WRAPPING 1 SPLIT SHEET 200X150CM 2 BNS ADHESIVE OP-SHEET 200X240 CM 1 ADHESIVE OP SHEET 260X175CM 2 SUCTION AND DIATHERMY BAG 1 SKIN CLOSURE STRIP 6X100MM 2 SKIN CLOSURE STRIP 12X100MM 10 GAUZE SWAB 10X10CM 16P XRD 10 GAUZE LAP 30X30CM 12P XRD 1 SUTURE BOOTS MOSQUITO 5PR (10/1) 1 BOWL 2500ML POLYP GUIDEWIRE W/TABS 2 JUG 1200ML GRADUATED TRANSP 1 SKIN MARKER WITH RULER 1 SCALPEL N#15 SS BLADE PROTECTION 1 SCALPEL N#11 1 SHARPS PAD 2 SYRINGE 20 ML 2 SYRINGE 20ML L/L 2 SYRINGE 20ML 3PART LL 1 LABEL SHEET 1 ULTRASOUND PROBE COVER 1 C-ARM DRAPE 116X183CM 1 ULTRASOUND GEL 3 GALLIPOT 60ML TRANSPARENT 2 KIDNEY BOWL 800ML 2 SURGICAL GOWN REINFORCED XL SIZE WITH 4 ABSORBABLE HAND TOWEL STERILE... | SUPPLEMENTARY GENERAL CONSUMABLES
16817 | 4229541416400 | CUSTOMIZED EFFICIENCY VASCULAR KIT 1 CREPE PAPER 60 X 60 CM 1 SURGICAL GOWN REINFORCED L SIZE WITH 2 ABSORBABLE HAND TOWEL 1 REINFORCED TABLE COVER 150 X 190 WRAPPING 4 DRAPE 150X240 CM 2 SUCTION AND DIATHERMY BAG 2 MAYO STAND COVER 79X145CM 1 SKIN CLOSURE STRIP 12 0X100MM 1 INCISE DRAPE 60X85CM 15 GAUZE SWAB 10X10CM 16P XRD 5 GAUZE LAP 30X30CM 12PLY XRD 1 SKIN STAPLER W 2 SUTURE BOOTS MOSQUITO 5PR (10/1) 1 VESSEL LOOP MAXI 1MM 40.6CM SIL BLUE 1PC 1 VESSEL LOOP MINI BLUE 0.83MM 40.6CM 1PC 1 VESSEL LOOP MAXI 2MM 42CM SIL RED 1 PC 1 VESSEL LOOP MINI 0.83MM 40.6CM SIL RED 1 PC 3 KIDNEY BOWL 800ML TRANSPARENT 2 JUG 1200ML GRADUATED TRANSP. 1 SKIN MARKER TAPER TIP RULER WITJ RULLER 2 SCALPEL N#15 SS BLADE PROTECTION 1 SCALPEL N#10 SS BLADE PROTECTION 1 SCALPEL N#11 1 SHARPS PAD 1 SUCTION TUBE 18CH 3-4M F/F 1 INSTRUMENT CLEANER 5X5CM 1 DIATHERMY PENCIL HAND BUTTONS BLADE 300CM 1 SUCTION CANNULA YANKAUER 22CH 2 GALLIPOT 60ML TRANSPARENT 1 HYPODERMIC NEEDLE 22G X 40 MM 1 NEEDLE HYPODERMIC 18G X 40 MM 2 SYRINGE 50/60 ML CATHETER TIP CONCRETE 2 SYRINGE 10 ML 3 PART LL 2 SYRINGE 20 ML L/L 3 SURGICAL GOWN REINFORCED XL SIZE WITH 6 ABSORBABLE HAND TOWEL STERILE... | SUPPLEMENTARY GENERAL CONSUMABLES
16818 | 4229541500600 | COVER FOR LAPAROSCOPIC CAMERA WITHOUT RING FIT ALL BRANDS STERILE.. | SUPPLEMENTARY GEN.CONS SURG SUT,LAP,ROB
16819 | 4229541504100 | ARM DRAPE COMPATIBLE WITH ROSA | ORTHOPEDIC & SPINAL SUPPLIES
16820 | 4229541504600 | MONITOR DRAPE FOR ROBOTIC | ORTHOPEDIC & SPINAL SUPPLIES
16821 | 4229541505100 | COVER FOR SURGICAL HAND PIECE COMPATIBLE WITH SCOUT SYSTEM DISPOSABLE STERILE. | INTERVENTIONAL RADIO,CARDIAC CATH
16822 | 4229541505200 | COVER MINI C-ARM FLUOROSCOPY CLEAR SHOULD COVER C-SHAPE STERILE.... | SUPPLEMENTARY GENERAL CONSUMABLES
16823 | 4229541511300 | DRAPE SHEET COVER CLEAR PLASTIC 46 CM X 48.5 CM (18 X 19 INCH ) FOR KARL STORZ ENDOSCOPIC TOUCH SCREEN OR EQUIVALENT STERILE.. | SUPPLEMENTARY GENERAL CONSUMABLES
16824 | 4229541511400 | DRAPE SLUSH 122 X 122 CM (48 X 48 INCH) LATEX FREE FOR ORS HASH SLUSH MACHINE DISPOSABLE STERILE.. | SUPPLEMENTARY GENERAL CONSUMABLES
16825 | 4229541511500 | DRAPE SURGICAL MICROSCOPE 117 X 305 CM FOR ZEISS CONTRAVES DISPOSABLE STERILE.. | SUPPLEMENTARY GENERAL CONSUMABLES
16826 | 4229541512100 | POWDER BABY 100 GM BOTTLE FRAGMENT FREE.. | SUPPLEMENTARY GEN.SUPPLIES NURS,BURN
16827 | 4229541512400 | DRAPE UTILITY WITH ADHESIVE TAPE SIZE 35 X 65 CM (+/- 5 CM) DISPOSABLE STERILE.. | SUPPLEMENTARY GENERAL CONSUMABLES
16828 | 4229541512500 | BREAST SHIELD FOR BREAST PUMP SIZE 24 MM IT SHOULD BE COMPATIBLE WITH HOSPITAL MACHINE.. | SUPPLEMENTARY GEN.SUPPLIES NURS,BURN
16829 | 4229541700100 | COVER SURGICAL LIGHT HANDLE SINGLE PACK STERILE.. | SUPPLEMENTARY GENERAL CONSUMABLES
16830 | 4229541700200 | GLOVES SURGICAL NON LATEX NON-POWDERED PEEL PACK SIZE: 5.5 INDIVIDUALLY WRAPPED IN INNER PACK DISPOSABLE STERILE ; ONE (1) EACH = ONE (1) PAIR. | SUPPLEMENTARY GENERAL CONSUMABLES
16831 | 4229541800100 | PAD MAGNETIC FOR INSTRUMENT SIZE: 40 CM X 50 CM (+/-5CM) DISPOSABLE STERILE.. | SUPPLEMENTARY GENERAL CONSUMABLES
16832 | 4229542000700 | DRAIN T-TUBE LATEX/RUBBER 12 FR LENGTH 30 - 50 CM DISPOSABLE STERILE... | SUPPLEMENTARY GENERAL CONSUMABLES
16833 | 4229542000900 | DRAIN T-TUBE LATEX/RUBBER 16 FR LENGTH 30 - 50 CM DISPOSABLE STERILE.. | SUPPLEMENTARY GENERAL CONSUMABLES
16834 | 4229542001000 | DRAIN T-TUBE LATEX/RUBBER 18 FR LENGTH 30 - 50 CM DISPOSABLE STERILE.. | SUPPLEMENTARY GENERAL CONSUMABLES
16835 | 4229542001100 | DRAIN T-TUBE LATEX/RUBBER 20 FR LENGTH 30 - 50 CM DISPOSABLE STERILE.. | SUPPLEMENTARY GENERAL CONSUMABLES
16836 | 4229542100900 | APPLICATOR, CHLORHEXIDINE, TINTED, GLUCONATE, WITH CHLORHEXIDINE GLUCONATE 2 % WITH AND 70 % V/V ISOPROPYL ALCOHOL, LATEX FREE, DEHP FREE, SIZE: 26 ML, FOR PATIENTS PRE-OPERATIVE SKIN PREPARATION, INDIVIDUALLY PACKED, DISPOSABLE, STERILE.... | DISINFECTANTS SUPPLIES
16837 | 4229542101400 | ANTISEPTIC, CHLORHEXIDINE GLUCONATE SCRUB SOLUTION 4%, SURGICAL HAND SOAP, 1000ML, BOTTLE, WITH ONE FREE OF CHARGE DISPENSER WITH EVERY 10, BOTTLE, NOTE: MSDS SHOULD BE PROVIDED IN SOFT COPY... | DISINFECTANTS SUPPLIES
16838 | 4229542102700 | SOLUTION POLY CARBOXYMETHYL GLUCOSE SULPHATE 5 ML VIAL STERILE (WOUND AND OSTOMY CARE).. | SUPPLEMENTARY GEN.SUPPLIES NURS,BURN
16839 | 4229542103000 | SOLUTION ANTIFOG 5-8 ML BOTTLE WITH ADHESIVE FOAM SPONGE DISPOSABLE STERILE.. | SUPPLEMENTARY GEN.CONS SURG SUT,LAP,ROB
16840 | 4229542103100 | APPLICATOR, DISINFECTANT, SURGICAL, PREP, 6 ML WITH 0.7% IODINE, AND 70-74% ALCOHOL, HAZARDOUS MATERIAL-MATERIAL SAFETY DATA SHEET IS REQUIRED ON DELIVERY OF PRODUCT IN SOFT COPY, STERILE... | DISINFECTANTS SUPPLIES
16841 | 4229542104000 | ANTISEPTIC, CHLORHEXIDINE GLUCONATE SOLUTION 2%, HAND SOAP, MILD FORMULATION HELPS RETAIN THE SKIN'S NATURAL OILS AND MOISTURE, 1000 ML BAG, WITH ONE FREE OF CHARGE WALL MOUNTED AUTOMATIC DISPENSER WITH EVERY 10 BAG, NOTE: MSDS SHOULD BE PROVIDED IN SOFT COPY... | DISINFECTANTS SUPPLIES
16842 | 4229542104100 | SOLUTION, ANTISEPTIC, HAND WASH, CHLORHEXIDINE 2% WITH ALCOHOL ISOPROPYL 4%, BOTTLE, 1000 ML, NOTE: MSDS SHOULD BE PROVIDED IN SOFT COPY... | DISINFECTANTS SUPPLIES
16843 | 4229542104200 | ANTISEPTIC, CHLORHEXIDINE GLUCONATE SCRUB SOLUTION 4%, SURGICAL HAND SOAP, 1000ML BAG, WITH ONE FREE OF CHARGE DISPENSER WITH EVERY 10 BAG, NOTE: MSDS SHOULD BE PROVIDED IN SOFT COPY... | DISINFECTANTS SUPPLIES
16844 | 4229542104300 | SOLUTION, ANTISEPTIC, HAND WASH, CHLORHEXIDINE 2% WITH ALCOHOL ISOPROPYL 4%, BOTTLE, 500 ML, NOTE: MSDS SHOULD BE PROVIDED IN SOFT COPY... | DISINFECTANTS SUPPLIES
16845 | 4229542104400 | ANTISEPTIC, CHLORHEXIDINE GLUCONATE SCRUB SOLUTION 4%, IN A SUSPENDING BASE, (500ML) BOTTLE, WITH FREE OF CHARGE DISPENSER WITH EACH 10 BOTTLE, NOTE: MSDS SHOULD BE PROVIDED IN SOFT COPY... | DISINFECTANTS SUPPLIES
16846 | 4229542200100 | WIPES CHLORHEXIDINE WIPES PATIENT'S SKINCARE CONTAIN 2 % CHLORHEXIDINE MOISTURIZING SOLUTION WATERLESS ALCOHOL LATEX AND PERFUME FREE SIZE: NOT LESS THAN 20 X 20 CM (+\ - 2 CM) NOT LESS THAN 10 WIPES PER POUCH DISPOSABLE MSDS SHOULD BE PROVIDED IN SOFT COPY (WOUND AND OSTOMY CARE).. | SUPPLEMENTARY GEN.SUPPLIES NURS,BURN
16847 | 4229542200200 | SOLUTION ANTISEPTIC 2% CHLORHEXIDINE GLUCONATE 2% ISOPROPYL HAND WASH SIZE 1L NOTE: MSDS SHOULD BE PROVIDED IN SOFT COPY | DISINFECTANTS SUPPLIES
16848 | 4229542300900 | BAG FOR SPONGE COUNTER TRANSPERENT NON-STERILE.. | SUPPLEMENTARY GENERAL CONSUMABLES
16849 | 4229542400500 | HAIR CLIPPER SHAVING HEAD BLADE DISPOSABLE FOR VAC HAIR REMOVAL SYSTEM (1 SURGICAL CLIPPER MACHINE FREE OF CHARGE WITH EACH 500 BLADE). | SUPPLEMENTARY GENERAL CONSUMABLES
16850 | 4229542500300 | APPLICATOR WOODEN 75 % SILVER NITRATE 25 % POTASSIUM NITRATE LENGTH / 6 INCH.... | SUPPLEMENTARY GEN.SUPPLIES NURS,WOUND
16851 | 4229542701000 | SPONGE, FOR WIPING DELICATE INSTRUMENT, SIZE 7.3X7.3CM, PACKAGED INDIVIDUALLY, DISPOSABLE, STERILE | OPHTHALMOLOGY SUPPLIES
16852 | 4229542701200 | BRUSH CLEANING CANNULATED INSTRUMENT, SINGLE ENDED, HIGH QUALITY WHITE MEDICAL GRADE SOFT NYLON BRISTLES, STAINLESS STEEL HANDLE, DISPOSABLE, NON-STERILE, BRISTLE DIAMETER WIDE 0.5 X 6.3 CM, OVERALL LENGTH NOT LESS THAN 35 CM. | STERILIZATION SUPPLIES (CSSD) CONSUMABLE
16853 | 4229542701300 | BRUSH CLEANING CANNULATED INSTRUMENT, SINGLE ENDED, HIGH QUALITY WHITE MEDICAL GRADE SOFT NYLON BRISTLES, STAINLESS STEEL HANDLE, DISPOSABLE, NON-STERILE, BRISTLE DIAMETER WIDE 0.6 X 6.3 CM, OVERALL LENGTH NOT LESS THAN 35 CM. | STERILIZATION SUPPLIES (CSSD) CONSUMABLE
16854 | 4229542701400 | BRUSH CLEANING CANNULATED INSTRUMENT, SINGLE ENDED, HIGH QUALITY WHITE MEDICAL GRADE SOFT NYLON BRISTLES, STAINLESS STEEL HANDLE, DISPOSABLE, NON-STERILE, BRISTLE DIAMETER WIDE 1.1 X 6.3CM, OVERALL LENGTH NOT LESS THAN 35 CM. | STERILIZATION SUPPLIES (CSSD) CONSUMABLE
16855 | 4229542701500 | BRUSH, FOR LUMEN CLEANING, MICRO/MINI BRUSH 0.18 X 1.3 CM, CANNULATED INSTRUMENTS CLEANING HIGH QUALITY BRUSH STAINLESS STEEL HANDLE AND WHITE MEDICAL GRADE NYLON BRISTLES, OVERALL LENGTH NOT LESS THAN 35 CM. | STERILIZATION SUPPLIES (CSSD) CONSUMABLE
16856 | 4229542701600 | BRUSH, FOR LUMEN CLEANING, MICRO/MINI BRUSH 0.32 X 2.5 CM, CANNULATED INSTRUMENTS CLEANING HIGH QUALITY BRUSH STAINLESS STEEL HANDLE AND WHITE MEDICAL GRADE NYLON BRISTLES, OVERALL LENGTH NOT LESS THAN 35 CM. | STERILIZATION SUPPLIES (CSSD) CONSUMABLE
16857 | 4229542702200 | CLEANING BRUSH FOR INSTRUMENTS AUTOCLAVABLE (HEAT - RESISTANT) ONE EACH (EA)=ONE (1) PACK | DENTAL GENERAL SUPPLIES
16858 | 4229542702300 | CLEANING BRUSH FOR BURS, BRASS/STAINLESS STEEL | DENTAL GENERAL SUPPLIES
16859 | 4229542703500 | BRUSH CLEANING CANNULATED INSTRUMENT, SINGLE ENDED, HIGH QUALITY WHITE MEDICAL GRADE SOFT NYLON BRISTLES, STAINLESS STEEL HANDLE, NON-STERILE, BRISTLE DIAMETER WIDE 1-1.2 MM, OVERALL LENGTH 60 CM, DISPOSABLE | STERILIZATION SUPPLIES (CSSD) CONSUMABLE
16860 | 4229542703600 | BRUSH CLEANING CANNULATED INSTRUMENT, SINGLE ENDED, HIGH QUALITY WHITE MEDICAL GRADE SOFT NYLON BRISTLES, STAINLESS STEEL HANDLE, NON-STERILE, BRISTLE DIAMETER WIDE 1.4 - 2.6 MM, OVERALL LENGTH 60 CM, DISPOSABLE | STERILIZATION SUPPLIES (CSSD) CONSUMABLE
16861 | 4229542703700 | BRUSH CLEANING CANNULATED INSTRUMENT, SINGLE ENDED, HIGH QUALITY WHITE MEDICAL GRADE SOFT NYLON BRISTLES, STAINLESS STEEL HANDLE, NON-STERILE, BRISTLE DIAMETER WIDE 12.5 - 15MM, OVERALL LENGTH 60 CM, DISPOSABLE | STERILIZATION SUPPLIES (CSSD) CONSUMABLE
16862 | 4229542703800 | BRUSH CLEANING CANNULATED INSTRUMENT, SINGLE ENDED, HIGH QUALITY WHITE MEDICAL GRADE SOFT NYLON BRISTLES, STAINLESS STEEL HANDLE, NON-STERILE, BRISTLE DIAMETER WIDE 3 - 5 MM, OVERALL LENGTH 60 CM, DISPOSABLE | STERILIZATION SUPPLIES (CSSD) CONSUMABLE
16863 | 4229542703900 | BRUSH CLEANING CANNULATED INSTRUMENT, SINGLE ENDED, HIGH QUALITY WHITE MEDICAL GRADE SOFT NYLON BRISTLES, STAINLESS STEEL HANDLE, NON-STERILE, BRISTLE DIAMETER WIDE 6 - 8 MM, OVERALL LENGTH 60 CM, DISPOSABLE | STERILIZATION SUPPLIES (CSSD) CONSUMABLE
16864 | 4229542704000 | BRUSH CLEANING CANNULATED INSTRUMENT, SINGLE ENDED, HIGH QUALITY WHITE MEDICAL GRADE SOFT NYLON BRISTLES, STAINLESS STEEL HANDLE, NON-STERILE, BRISTLE DIAMETER WIDE 9 - 12 MM, OVERALL LENGTH 60 CM, DISPOSABLE | STERILIZATION SUPPLIES (CSSD) CONSUMABLE
16865 | 4229542704200 | BRUSH CLEANING NYLON BRISTLE SURGICAL INSTRUMENT 16X12MM TWISTED WIRE MORE THAN 300MM LENGTH. | STERILIZATION SUPPLIES (CSSD) CONSUMABLE
16866 | 4229542704300 | BRUSH CLEANING NYLON BRISTLE SURGICAL INSTRUMENT, BALL TIP, TWISTED WIRE, ASSORTED SIZES, DISPOSABLE | STERILIZATION SUPPLIES (CSSD) CONSUMABLE
16867 | 4229542704400 | BRUSH CLEANING NYLON BRISTLE SURGICAL INSTRUMENT 24X10MM TWISTED WIRE MORE THAN 300MM LENGTH. | STERILIZATION SUPPLIES (CSSD) CONSUMABLE
16868 | 4229542704500 | BRUSH CLEANING NYLON BRISTLE SURGICAL INSTRUMENT 24X7.0MM TWISTED WIRE MORE THAN 300MM LENGTH. | STERILIZATION SUPPLIES (CSSD) CONSUMABLE
16869 | 4229542704600 | BRUSH CLEANING NYLON SURGICAL INSTRUMENT 16X7MM TWISTED WIRE MORE THAN 300MM LENGTH. | STERILIZATION SUPPLIES (CSSD) CONSUMABLE
16870 | 4229542704900 | CATHETER SET HYSTERO-SALPINGOGRAPHY BALLOON CATHETER LATEX FREE SMOOTH TIP OPEN OR CLOSED TIP ASSORTED SIZES AS PER HOSPITAL REQUEST. | SUPPLEMENTARY INTERVEN RADIO,CARDIC CATH
16871 | 4229542705000 | BRUSH CLEANING SHORT LUMEN, HIGH QUALITY WHITE MEDICAL GRADE SOFT NYLON BRISTLES, DISPOSABLE, 320X100X3MM. | STERILIZATION SUPPLIES (CSSD) CONSUMABLE
16872 | 4229542705100 | BRUSH CLEANING SHORT LUMEN, HIGH QUALITY WHITE MEDICAL GRADE SOFT NYLON BRISTLES, DISPOSABLE, 320X100X4MM. | STERILIZATION SUPPLIES (CSSD) CONSUMABLE
16873 | 4229542705200 | BRUSH CLEANING SHORT LUMEN, HIGH QUALITY WHITE MEDICAL GRADE SOFT NYLON BRISTLES, DISPOSABLE, 320X150X5MM | STERILIZATION SUPPLIES (CSSD) CONSUMABLE
16874 | 4229542705300 | BRUSH CLEANING, LONG LUMEN 500X150X10MM DISPOSABLE | STERILIZATION SUPPLIES (CSSD) CONSUMABLE
16875 | 4229542705400 | BRUSH CLEANING, LONG LUMEN 500X150X12MM DISPOSABLE | STERILIZATION SUPPLIES (CSSD) CONSUMABLE
16876 | 4229542705500 | BRUSH CLEANING, LONG LUMEN 500X150X6MM DISPOSABLE | STERILIZATION SUPPLIES (CSSD) CONSUMABLE
16877 | 4229542705600 | BRUSH CLEANING, LONG LUMEN 500X150X8MM DISPOSABLE | STERILIZATION SUPPLIES (CSSD) CONSUMABLE
16878 | 4229542705700 | BRUSH CHANNEL CLEANING, STAINLESS STEEL HANDLE, MEDICAL-GRADE NYLON BRISTLES, FLEXIBLE, HEAVY-DUTY, TAPERED, LOOPED END, 3.3 MM DIAMETER, LENGTH 60 CM, REUSABLE | STERILIZATION SUPPLIES (CSSD) CONSUMABLE
16879 | 4229542705800 | BRUSH CHANNEL CLEANING, STAINLESS STEEL HANDLE, MEDICAL-GRADE NYLON BRISTLES, FLEXIBLE, HEAVY-DUTY, TAPERED, LOOPED END, 10 MM DIAMETER, NYLON BRISTLE, LENGTH 40 CM, REUSABLE | STERILIZATION SUPPLIES (CSSD) CONSUMABLE
16880 | 4229542705900 | BRUSH CHANNEL CLEANING, STAINLESS STEEL HANDLE, MEDICAL-GRADE NYLON BRISTLES, FLEXIBLE, HEAVY-DUTY, TAPERED, LOOPED END, 10 MM DIAMETER, NYLON BRISTLE, LENGTH 60-61 CM, REUSABLE | STERILIZATION SUPPLIES (CSSD) CONSUMABLE
16881 | 4229542706000 | BRUSH CHANNEL CLEANING, STAINLESS STEEL HANDLE, MEDICAL-GRADE NYLON BRISTLES, FLEXIBLE, HEAVY-DUTY, TAPERED, LOOPED END, 3.6 MM DIAMETER, LENGTH 60 CM, REUSABLE | STERILIZATION SUPPLIES (CSSD) CONSUMABLE
16882 | 4229542706100 | BRUSH CHANNEL CLEANING, STAINLESS STEEL HANDLE, MEDICAL-GRADE NYLON BRISTLES, FLEXIBLE, HEAVY-DUTY, TAPERED, LOOPED END, 4 MM DIAMETER, LENGTH 60 CM, REUSABLE | STERILIZATION SUPPLIES (CSSD) CONSUMABLE
16883 | 4229542706200 | BRUSH CHANNEL CLEANING, STAINLESS STEEL HANDLE, MEDICAL-GRADE NYLON BRISTLES, FLEXIBLE, HEAVY-DUTY, TAPERED, LOOPED END, 2.5 MM DIAMETER, NYLON BRISTLE, LENGTH 60-61 CM, REUSABLE | STERILIZATION SUPPLIES (CSSD) CONSUMABLE
16884 | 4229542706300 | BRUSH CHANNEL CLEANING, STAINLESS STEEL HANDLE, MEDICAL-GRADE NYLON BRISTLES, FLEXIBLE, HEAVY-DUTY, TAPERED, LOOPED END, 2 MM DIAMETER, NYLON BRISTLE, LENGTH 30 CM, REUSABLE | STERILIZATION SUPPLIES (CSSD) CONSUMABLE
16885 | 4229542706400 | BRUSH CHANNEL CLEANING, STAINLESS STEEL HANDLE, MEDICAL-GRADE NYLON BRISTLES, FLEXIBLE, HEAVY-DUTY, TAPERED, LOOPED END, 3 MM DIAMETER, NYLON BRISTLE, LENGTH 30 CM, REUSABLE | STERILIZATION SUPPLIES (CSSD) CONSUMABLE
16886 | 4229542706500 | BRUSH CHANNEL CLEANING, STAINLESS STEEL HANDLE, MEDICAL-GRADE NYLON BRISTLES, FLEXIBLE, HEAVY-DUTY, TAPERED, LOOPED END, 4 MM DIAMETER, NYLON BRISTLE, LENGTH 30 CM, REUSABLE | STERILIZATION SUPPLIES (CSSD) CONSUMABLE
16887 | 4229542706600 | BRUSH CHANNEL CLEANING, STAINLESS STEEL HANDLE, MEDICAL-GRADE NYLON BRISTLES, FLEXIBLE, HEAVY-DUTY, TAPERED, LOOPED END, 1.7 MM DIAMETER, LENGTH 60 CM, REUSABLE | STERILIZATION SUPPLIES (CSSD) CONSUMABLE
16888 | 4229542706700 | BRUSH CHANNEL CLEANING, STAINLESS STEEL HANDLE, MEDICAL-GRADE NYLON BRISTLES, FLEXIBLE, HEAVY-DUTY, TAPERED, LOOPED END, 5 MM DIAMETER, NYLON BRISTLE, LENGTH 30 CM, REUSABLE | STERILIZATION SUPPLIES (CSSD) CONSUMABLE
16889 | 4229542706800 | BRUSH CHANNEL CLEANING, STAINLESS STEEL HANDLE, MEDICAL-GRADE NYLON BRISTLES, FLEXIBLE, HEAVY-DUTY, TAPERED, LOOPED END, 5 MM DIAMETER, NYLON BRISTLE, LENGTH 40 CM, REUSABLE | STERILIZATION SUPPLIES (CSSD) CONSUMABLE
16890 | 4229542706900 | BRUSH CHANNEL CLEANING, STAINLESS STEEL HANDLE, MEDICAL-GRADE NYLON BRISTLES, FLEXIBLE, HEAVY-DUTY, TAPERED, LOOPED END, 2 MM DIAMETER, LENGTH 60 CM, REUSABLE | STERILIZATION SUPPLIES (CSSD) CONSUMABLE
16891 | 4229542707000 | BRUSH CHANNEL CLEANING, STAINLESS STEEL HANDLE, MEDICAL-GRADE NYLON BRISTLES, FLEXIBLE, HEAVY-DUTY, TAPERED, LOOPED END, 6 MM DIAMETER, NYLON BRISTLE, LENGTH 30 CM, REUSABLE | STERILIZATION SUPPLIES (CSSD) CONSUMABLE
16892 | 4229542707100 | BRUSH CHANNEL CLEANING, STAINLESS STEEL HANDLE, MEDICAL-GRADE NYLON BRISTLES, FLEXIBLE, HEAVY-DUTY, TAPERED, LOOPED END, 2.3 MM DIAMETER, LENGTH 60 CM, REUSABLE | STERILIZATION SUPPLIES (CSSD) CONSUMABLE
16893 | 4229542707200 | BRUSH CHANNEL CLEANING, STAINLESS STEEL HANDLE, MEDICAL-GRADE NYLON BRISTLES, FLEXIBLE, HEAVY-DUTY, TAPERED, LOOPED END, 7 MM DIAMETER, NYLON BRISTLE, LENGTH 40 CM, REUSABLE | STERILIZATION SUPPLIES (CSSD) CONSUMABLE
16894 | 4229542707300 | BRUSH CHANNEL CLEANING, STAINLESS STEEL HANDLE, MEDICAL-GRADE NYLON BRISTLES, FLEXIBLE, HEAVY-DUTY, TAPERED, LOOPED END, 7 MM DIAMETER, NYLON BRISTLE, LENGTH 60-61 CM, REUSABLE | STERILIZATION SUPPLIES (CSSD) CONSUMABLE
16895 | 4229542707400 | BRUSH CHANNEL CLEANING, STAINLESS STEEL HANDLE, MEDICAL-GRADE NYLON BRISTLES, FLEXIBLE, HEAVY-DUTY, TAPERED, LOOPED END, 2.6 - 2.7 MM DIAMETER, LENGTH 60 CM, REUSABLE | STERILIZATION SUPPLIES (CSSD) CONSUMABLE
16896 | 4229542707500 | BRUSH CHANNEL CLEANING, STAINLESS STEEL HANDLE, MEDICAL-GRADE NYLON BRISTLES, FLEXIBLE, HEAVY-DUTY, TAPERED, LOOPED END, 3 MM DIAMETER, LENGTH 60 CM, REUSABLE | STERILIZATION SUPPLIES (CSSD) CONSUMABLE
16897 | 4229542800700 | SET SUCTION YANKAUER PLAIN TIP WITH CONTROL VALVE AND TUBING FUNNEL TIP TUBE LENGTH 180-200 CM DISPOSABLE STERILE.. | SUPPLEMENTARY GEN.SUPPLIES NURS,BURN
16898 | 4229542801300 | SET SUCTION YANKAUER CROWN TIP WITH CONTROL VALVE AND TUBING FUNNEL TIP TUBE LENGTH 180-200 CM DISPOSABLE STERILE.. | SUPPLEMENTARY GEN.SUPPLIES NURS,BURN
16899 | 4229542801700 | SUCTION HANDLE YANKAUER PLAIN PEDIATRIC ( MINI ) VENTED CLEAR DISPOSABLE STERILE.. | SUPPLEMENTARY GEN.SUPPLIES NURS,BURN
16900 | 4229542801800 | SUCTION TOOTHBRUSH FOR USE WITH ORAL CARE PREP.. | SUPPLEMENTARY GEN.SUPPLIES NURS,BURN
16901 | 4229542802300 | MESH COMPLEX HERNIA REPAIR COLLAGEN SIZE 7 CM X 10 CM ( +/- 1 CM ) DISPOSABLE STERILE.. | SUPPLEMENTARY GENERAL CONSUMABLES
16902 | 4229542802500 | SUCTION HANDLE YANKAUER BULB TIP UNVENTED CLEAR DISPOSABLE STERILE.. | SUPPLEMENTARY GEN.SUPPLIES NURS,BURN
16903 | 4229543500500 | EAR TIPS, MADE OF FOAM, USED WITH INSERT TIP STIMULATORS, FOR BRAIN STEM AUDITORY RESPONSES, DISPOSABLE, ASSORTED SIZES | NEUROSCIENCES CONSUMABLES SUPPLEMENTARY
16904 | 4229545100000 | WASH MITTS CONTAINS OCTENIDINE DIHYDROCHLORIDE HCL 0.1% FOR DECONTAMINATION (WOUND AND OSTOMY CARE).. | SUPPLEMENTARY GEN.SUPPLIES NURS,BURN
16905 | 4229545100200 | GLOVE / MITTS MOISTENED WITH A POLOXAMER FOR ULCERS CLEANSING AND HYDRATING CONTAINING ALOE VERA AND ALLANTOIN FREE OF ALCOHOL AND ACIDS EACH GLOVE SHOULD BE INDIVIDUALLY WRAPPED SIZE: 20 X 20 (+/- 2 CM ) DISPOSABLE STERILE MSDS SHOULD BE PROVIDED IN SOFT COPY (WOUND AND OSTOMY CARE)..... | SUPPLEMENTARY GEN.SUPPLIES NURS,WOUND
16906 | 4229545100300 | MITTEN, MADE OF SOFT FABRIC, SECURE ALL FINGER CONTROL, AIR-COOLED, LATEX-FREE, PEDIATRIC, CONTROL MITT RESTRAINT | SUPPLEMENTARY GEN.SUPPLIES NURS,BURN
16907 | 4229545300900 | DRAIN SILICONE ROUND RADIO-OPAQUE HUBLESS 15 FRENCH WITH TROCAR DISPOSABLE STERILE.. | SUPPLEMENTARY GENERAL CONSUMABLES
16908 | 4229545301000 | DRAIN SILICONE ROUND RADIO-OPAQUE 3/4 FLUTED FLAT 15 FRENCH WITH TROCAR DISPOSABLE STERILE.. | SUPPLEMENTARY GENERAL CONSUMABLES
16909 | 4229545301100 | DRAIN SILICONE ROUND RADIO-OPAQUE HUBLESS 10 FRENCH WITHOUT TROCAR DISPOSABLE STERILE.. | SUPPLEMENTARY GENERAL CONSUMABLES
16910 | 4229545301200 | DRAIN SILICONE ROUND RADIO-OPAQUE HUBLESS 19 FRENCH WITHOUT TROCAR DISPOSABLE STERILE.. | SUPPLEMENTARY GENERAL CONSUMABLES
16911 | 4229545303300 | ANTI-SIPHON DEVICE, FOR NEURO SHUNT VALVE, DISPOSABLE, STERILE, ASSORTED SIZES | NEUROSCIENCES CONSUMABLES SUPPLEMENTARY
16912 | 4229545303500 | DRAIN SILICONE ROUND RADIO-OPAQUE HUBLESS 15 FRENCH WITHOUT TROCAR DISPOSABLE STERILE. | SUPPLEMENTARY GENERAL CONSUMABLES
16913 | 4229545303600 | DRAIN SILICONE ROUND RADIO-OPAQUE HUBLESS 24 FRENCH WITH TROCAR DISPOSABLE STERILE. | SUPPLEMENTARY GENERAL CONSUMABLES
16914 | 4229545303800 | DRAIN PENROSE LATEX RUBBER RADIOPAQUE 1 X 18 INCH DISPOSABLE / STERILE.... | SUPPLEMENTARY GENERAL CONSUMABLES
16915 | 4229545304100 | TROCAR CANNULA SET LONG, ROBOTIC, 8MM, COMPATIBLE WITH REVO SYSTEM, REUSABLE | OBESITY/ENDOSCOPIC SURGERY/SUTURING & ROBOTIC SURGERY
16916 | 4229545304200 | TROCAR CANNULA SET, ROBOTIC, 8MM, COMPATIBLE WITH REVO SYSTEM, REUSABLE | OBESITY/ENDOSCOPIC SURGERY/SUTURING & ROBOTIC SURGERY
16917 | 4229545304300 | TROCAR SEAL ROBOTIC, 5-8MM, COMPATIBLE WITH REVO SYSTEM, DISPOSABLE, STERILE | OBESITY/ENDOSCOPIC SURGERY/SUTURING & ROBOTIC SURGERY
16918 | 4229545305000 | RESERVOIR FOR CLOSED WOUND DRAIN 400-500 ML WITH 2.4MM CONNECTOR WITHOUT TROCAR STERILE.. | SUPPLEMENTARY GENERAL CONSUMABLES
16919 | 4229545305500 | DRAIN SILICONE ROUND RADIO-OPAQUE 3/4 FLUTED FLAT 10 FRENCH WITH TROCAR DISPOSABLE STERILE.. | SUPPLEMENTARY GENERAL CONSUMABLES
16920 | 4229545305600 | DRAIN SILICONE ROUND RADIO-OPAQUE 3/4 FLUTED FLAT 19 FRENCH WITH TROCAR DISPOSABLE STERILE.. | SUPPLEMENTARY GENERAL CONSUMABLES
16921 | 4229545305700 | DRAIN SILICONE ROUND RADIO-OPAQUE HUBLESS 24 FRENCH WITHOUT TROCAR DISPOSABLE STERILE.. | SUPPLEMENTARY GENERAL CONSUMABLES
16922 | 4229545305800 | DRAIN JACKSON PRATT SILICONE FLAT SIZE 7 MM DISPOSABLE STERILE.. | SUPPLEMENTARY GENERAL CONSUMABLES
16923 | 4229545305900 | DRAIN PENROSE LATEX RUBBER RADIOPAQUE 1/2 X 12 INCH DISPOSABLE STERILE.. | SUPPLEMENTARY GENERAL CONSUMABLES
16924 | 4229545306000 | DRAIN PENROSE LATEX RUBBER RADIOPAQUE 1/4 X 18 INCH DISPOSABLE STERILE.. | SUPPLEMENTARY GENERAL CONSUMABLES
16925 | 4229545306100 | DRAIN PENROSE LATEX RUBBER RADIOPAQUE 3/4 X 18 INCH DISPOSABLE STERILE.. | SUPPLEMENTARY GENERAL CONSUMABLES
16926 | 4229545306200 | DRAIN PENROSE LATEX RUBBER RADIOPAQUE 1 X 12 INCH DISPOSABLE STERILE.. | SUPPLEMENTARY GENERAL CONSUMABLES
16927 | 4229545306500 | DRAIN T-TUBE LATEX/RUBBER 14 FR LENGTH 30 - 50 CM DISPOSABLE STERILE.. | SUPPLEMENTARY GENERAL CONSUMABLES
16928 | 4229545306600 | DRAIN T-TUBE LATEX/RUBBER 10 FR LENGTH 30 - 50 CM DISPOSABLE STERILE.. | SUPPLEMENTARY GENERAL CONSUMABLES
16929 | 4229545306800 | DRAINAGE RESERVOIR BULB SUCTION WOUND WITH ANTI REFLUX VALVE 100-150 ML DISPOSABLE STERILE.. | SUPPLEMENTARY GENERAL CONSUMABLES
16930 | 4229545306900 | DRAINAGE CHEST WATER SEAL SYSTEM 100 - 200 CC CLOSED SYSTEM THREE CHAMBER DISPOSABLE STERILE.. | SUPPLEMENTARY GENERAL CONSUMABLES
16931 | 4229545307000 | DRAINAGE CHEST WATER OR DRY SEAL SYSTEM 1000 - 2000 CC ( +/- 100 CC ) CLOSED SYSTEM FOUR CHAMBER WITH MANOMETER DISPOSABLE STERILE.. | SUPPLEMENTARY GENERAL CONSUMABLES
16932 | 4229545307200 | SET DILATOR FASCIAL SIZE: 6 FR X 15-25 CM STERILE.. | SUPPLEMENTARY GENERAL CONSUMABLES
16933 | 4229545307400 | SET DILATOR FASCIAL SIZE: 10 FR X 15-25 CM STERILE.. | SUPPLEMENTARY GENERAL CONSUMABLES
16934 | 4229545307500 | SET DILATOR FASCIAL SIZE: 8 FR X 15-25 CM STERILE.. | SUPPLEMENTARY GENERAL CONSUMABLES
16935 | 4229545307700 | SET EMBRYO TRANSFER CATHETER O.D PROXIMAL 2-2.2 MM AND THE O.D DISTAL 1.5-1.7 MM WITHOUT INTRODUCE WITH MEASURING MARKS.. | SUPPLEMENTARY GENERAL CONSUMABLES
16936 | 4229545307800 | DRESSING SECUREMENT FOR PICC INDIVIDUALLY PACKAGE DISPOSABLE STERILE.. | SUPPLEMENTARY GEN.SUPPLIES NURS,BURN
16937 | 4229545307900 | SET FOR NEPHROSTOMY CATHETER DRAINAGE SIZE 8-8.5 FRENCH 25-30 CM LONG STERILE.. | SUPPLEMENTARY GENERAL CONSUMABLES
16938 | 4229545308400 | DRAIN SILICONE ROUND RADIO-OPAQUE HUBLESS 19 FRENCH WITH TROCAR DISPOSABLE STERILE.. | SUPPLEMENTARY GENERAL CONSUMABLES
16939 | 4229546000200 | VENTING CAP ETHYLENE OXIDE (ETO) CHANNEL FOR FLEXIBLE ENDOSCOPE COMPATIBLE WITH EACH HOSPITAL MACHINE REUSABLE. | ENDOSCOPY CONSUMABLES SUPPLIES
16940 | 4229546000600 | CAP, WATER RESISTANT (WATER PROOF), ATTACHED TO THE ELECTRICAL CONNECTOR TO PROTECT ENDOSCOPE FROM WATER, COMPATIBLE WITH EACH HOSPITAL SCOPE, REUSABLE" | ENDOSCOPY CONSUMABLES SUPPLIES
16941 | 4229546100600 | SKIN ADHESIVE FOR SURGICAL AND NONSURGICAL INCISIONS CONTAINING NBCA + OCA MONOMERS INTENDED FOR ADULT AND PEDIATRIC 0.5 ML WITH DISPENSING TIP.. | SUPPLEMENTARY GENERAL CONSUMABLES
16942 | 4229546101000 | SILICONE GLUE USE TO HELP THE ADHESIVE STICK BETTER. APPLY IT TO THE SKIN, AND/OR TO THE ADHESIVE. BOTTLE WITH BRUSH CAP, NON-STERILE. FOR MULTIPLE APPLICATION. | EAR, NOSE & THROAT SUPPLIES (ENT)
16943 | 4229546101100 | FIBRIN SEALANT PACKAGE INSERT FOR SEALING TWO AMPOULE 4 ML STERILE.. | SUPPLEMENTARY GENERAL CONSUMABLES
16944 | 4229546101300 | SURGICAL GLUE PROTEIN HYDROGEL PREFILLED 5ML SYRINGE DISPOSABLE STERILE. | CARDIOVASCULAR SURGERY CONSUMABLES
16945 | 4229546101700 | SKIN ADHESIVE FOR SURGICAL AND NONSURGICAL INCISIONS CONTAINING NBCA + OCA MONOMERS INTENDED FOR ADULT AND PEDIATRIC 0.35 ML WITH DISPENSING TIP. | SUPPLEMENTARY GENERAL CONSUMABLES
16946 | 4229547100700 | BONE COLLECTOR/HARVESTING KIT HARVESTING REAMERS WITH ASSORTED SIZE DIAMETER RANGE FROM 2 - 8 MM ARRANGED IN PERFORATED STAINLESS STEEL CASSETTE | DENTAL GENERAL SUPPLIES
16947 | 4229547100800 | SET, COMPLETE INSTRUMENTATION FOR REAMER IRRIGATION ASPIRATION SYSTEM, WITH NECESSARY CASES | ORTHOPEDIC & SPINAL SUPPLIES
16948 | 4229547701000 | CONTROLLER TO ADJUST THE STIMULATION OF EXTERNAL STIMULATOR COMPATIBLE WITH SACRAL NERVE STIMULATION RECHARGEABLE AND NON-RECHARGEABLE (STAGE I)... | SUPPLEMENTARY GENERAL CONSUMABLES
16949 | 4229547701100 | EXTENSION TO BE USED WITH MRI LEAD COMPATIBLE WITH SACRAL NERVE STIMULATION NON-RECHARGEABLE (STAGE I)... | SUPPLEMENTARY GENERAL CONSUMABLES
16950 | 4229547701200 | EXTENSION TO BE USED WITH MRI LEAD COMPATIBLE WITH SACRAL NERVE STIMULATION RECHARGEABLE (STAGE I)... | SUPPLEMENTARY GENERAL CONSUMABLES
16951 | 4229547701300 | EXTERNAL STIMULATOR SINGLE USE COMPATIBLE WITH SACRAL NERVE / STIMULATION RECHARGEABLE AND NON-RECHARGEABLE (STAGE I)... | SUPPLEMENTARY GENERAL CONSUMABLES
16952 | 4229547701400 | FIXATION BELT LARGE SIZE USED WITH RECHARGER COMPATIBLE WITH SACRAL NERVE STIMULATION DEVICE RECHARGEABLE (STAGE II)... | SUPPLEMENTARY GENERAL CONSUMABLES
16953 | 4229547701500 | MRI LEAD WITH 4 ELECTRODES COMPATIBLE WITH SACRAL NERVE STIMULATION NON-RECHARGEABLE (STAGE I)... | SUPPLEMENTARY GENERAL CONSUMABLES
16954 | 4229547701600 | MRI LEAD WITH 4 ELECTRODES COMPATIBLE WITH SACRAL NERVE STIMULATION RECHARGEABLE (STAGE I).... | SUPPLEMENTARY GENERAL CONSUMABLES
16955 | 4229547701700 | PATIENT CONTROLLER TO CONTROL THE INTENSITY OF STIMULATION AND CONTROL THE CHARGING COMPATIBLE WITH SACRAL NERVE STIMULATION DEVICES / RECHARGEABLE AND NON-RECHARGEABLE (STAGE II)... | SUPPLEMENTARY GENERAL CONSUMABLES
16956 | 4229547701800 | RECHARGER BLUETOOTH TO CHARGE THE SACRAL NERVE STIMULATION COMPATIBLE / WITH SACRAL NERVE STIMULATION DEVICE RECHARGEABLE (STAGE II)... | SUPPLEMENTARY GENERAL CONSUMABLES
16957 | 4229547701900 | SACRAL NERVE STIMULATION DEVICE NON RECHARGEABLE - STAGE II BATTERY UP TO 5 YEARS CONNECTED TO LEAD WITH 4 ELECTRODE WIRELESS PROGRAMMING UP TO 4 PROGRAM PULSE WITH 60- 450 MICROSEC AMPLITUDE 0 - 8.5 VOLTS FREQUENCY 2.1 - 130 HZ WEIGHTLESS THAN 25 GR NEURO... | SUPPLEMENTARY GENERAL CONSUMABLES
16958 | 4229547702000 | SACRAL NERVE STIMULATION DEVICE RECHARGEABLE - STAGE II BATTERY UP TO 10 YEARS RECHARGEABLE MRI COMPATIBLE ON 3 TESLA CONNECTED TO MRI LEAD WITH 4 ELECTRODE WIRELESS PROGRAMING UP TO 4 PROGRAM PULSE.... | SUPPLEMENTARY GENERAL CONSUMABLES
16959 | 4229547900000 | ISOLATION BAG WITH DRAW STRING CLOSURE TO ISOLATE AND CONTAIN ORGANS AND BODY PARTS 50 CM X 50 CM ( +/- 2 CM ) STERILE.. | SUPPLEMENTARY GENERAL CONSUMABLES
16960 | 4229547900100 | PERFUSION CIRCUIT (PACK) CONTAIN THE KIDNEY AND PERFUSATE UNDER ASEPTIC CONDITIONS DURING TRANSPORT USED FOR THE CONTINUOUS HYPOTHERMIC MACHINE PERFUSION OF KIDNEYS FOR THE PRESERVATION TRANSPORTATION AND EVENTUAL TRANSPLANTATION INTO A RECIPIENT COMPATABLE WITH HOSPITAL MACHINE DISPOSABLE STERILE... | SUPPLEMENTARY GENERAL CONSUMABLES
16961 | 4229547900300 | WARMER DISC-DRAPE FOR SLUSH ORGAN TRANSPLANT MACHINE TO MAKE VELVET SOFT SLUSH 168 CM X 132 CM... | SUPPLEMENTARY GENERAL CONSUMABLES
16962 | 4229548002000 | PISTON, FLUOROPLASTIC STAPES PROSTHESIS, 0.6 DIAMETER, SIZE 6 OR EQUIVALENT | EAR, NOSE & THROAT SUPPLIES (ENT)
16963 | 4229548017600 | PACK LUMBAR PUNCTURE NEEDLE 20 GAUGE X 3.5 INCH DISPOSABLE STERILE. | NEUROSCIENCE
16964 | 4229548018300 | PACK LUMBAR PUNCTURE PEDIATRIC/INFANT WITH MANOMETER 21G OR 22G DISPOSABLE STERILE. | NEUROSCIENCE
16965 | 4229548018800 | PACK SURGICAL PLAIN 1/2 INCH X 5 YD RADIOPAQUE STERILE (WOUND AND OSTOMY CARE) | GENERAL MEDICAL CONSUMABLES
16966 | 4229548018900 | PACK SURGICAL PLAIN 1 INCH X 5 YD RADIOPAQUE STERILE (WOUND AND OSTOMY CARE) | GENERAL MEDICAL CONSUMABLES
16967 | 4229548019100 | PACK THYROID SURGERY CONTAIN: 1 CREPE PAPRE 60X60 CM 1 SURGICAL GOWN REINFORCED L SIZE WITH 2 ABSORBABLE HAND TOWEL1 BACK TABLE COVER REINFORCED 140 X 190 CM 1 SURGICAL GOWN REINFORCED XL SIZE WITH 2 ABSORBABLE HAND TOWEL 1 MAYO STAND COVER REINFORCED 79 X 145 CM 4 UTILITY DRAPES WITH ADHESIVE TAPE 75 X 50 CM 1 UTILITY BAG 1 WHOLE BODY DRAPE SPECIALIZED FOR THYROID AND NECK SURGERY REINFORCED 300 X 180 CM FENESTRATED WITH CONTROL FABRIC REINFORCEMENT 13 X 16 CM WITH TUBE HOLDER IN BOTH SIDES 2 ADHESIVE TAPE 10 X 50 CM 1 NEEDLE COUNTER 10 COUNT. MEG/FOAM 1 MARKER PEN WITH RULLER DISPOSABLE STERILE.. | SUPPLEMENTARY GENERAL CONSUMABLES
16968 | 4229548019200 | PACK UNIVERSAL CONTAINS 1 BACK TABLE COVER REINFORCED 1 MAYO STAND COVER REINFORCED 1 ABSORBENT TOWELS 1 SUTURE BAG BOTTOM DRAPE 65 INCH X 76 INCH ISO - SEAL POSITIONING TAPE CONTROL PLUS FABRIC REINFORCEMENT TUBE HOLDERS 2 SIDE.. | SUPPLEMENTARY GENERAL CONSUMABLES
16969 | 4229548019700 | CUSTOM PACK EAR; 1 CREPE PAPER 60 X 60 CM 1 SURGICAL GOWN REINFORCED L SIZE WITH 2 ABSORBENT HAND TOWEL 1 REINFORCED TABLE COVER 150 X 190 WRAPPING 1 MAYO STAND COVER 79 X 145 CM 1 PAPER BAG 14 X 25 CM 3 CANNULA FRAZIER ROUND TIP 1 SKIN MARKER WITH RULLER 3 CANNULA FRAZIER ROUND TIP 2 MM X 7CM SS 1 SYRINGE 20 ML L/L 3 PARTS CONC. 5 GAUZE LAP 30 X 30 CM 12P XRD 1 EAR BANDAGE ONE SIDED LARGE STERILE 1 NDLE CNTR 20-CNT FOAM/MAG 1 DIATHERMY PENCIL 1 SUCTION AND DIATHERMY BAG 1 SKIN CLOSURE STRIP 12.0 X 100 MM 1 BLADE SERVER STANDARD 5 COTTON WOOL BALL L 1 JUG 1000 ML 1 INSTRUMENT CLEANER 5 X 5 CM 2 ADHESIVE OP TOWEL 90 X 75 CM 1 OP-TAPE 9 X 49 CM 1 FLUID COLLECTION POUCH 40 X 35 CM 1 HEAD DRAPE DOUPLE LAYER WITH ADHESIVE TAPE 150 X 175 CM 2 BOWL 250 ML 1 SCALPEL N#11 1 SAFETY SCALPEL N#15 SS1 SCALPEL N#10 1 MICROSCOPE COVER 117 X 267 CM 10 GAUZE SWAB 10 X 10 CM 16P XRD 1 SUCTION TUBE 3-4 M 2 SURGICAL GOWN REINFORCED XL SIZE WITH 2 ABSORBENT HAND TOWEL STERILE... | SUPPLEMENTARY GENERAL CONSUMABLES
16970 | 4229548019800 | CUSTOMIZED EFFICIENCY TRAY FOR CRANIOTOMY SURGERIES; 1 TABLE COVER 150 X 190 CM REINFORCED 1 NEEDLE HYPODERMIC 18 GAUGE 40 MM 1 NEEDLE HYPODERMIC 21 GAUGE 40 MM 1 SYRINGE 10 ML L/L 3 SYRINGE 20 ML L/L 1 SCALPEL BLADE N#10 1 SCALPEL BLADE N#15 1 GALLIPOT 120 ML 1 SCALPEL BLADE N#20 2 I.V. CANNULA 16 GAUGE 45 MM 1 SKIN STAPLER 1 PLASTIC BAG 25 X 46 CM 10 PATTI 25 X 25 MM XRD WITH STRING 2 SYRINGE 50/60 ML CATHETER TIP 1 BONEWAX WHITE 2.5 G 1 HYPODERMIC NEEDLE 23 GAUGE 30 MM 1 DIATHERMY PENCIL 1 DIATH. HOLSTER HDPE WHITE 1 DIATHERMY CABLE BIPOLAR 3 SUCTION TUBE 25 CH 3-4 M 2 OP-TAPE 9 X 49 CM 3 FLUID COLLECTION POUCH 40 X 35 CM 4 OP TOWEL 90 X 75 CM 1 SHARPS PAD 1 SPLIT SHEET 200 X 150 CM 1 BNS CRANIOTOMY DRAPE 230 X 300 CM INCLUDING 30 X 2 4 DRAPE 175 X 173 CM 1 DRAPE 148 X 240 CM 10 PATTI 13 X 13 MM XRD WITH STRING 10 PATTI 25 X 76 MM XRD WITH STRING 10 NEURO SWAB NON-WOVEN 13 X 76 MM STRING WHITE 10 GAUZE LAP 30 X 30 CM 12P XRD 40 GAUZE SWAB 10 X 10 CM 16PLY STERLE... | SUPPLEMENTARY GENERAL CONSUMABLES
16971 | 4229548019900 | CUSTOMIZED EFFICIENCY CLEFT PALATE AND LIP KIT 1 CREPE PAPER 60 X 60 CM 1 SURGICAL GOWN REINFORCED L SIZE WITH 2 ABSORBENT HAND TOWEL 1 BACK TABLE COVER REINFORCED 150X190 CM 1 MAYO STAND COVER REINFORCED 79X145 CM 5 OP TOWEL 65 X 42 CM XRD 1 PAPER BAG 11 X 19 CM 1 SKIN MARKER FINE TIP 10 MEDICATION LABELWHITE BLANK 5 SCALPEL BLADE N# 15 10 GAUZE SWAB 10 X 10 CM 16 P XRD 1 NEEDLE COUNTER 40 - CNT FOAM /MAG 1 DIATHERMY CABLE BIPOLAR 1 SUCTION TUBE 24 CH X 3-4 M 1 HEAD DRAPE 150 X 175 CM 1 FLUID COLLECTION POUCH 40 X 35 CM 1 SUCTION AND DIATHERMY BAG 2 OP - TAPE 9 X 49 CM 2 KIDNEY BOWL 800 ML 1 BOWL 250 ML1 NEEDLE HYPODERMIC 20GX25 MM 1 NEEDLE 25G X40 MM HYPODERMIC NEEDLE 30G X 12 MM 1 SYRINGE 3 ML L/L1 SYRINGE 10 ML L/L 1 SYRINGE 5 ML L/L 2 2 SKIN CLOSURE STRIP 12.0 X 100 MM 4 OP TOW 2 SURGICAL GOWN REINFORCED XL SIZE WITH 4 ABSORBENT HAND TOWELSTERILE... | SUPPLEMENTARY GENERAL CONSUMABLES
16972 | 4229548020000 | CUSTOMIZED EFFICIENCY CRANIOTOMY KIT (MAJOR NEURO) 1 CREPE PAPER 60 X 60 CM 1 TABLE COVER 150 X 190 CM FOLDED 1 SURGICAL GOWN REINFORCED L WITH 2 ABOSRBABALE HAND TOWEL 2 SURGICAL GOWN REINFORCED XL WITH 2 ABOSRBABALE HAND TOWEL1 TABLE COVER 190 X 210 CM REINFORCED 2 MAYO STAND COVER REINFORCED 79 X 145 CM 15 OP TOWEL 65 X 42 CM XRD 3 SUCTION TUBE 18 CH 3-4M 2 TUBE SILICONE 5 X 8MM X 1M 2 SYRINGE 50/60 ML BULB CATHETER TIP CONC. 5 GAUZE LAP 20 X 30 CM 12P XRD 20 GAUZE SWAB 10 X 10 CM 16 P XRD 1 NDLE CNTR 40 - CNT FOAM BLCK/MAG BLD REM YELL 10 PATTI 1.27 X 2.54 CM XRD WITH STRING 10 PATTI 25 X 25 MM XRD W/STRING 10 PATTI 13 X 13 MM XRD WITH STRING 1 DIATHERMY HOLSTER 1 DIATHERMY CABLE BIPOLAR 10 PATTI 25 X 76 MM XRD WITH STRING 2 BULB SYRINGE 65 ML BLUE 2 NON ADHERENT DRESSING 7X 20 CM 1 DIATHERMY PENCIL 2 POLYSORB 2 - 075 CM 2 SUTURE SURGILON 4 - 0 CV - 221/213 MM 1 HYPODERMIC NEEDLE 22 G 40 MM 4 SA LABEL 3.8 X 6 CM WH.. | SUPPLEMENTARY GENERAL CONSUMABLES
16973 | 4229548020100 | CUSTOMIZED EFFICIENCY LIVER TRANSPLANT KIT 1 CREPE PAPER 60 X 60 CM1 SURGICAL GOWN REINFORCIED L WITH 2 ABSORBABLE HAND TOWEL1 TABLE COVER 190 X 210 CM REINFORCED 2 EXTRA TABLE COVER REINFORCED 190 X 210 CM 4 SURGICAL GOWN REINFORCIED XL WITH 8 ABSORBABLE HAND TOWEL 2 MAYO STAND COVER 79 X 145 CM 2 SURGICAL CLIP APPLIER 23 CM MEDIUM TT 30 CLIPS 1 BANDED BAG CIRCULAR 150 CM 20 GAUZE SWAB 10 X 10 CM 16PLY XRD 2 NDLE CNTR 40 - CNT FOAM/MAG 1 NON ADHERENT DRESSING 7.5 X 20 CM 2 MEPILEX BORDER POST-OP 10 X 25 CM PAD 4.5 X 19.5 CM 1 SKIN STAPLER 2 FLUID COLLECTION POUCH 40 X 35 CM 1 NYLON TAPE 3 MMX 70 CM 1 SKIN MARKER WITH RULLER 2 SUTURE BOOTS MOSQUITO 5 PR 10/1 1 SCALPEL BLADE N# 15 1 SCALPEL BLADE N# 101 IV CANNULA 18G X48 MM 1 SYRINGE 10 ML L/L 1 SYRINGE 20 ML L/L 1 VESSEL LOOP MAXI BLUE 1 VESSEL LOOP MAXI RED 1 DIATHERMY PENCIL 1 SUCTION TUBE 18 CH 3-4 M 1 SUCTION CANNULA YANKAUER = 24 CH BOWL 500 ML 2 KIDNEY BOWEL 800 ML 2 JUG 1200 ML 1 BOWEL 1000 ML 4 DRAPE 150X240 CM WITH ADHESIVE TAPE STERILE... | SUPPLEMENTARY GENERAL CONSUMABLES
16974 | 4229548020200 | CUSTOMIZED EFFICIENCY PEDIATRIC MAJOR KIT 1 CREPE PAPER 60 X 60 CM 1 TABLE COVER 150 X 190 CM REINFORCED 1 BNS SURGICAL GOWN UL HP LL 3 BNS SURGICAL GOWN UL HP XLL 1 DENTAL DRAPE 150 X 150 CM 4 OP TOWEL 75 X 73 CM 1 SUCTION CANNULA YANKAUER 18 CHANNEL 1 DIATHERMY NEEDLE 8 HAND TOWEL WHITE 47 X 38 CM WHITE 1 DIATHERMY PENCIL PTFE BLADE AND SMOKE EVAC 1 MAYO STAND COVER 58 X 137 CM 15 GAUZE LAP 20 X 30 CM 4 P XRD 10 GAUZE SWAB 10 X 10 CM 16 P XRD 1 NON ADHERENT DRESSING 7.5 X 20 CM 4 OP TOWEL 30 X 46 CM TRANSP. 5 OP TOWEL 65 X 42 CM XRD 1 SUCTION AND DIATHERMY BAG 40 X 35 CM 5 SA LABEL 3.8 X 6.0 CM WHITE 1 SYRINGE 10 ML L/L 1 DIATHERMY HOLSTER 5 SA LABEL 1.0 X 4.0 CM WHITE BLANK 2 POST OP DRESSING 6 X 7 CM 1 BOWL 250 ML 1 NEEDLE DENTAL 25 GAUGE 40 MM 1 BOWL 500 ML 1 HYPODERMIC NEEDLE 20 GAUGE 40 MM 2 SKIN CLOSURE STRIP 12.0 X 100 MM 1 BOWL 1000 ML 1 SKIN MARKER REGULAR 1 SCALPEL BLADE N# 15 1 BOWL 2000 ML 2 KIDNEY BOWL 800 ML 1 FLUID COLLECTION POUCH 40. | SUPPLEMENTARY GENERAL CONSUMABLES
16975 | 4229548020300 | CUSTOMIZED EFFICIENCY PEDIATRIC MINOR KIT 1 MAYO STAND COVER 58 X 137 CM 1 DIATHERMY NEEDLE 1 BOWL 2000 ML 1 CREPE PAPER 60 X 60 CM 3 HAND TOWEL 47 X 38 CM WHITE 2 FLUID COLLECTION POUCH 40 X 35 CM 1 INSTRUMENT CLEANER 5 X 5 CM 1 SYRINGE 10 ML L/L 1 SCALPEL BLADE N# 15 1 HYPODERMIC NEEDLE 20 GAUGE 40 MM 2 SKIN CLOSURE STRIP 12.0 X 100 MM 2 KIDNEY BOWL 800 ML 10 GAUZE SWAB 10 X 10 CM 16 P XRD 1 GREEN CODED INSERT CARD FOR PROCEDURE TRAY 1 DIATHERMY PENCIL 5 OP TOWEL 65 X 42 CM XRD 10 SA LABEL 3.8 X 6 CM WHITE 1 GREEN CODED SIDE/BOTTOM LABEL 191 X 39 MM FOR PROCEDURE PAK 1 GREEN CODED TRANSPORT BOX STICKER 1 TABLE COVER 150 X 240 CM REINFORCED 1 BOWL 250 ML 1 BOWL 500 ML 1 BOWL 1000 ML 1 NDLE CNTR 30 - CNT FOAM/MAG BLD REM YELLOW 4 ADHESIVE OP TOWEL 90 X 75 CM 1 DRAPE 150 X 175 CM 1 NEEDLE DENTAL 25 GAUGE 40 MM 1 OP SHEET 152 X 193 CM BLUE 1 SKIN MARKER DUAL TIP/ 1 DIATHERMY HOLSTER HDPE WHITE 3 SURGICAL GOWN UNIVERSAL L SP BNS. | SUPPLEMENTARY GENERAL CONSUMABLES
16976 | 4229548020400 | CUSTOMIZED EFFICIENCY PHACOEMULSIFICATION KIT: 1 CREPE PAPER 60 X 60 CM 1 SURGICAL GOWN REINFORCED L WITH 2 ABSORBABLE HAND TOWEL 1 TABLE COVER 150 X 190 CM REINFORCED 2 SURGICAL GOWN REINFORCED XL WITH 4 ABSORBABLE HAND TOWEL 1 MAYO STAND COVER 79 X 145 CM 10 GAUZE SWAB 10 X 10 CM 16P XRD 4 MEDICATION LABEL 3.8 X 6.0 CM 4 MEDICATION LABEL 1.0 X 4.0 CM 1 BOWL 250 ML 1 BOWL 500 ML 3 SYRINGE 3 ML L/L 1 SYRINGE 10 ML L/L 1 SYRINGE 1ML L/S 1 PAPER BAG 18 X 38 CM 2 EYE PAD 5 X 7 CM 1 IRRIGATING CYSTOTOME 25G 16 MM 1 EYE SHIELD 1 NEEDLE COUNTER MAG/FOAM 1 KNIFE STAB 15# 1 INSTRUMENT WIPE 7.5 X 7.5 CM 1 MARKER 1 KERATOME/ SLIT KNIFE 2.2 MM 10 COTTON APPLICATOR 15 CM 5 EYE SPEAR PVA 5PC 1 FLUID COLLECTION POUCH 40 X 35 CM 1 RED CODED INSERT CARD FOR PROCEDURE TRAY OPHTHALMIC DRAPE 150 X 300 CM 4 OP TOWEL 65 X 42 CM XRD 1 TUBE HOLDER 2.5 X 30 CM STERILE... | SUPPLEMENTARY GENERAL CONSUMABLES
16977 | 4229548020500 | CUSTOMIZED EFFICIENCY TRANSSPHENOIDAL KIT 1 CREPE PAPER 60 X 60 CM 1 SURGICAL GOWN REINFORCED L SIZE WITH 2 ABSORBABLE HAND TOWEL 1 TABLE COVER 190 X 210 CM REINFORCED 3 MAYO STAND COVER REINFORCED 79 X 145 CM 1 NEEDLE COUNTER 40 - CNT FOAM/MAG 3 POST OP DRESSING 6 X 7 CM 1 SKIN STAPLER 3 SPINAL NEEDLE QUINCKE 18G X 90 MM 1 BONEWAX WHITE 2.5 GAUZE 10 PATTI 1.27 X 2.54 CM XRD WITH STRING 10 PATTIES 13 X 13 MM XRD WITH STRING 10 NEURO SWAB NON - WOVEN 1.3 X 76 MM STRING WHITE 8 GAUZE SWAB 5 X 5 CM 8 P 7 NEEDLE SPINAL QUINCKE 22G X 90 MM 1 DIATHERMY HOLSTER 2 IV CANNULA 18GX 48 MM 1 CONNECTOR STRAIGHT 7 - 11 X 7 - 11 MM BARB1 DIATHERMY PENCIL 5 MEDICATION LABEL WHITE 3 SYRINGE 20 ML L/L 1 SYRINGE 10 ML L/L 2 BOWL 250 ML 7 SYRINGE 1 ML 1 NECK/THYROID DRAPE 175/250X302CM 1 APERTURE DRAPE 115X100 2 DRAPE 150X175CM 1 INCISE DRAPE 56x45CM 2 SURGICAL GOWN REINFORCED XL SIZE WITH 4 ABSORBABLE HAND TOWEL STERILE... | SUPPLEMENTARY GENERAL CONSUMABLES
16978 | 4229548020600 | PEDIATRIC LAPAROSCOPY PACK1 CREPE PAPER 60 X 60 CM 1 SURGICAL GOWN REINFORCED L SIZE WITH 2 ABSORBENT HAND TOWEL 1 BACK TABLE COVER REINFORCED 150X240 CM 1 MAYO STAND COVER REINFORCED 79X145 CM 15 GAUZE SWAB 5 X 5 CM 16P 1 FILM DRESSING 10 X 12 CM 4 FILM DRESSING 5 X 5 CM (+/- 1 CM) 1 ANTI FOG SOLUTION 1 BASIN LINER - SINGLE 5 GAUZE LAP 45 X 45 CM 12P XRD 3 TROCAR CANNULA 5 MM 1 OPTICAL TROCAR 5 MM 1 LAPAROSCOPIC SUCTION/IRRIGATION SET OD 5 MM 33 CM 2 DRAINAGE BAG 1500 ML 5 GAUZE LAP 30 X 30 CM 12P XRD 1 OP - TOWEL 75 X 90 CM 2 - PLY 10 GAUZE SWAB 10 X 10 CM 16 P 1 COVER CAMERA WITH CARD TRANSP 1 INSTRUMENT BAG 1 DIATHERMY PENCIL 1 SKIN MARKER TAPER TIP WITH RULLER 1 NEEDLE COUNTER 10-COUNT MAG/FOAM 1 SKIN CLOSURE STRIP 12.0 X 100 MM 1 DIATHERMY ELECTRODE NEEDLE 5.5 CM SLEEVE TUNGSTEN 1 SYRINGE 5 ML L/L 1 SYRINGE 10 ML L/L 1 SCALPEL BLADE N# 11 1 SCALPEL BLADE N# 15 1 NEEDLE HYPODERMIC 26G X 25 MM 1 LAPAROTOMY DRAPE 200X315CM 1 DRAPE 150X240CM 2 SURGICAL GOWN REINFORCED XL SIZE WITH 4 ABSORBENT HAND TOWELSTERILE... | SUPPLEMENTARY GENERAL CONSUMABLES
16979 | 4229548021700 | PERFUSION CUSTOM PACK FOR MINIMAL INVASIVE CARDIAC SURGERY, FOR ADULTS, DISPOSABLE, STERILE, CONSISTS OF: (TUBING SET, CUSTOM DESIGN, WITH ( (OXYGENATOR FOR ADULTS; COATED, OXYGENATOR WITH INTEGRATED ARTERIAL FILTER, HOLLOW FIBER, HIGH PERFORMANCE WITH INTEGRATED HARD SHELL VENOUS RESERVOIR, BLOOD FLOW RATE 1-7 LITER /MIN, CARDIOTOMY FLOW RATE LESS THAN 5 LITERS/MIN), CARDIOPLEGIA DELIVER SET 4:1+ 2PCS OF CARDIOPLEGIA TABLE LINE IN SEPARATE STERILE BAGS), HEMOCONCENTRATOR AND MUF (DESIGN MUST BE APPLICABLE IN EVERY HOSPITAL), (6 PCS OF CONNECTORS), (TUBE ORGANIZER), VACUUM LINE, (2PCS OF TUBING LINES PVC SIZE 1/4 AND 3/8 CUSTOM DESIGN), (ENOUGH HOLDERS AND TEMP. PROBES), DISPOSABLE, STERILE | CARDIOVASCULAR SURGERY CONSUMABLES
16980 | 4229548021800 | PERFUSION CUSTOM PACK FOR NEONATES, COATED, DISPOSABLE, STERILE, CONSISTS OF: (TUBING SET AND CUVETTE, CUSTOM DESIGN, WITH (CARDIOPLEGIA DELIVER SET 4:1 + 2PCS OF CARDIOPLEGIA TABLE LINE IN SEPARATE STERILE BAGS), HEMOCONCENTRATOR AND MUF (DESIGN MUST BE APPLICABLE IN EVERY HOSPITAL), (4 PCS OF CONNECTORS), (TUBE ORGANIZER), VACUUM LINE, (2PCS OF TUBING LINES PVC SIZE 1/4 AND 3/8 CUSTOM DESIGN), (ENOUGH HOLDERS AND TEMP. PROBES), DISPOSABLE, STERILE | CARDIOVASCULAR SURGERY CONSUMABLES
16981 | 4229548021900 | PERFUSION CUSTOM PACK FOR NEONATES, DISPOSABLE, STERILE, CONSISTS OF: (TUBING SET, CUSTOM DESIGN, WITH (CARDIOPLEGIA DELIVER SET 4:1 + 2PCS OF CARDIOPLEGIA TABLE LINE IN SEPARATE STERILE BAGS), HEMOCONCENTRATOR AND MUF (DESIGN MUST BE APPLICABLE IN EVERY HOSPITAL), (4 PCS OF CONNECTORS), (TUBE ORGANIZER), VACUUM LINE, (2PCS OF TUBING LINES PVC SIZE 1/4 AND 3/8 CUSTOM DESIGN), (ENOUGH HOLDERS AND TEMP. PROBES), DISPOSABLE, STERILE | CARDIOVASCULAR SURGERY CONSUMABLES
16982 | 4229548022000 | PERFUSION CUSTOM PACK, FOR ADULTS, DISPOSABLE, STERILE, CONSISTS OF: (TUBING SET, CUSTOM DESIGN, WITH (CARDIOPLEGIA DELIVER SET 4:1 + 2PCS OF CARDIOPLEGIA TABLE LINE IN SEPARATE STERILE BAGS), HEMOCONCENTRATOR AND MUF (DESIGN MUST BE APPLICABLE IN EVERY HOSPITAL), (4 PCS OF CONNECTORS), (TUBE ORGANIZER), VACUUM LINE, (2PCS OF TUBING LINES PVC SIZE 1/4 AND 3/8 CUSTOM DESIGN), (ENOUGH HOLDERS AND TEMP. PROBES), DISPOSABLE, STERILE | CARDIOVASCULAR SURGERY CONSUMABLES
16983 | 4229548022100 | PERFUSION CUSTOM PACK, FOR INFANTS, COATED, DISPOSABLE, STERILE, CONSISTS OF: (TUBING SET AND CUVETTE, CUSTOM DESIGN, WITH (CARDIOPLEGIA DELIVER SET 4:1 + 2PCS OF CARDIOPLEGIA TABLE LINE IN SEPARATE STERILE BAGS), HEMOCONCENTRATOR AND MUF (DESIGN MUST BE APPLICABLE IN EVERY HOSPITAL), (4 PCS OF CONNECTORS), (TUBE ORGANIZER), VACUUM LINE, (2PCS OF TUBING LINES PVC SIZE 1/4 AND 3/8 CUSTOM DESIGN), (ENOUGH HOLDERS AND TEMP. PROBES), DISPOSABLE, STERILE | CARDIOVASCULAR SURGERY CONSUMABLES
16984 | 4229548022200 | PERFUSION CUSTOM PACK, FOR INFANTS, DISPOSABLE, STERILE, CONSISTS OF: (TUBING SET, CUSTOM DESIGN, WITH (CARDIOPLEGIA DELIVER SET 4-1+ 2PCS OF CARDIOPLEGIA TABLE LINE IN SEPARATE STERILE BAGS), HEMOCONCENTRATOR AND MUF (DESIGN MUST BE APPLICABLE IN EVERY HOSPITAL), (4 PCS OF CONNECTORS), (TUBE ORGANIZER), VACUUM LINE, (2PCS OF TUBING LINES PVC SIZE 1/4 AND 3/8 CUSTOM DESIGN), (ENOUGH HOLDERS AND TEMP. PROBES), DISPOSABLE, STERILE | CARDIOVASCULAR SURGERY CONSUMABLES
16985 | 4229548022300 | PERFUSION CUSTOM PACK, FOR PEDIATRIC, COATED, DISPOSABLE, STERILE, CONSISTS OF: (TUBING SET AND CUVETTE, CUSTOM DESIGN, WITH (CARDIOPLEGIA DELIVER SET 4-1+ 2PCS OF CARDIOPLEGIA TABLE LINE IN SEPARATE STERILE BAGS), HEMOCONCENTRATOR AND MUF (DESIGN MUST BE APPLICABLE IN EVERY HOSPITAL), (4 PCS OF CONNECTORS), (TUBE ORGANIZER), VACUUM LINE, (2PCS OF TUBING LINES PVC SIZE 1/4 AND 3/8 CUSTOM DESIGN), (ENOUGH HOLDERS AND TEMP. PROBES), DISPOSABLE, STERILE | CARDIOVASCULAR SURGERY CONSUMABLES
16986 | 4229548022400 | PERFUSION CUSTOM PACK, FOR PEDIATRIC, DISPOSABLE, STERILE, CONSISTS OF: (TUBING SET, CUSTOM DESIGN, WITH (CARDIOPLEGIA DELIVER SET 4-1+ 2PCS OF CARDIOPLEGIA TABLE LINE IN SEPARATE STERILE BAGS), HEMOCONCENTRATOR AND MUF (DESIGN MUST BE APPLICABLE IN EVERY HOSPITAL), (4 PCS OF CONNECTORS), (TUBE ORGANIZER), VACUUM LINE, (2PCS OF TUBING LINES PVC SIZE 1/4 AND 3/8 CUSTOM DESIGN), (ENOUGH HOLDERS AND TEMP. PROBES), DISPOSABLE, STERILE | CARDIOVASCULAR SURGERY CONSUMABLES
16987 | 4229548022500 | PERFUSION CUSTOM PACK, FOR SMALL ADULTS, COATED, DISPOSABLE, STERILE, CONSISTS OF: (TUBING SET AND CUVETTE, CUSTOM DESIGN, WITH (CARDIOPLEGIA DELIVER SET 4-1+ 2PCS OF CARDIOPLEGIA TABLE LINE IN SEPARATE STERILE BAGS), HEMOCONCENTRATOR AND MUF (DESIGN MUST BE APPLICABLE IN EVERY HOSPITAL), (4 PCS OF CONNECTORS), (TUBE ORGANIZER), VACUUM LINE, (CONNECTOR, EXTENSION, 1/2X3/8IN, STRAIGHT, LUER LOCK, ) (2PCS OF TUBING LINES PVC SIZE 1/4 AND 3/8 CUSTOM DESIGN), (ENOUGH HOLDERS AND TEMP. PROBES), DISPOSABLE, STERILE | CARDIOVASCULAR SURGERY CONSUMABLES
16988 | 4229548022600 | PERFUSION CUSTOM PACK, FOR SMALL ADULTS, DISPOSABLE, STERILE, CONSISTS OF: (TUBING SET, CUSTOM DESIGN, WITH (CARDIOPLEGIA DELIVER SET 4-1+ 2PCS OF CARDIOPLEGIA TABLE LINE IN SEPARATE STERILE BAGS), HEMOCONCENTRATOR AND MUF (DESIGN MUST BE APPLICABLE IN EVERY HOSPITAL), (4 PCS OF CONNECTORS), (TUBE ORGANIZER), VACUUM LINE, (CONNECTOR, EXTENSION, 1/2X3/8IN, STRAIGHT, LUER LOCK, ) (2PCS OF TUBING LINES PVC SIZE 1/4 AND 3/8 CUSTOM DESIGN), (ENOUGH HOLDERS AND TEMP. PROBES), DISPOSABLE, STERILE | CARDIOVASCULAR SURGERY CONSUMABLES
16989 | 4229548400000 | SET URETERIC STONE DISLODGER WITH RETRACTABLE NITINOL FOUR WIRES BASKET WITHOUT TIP SIZE: 1.3-1.5 FRENCH LENGTH 115-120 CM DISPOSABLE STERILE. | SUPPLEMENTARY GENERAL CONSUMABLES
16990 | 4229548400100 | SET URETERIC STONE DISLODGER WITH RETRACTABLE NITINOL FOUR WIRES BASKET WITHOUT TIP SIZE: 2.2-2.4 FRENCH LENGTH 115-125 CM DISPOSABLE STERILE. | SUPPLEMENTARY GENERAL CONSUMABLES
16991 | 4229548600100 | DEVICE LAPAROTOMY ( OPEN ) FOR ATRAUMATIC HERNIA MESH FIXATION AND SEALANT APPLICATOR 30/60 DROPS STERILE. | SUPPLEMENTARY GENERAL CONSUMABLES
16992 | 4229550200000 | IMPLANT AHMED GLAUCOMA DRAINAGE VALVE FLEXIBLE PLATE ADULT STERILE | OPHTHALMOLOGY SUPPLIES
16993 | 4229550202400 | TENDON GRAFT, ACHILLES FREEZE DRIED WITH BONE, OR EQUIVALENT | ORTHOPEDIC & SPINAL SUPPLIES
16994 | 4229550202500 | BONE ALLOGRAFT ILIAC CREST WEDGE FREEZE DRIED,ASSORTED SIZES FROM 10 MM TO 14 MM | ORTHOPEDIC & SPINAL SUPPLIES
16995 | 4229550202600 | BONE ALLOGRAFT ILIAC CREST WEDGE FREEZE DRIED,ASSORTED SIZES FROM 15 MM TO 19 MM | ORTHOPEDIC & SPINAL SUPPLIES
16996 | 4229550203300 | TISSUE TRANSPLANT PERICARDIUM, ALLOGENEIC NATURAL COLLAGEN MATRIX, SIZE 1.5 X 1.5 CM, STERILE | OPHTHALMOLOGY SUPPLIES
16997 | 4229550203400 | TISSUE TRANSPLANT PERICARDIUM, ALLOGENEIC NATURAL COLLAGEN MATRIX, SIZE 2.0 X 3.0 CM, STERILE | OPHTHALMOLOGY SUPPLIES
16998 | 4229550203600 | AMNIOTIC MEMBRANE FOR TRANSPLANT DOUBLE LAYER WITH CONTACT LENS | OPHTHALMOLOGY SUPPLIES
16999 | 4229550204200 | AMNIOTIC MEMBRANE FOR TRANSPLANT SINGLE LAYER WITH CONTACT LENS | OPHTHALMOLOGY SUPPLIES
17000 | 4229550501000 | IMPLANTS, EYELID, GOLD, WEIGHT 1.2 GRAM, 0.6 THICKNESS, STERILE | OPHTHALMOLOGY SUPPLIES
17001 | 4229550501800 | IMPLANT, SCLERAL BUCKLING, VITREO RETINAL, ASYMMETRICAL TIRE, TYPE 280, 2.5 X 10 MM, STERILE | OPHTHALMOLOGY SUPPLIES
17002 | 4229550501900 | IMPLANT, SCLERAL BUCKLING, VITREO RETINAL, CONCAVE TIRE, TYPE 279, 2.5 X 9 X 11 MM, STERILE | OPHTHALMOLOGY SUPPLIES SUPPLEMENTARY
17003 | 4229550502600 | HANDLE, FOR LONG TREPHINE BLADE, UNIVERSAL, STAINLESS STEEL, REUSABLE | OPHTHALMOLOGY SUPPLIES
17004 | 4229550503200 | PLUG, FOR LUER-LOCK IRRIGATION CONNECTOR, REUSABLE | SURGICAL INSTRUMENT TENDER
17005 | 4229550504100 | IMPLANT, SCLERAL BUCKLING, VITREO RETINAL, SILICONE BAND, TYPE 240, 2.5 X 0.6 MM, STERILE | OPHTHALMOLOGY SUPPLIES
17006 | 4229550504300 | IMPLANT, SCLERAL BUCKLING, VITREO RETINAL, SILICONE BAND, TYPE 40, 2.0 X 0.75 X 120 MM, STERILE | OPHTHALMOLOGY SUPPLIES
17007 | 4229550505400 | IMPLANT HYDROXYAPATITE, FOR ENUCLEATION OR EVISCERATION PROCEDURES, ASSORTED SIZES AS PER HOSPITAL REQUEST, STERILE | OPHTHALMOLOGY SUPPLIES
17008 | 4229550506100 | IMPLANT, FOR GLAUCOMA MICROSHUNT, SYNTHETIC POLYMER, OVER ALL LENGTH 8, 5MM, LUMEN SIZE 70 ΜM, IMPLANT IN ANTERIOR CHAMBER, LOWER HIGH PRESSURE, STERILE | OPHTHALMOLOGY SUPPLIES SUPPLEMENTARY
17009 | 4229550506600 | IMPLANT, SCLERAL BUCKLING, VITREO RETINAL, ASYMMETRICAL TIRE, TYPE 275, 2.5 X 7 MM, STERILE | OPHTHALMOLOGY SUPPLIES SUPPLEMENTARY
17010 | 4229550612200 | CRANIAL PLATES, MADE OF TITANIUM, STANDARD, STRAIGHT, 6 -8 HOLES, ASSORTED SIZES | NEUROSCIENCES CONSUMABLES SUPPLEMENTARY
17011 | 4229550638600 | COMPLETE SET FOR LATERAL WINDOW ELEVATION OF SINUS (NON AGGRESSIVE DIAMOND DRILLS). | SUPPLEMENTARY DENTAL SUPPLIES
17012 | 4229550658300 | CUSTOMIZED EFFICIENCY LAPAROSCOPY COLORECTAL KIT: 1 CREPE PAPER 60 X 60 CM 1 SURGICAL GOWN REINFORCED L WITH ABSORBABALE HAND TOWEL 1 TABLE COVER 190 X 150 CM REINFORCE 2 SURGICAL GOWN REINFORCED XL WITH ABSORBABALE HAND TOWEL 1 LAPAROSCOPY DRAPE 175/250 X 295 CM 1 DIATHERMY PENCIL PTFE COATED 1 UNDER-BUTTOCKS DRAPE 85X120CM WITH POUCH QUIVER FOR LAPAROSCOPIC INSTRUMENTS 5 GAUZE LAP 30 X 30 CM 12PLY XRD 10 GAUZE SWAB 10 X 10 CM 16P XRD 1 NEEDLE HYPODERMIC 18G X40 MM 1 SKIN MARKER REGULAR WITH RULER 1 HYPODERMIC NEEDLE 22GX 40 MM 1 SYRINGE 20 ML L/L 1 SYRINGE 10 ML L/L 1 SCALPEL BLADE N#10 1 SCALPEL BLADE N#11 2 KIDNEY BOWL 800 ML 1 MAYO STAND COVER 79 X 145 CM 1 SUCTION CANNULA YANKAUER 24 CH 1 SUCTION TUBE 18 CH X 3.0 M 2 SYRINGE 50/60 ML CATHETER TIP 1 NEEDLE CNTR 40 FOAM /MAG 2 FLUID COLLECTION POUCH 40 X 35 CM 2 BOWL 1000 ML 2 BOWL 250 ML 1 BOWL 4000 ML IRRIGATION SINGLE SPIKES TUBE 3-4 M STERILE... | SUPPLEMENTARY GENERAL CONSUMABLES
17013 | 4229550658400 | CUSTOMIZED EFFICIENCY CORE KIT 1 BNS SURGICAL GOWN UL HP L 2 HAND TOWEL 47 X 38 CM WHITE 1 CREPE PAPER 60 X 60 CM 1 TABLE COVER 150 X 190 CM REINFORCED 4 HAND TOWEL 47 X 38 CM WHITE 2 BNS SURGICAL GOWN UL HP XLL 1 MAYO STAND COVER 58 X 137 CM 1 DIATH. PENCIL BLADE SMOKE EVACUATION 300 CM 10 GAUZE LAP 45 X 45 CM 6 P XRD 6 OP TOWEL 65 X 42 CM XRD 1 NDLE CNTR 20 - CNT FOAM BLCK/MAG BLD REM YELL 1 SYRINGE 50/60 ML BULB CATHETER TIP CONC. 1 SKIN MARKER REGULAR 4 SA LABEL 3.8 X 6 CM WHITE BLANK 1 SCALPEL BLADE N# 15 4 SA LABEL 13 MM X 40 MM WHITE BLANK 1 SYRINGE 10 ML L/L 1 GALLIPOT 120 ML 1 SCALPEL BLADE N# 10 1 BOWL 250 ML 1 BOWL 500 ML 1 KIDNEY BOWL 800 ML 1 BOWL 1000 ML 1 NON ADHERENT DRESSING 7.5 X 20 CM 1 BOWL 2000 ML 10 GAUZE SWAB 10 X 10 CM 16 P XRD 1 SUCTION TUBE 18 CH 3.0 M 1 SUCTION CANNULA YANKAUER 24 CH 1 FLUID COLLECTION POUCH 40 X 35 CM 4 OP TOWEL 90 X 72.5 CM 1 MAGNETIC INSTRUMENT DRAPE 1 DRAPE 150 X 175 CM. | SUPPLEMENTARY GENERAL CONSUMABLES
17014 | 4229550658800 | LONG LIP MAGNET SILICONE RETENTIVE LONG LIP MAGNET PROSTHESIS MAGNET WITH A RETENTIVE RING SPLIT POLE DESIGN WITH AN AIRTIGHT CORROSION SEAL. NON-STERILE. HEIGHT 3.90 MM; DIAMETER 5.5 MM. BREAKAWAY FORCE OF 11.5 N (PCSEA).. | SUPPLEMENTARY DENTAL SUPPLIES
17015 | 4229550658900 | MAXI MAGNACAP ABUTMENT KEEPER THAT FITS DIRECTLY ONTO AN EXTRA-ORAL MAXILLOFACIAL IMPLANT ABUTMENTS ALL WITH AN EXTERNAL HEX. NON-STERILE. HEIGHT 2.1 MM DIAMETER 5.1 MM. (PCSEACH).. | SUPPLEMENTARY DENTAL SUPPLIES
17016 | 4229550659000 | MAXI MAGNACAP LAB ANALOGUE CAP FOR AN EXTRA-ORAL MAXILLOFACIAL IMPLANT ABUTMENT. A COLOR CODED MAGNACAP REPLICA FOR LABORATORY MODELS. NON-STERILE. HEIGHT: 2.1 MM DIAMETER: 5.1 MM (PCSEACH).. | SUPPLEMENTARY DENTAL SUPPLIES
17017 | 4229550659400 | MINI MAGNACAP ABUTMENT KEEPER THAT FITS DIRECTLY ONTO AN EXTRA-ORAL MAXILLOFACIAL IMPLANT ABUTMENT. ALL WITH AN EXTERNAL HEX. NON-STERILE. HEIGHT 2.1 MM DIAMETER 4.4 MM (PCSEACH).. | SUPPLEMENTARY DENTAL SUPPLIES
17018 | 4229550659500 | MINI MAGNACAP LAB ANALOGUE CAP FOR AN EXTRA-ORAL MAXILLOFACIAL IMPLANT ABUTMENT. A COLOR CODED MAGNACAP REPLICA FOR LABORATORY MODELS. NON-STERILE.HEIGHT: 2.1 MM DIAMETER: 4.4 MM (PCSEA).. | SUPPLEMENTARY DENTAL SUPPLIES
17019 | 4229550900400 | IMPLANT, EYE SPHERE, METHCRLT-PMMA, ASSORTED SIZES | OPHTHALMOLOGY SUPPLIES SUPPLEMENTARY
17020 | 4229551000000 | DURAL ADHESION PREVENTION MATERIAL 2 CC OR EQUIVALENT, SPINAL | ORTHOPEDIC & SPINAL SUPPLIES
17021 | 4229551000900 | SEALANT SURGICAL ABSORBABLE ADHESION BARRIER GEL 2 X 8 ML SYRINGES AND ONE APPLICATOR SYNTHETIC POLYETHYLENE GLYCOLS STERILE.... | SUPPLEMENTARY GENERAL CONSUMABLES
17022 | 4229551200800 | CAROTID BYPASS SHUNT SOFT AND FLEXIBLE T SHAPED TAPERED 14 TO 8 FRENCH. | SUPPLEMENTARY CARDIOVASCULAR SURG SUPPL.
17023 | 4229551201100 | NEURO SHUNTS VALVE, VENTRICULAR, PROGRAMMABLE, SIDE-INLET TYPE, ASSORTED SIZES AND PRESSURES AS PER HOSPITAL REQUEST, DISPOSABLE, STERILE. | NEUROSCIENCES CONSUMABLES SUPPLEMENTARY
17024 | 4229551202500 | IMPLANT, GLAUCOMA SHUNT, NON-VALVED, REGULAR LUMEN, MADE OF PERMANENT IMPLANTABLE GRADE SILICONE, STERILE | OPHTHALMOLOGY SUPPLIES
17025 | 4229551203400 | LUMBO-PERITONEAL SHUNT VALVE, ASSORTED PRESSURES AND SIZES AS PER HOSPITAL REQUEST, DISPOSABLE, STERILE | NEUROSCIENCES CONSUMABLES SUPPLEMENTARY
17026 | 4229551203500 | LUMBO-PERITONEAL SHUNT VALVE, PROGRAMMABLE, ASSORTED SIZES AND PRESSURES AS PER HOSPITAL REQUEST, DISPOSABLE, STERILE. | NEUROSCIENCES CONSUMABLES SUPPLEMENTARY
17027 | 4229551300200 | MESH FOR UMBILICAL HERNIA COMPOSED OF PROLINE MESH AND ANTI ADHESION OXIDIZED CELLULOSE POLYDIOXANONE RING 6.4 X 6.4 CM ( +/- 0.5 CM ) DISPOSABLE STERILE.. | SUPPLEMENTARY GENERAL CONSUMABLES
17028 | 4229551300300 | MESH LIGHTWEIGHT MACROPOROUS PARTIALLY ABSORBED FLAT SHEET FOR OPEN HERNIA REPAIR SURGERY SIZE 15 X 15 CM ( +/- 2 CM ) DISPOSABLE STERILE.. | SUPPLEMENTARY GENERAL CONSUMABLES
17029 | 4229551300400 | SYSTEM FOR LAPAROSCOPIC MESH FIXATION ABSORBABLE 5 MM 12-15 TACKS DISPOSABLE STERILE.. | SUPPLEMENTARY GEN.CONS SURG SUT,LAP,ROB
17030 | 4229551304400 | MESH LIGHTWEIGHT MACROPOROUS PARTIALLY ABSORBED FLAT SHEET FOR OPEN HERNIA REPAIR SURGERY SIZE 6 X 11 CM ( +/- 1 CM ) DISPOSABLE STERILE.. | SUPPLEMENTARY GENERAL CONSUMABLES
17031 | 4229551306300 | SYSTEM FOR LAPAROSCOPIC MESH FIXATION TITANIUM 12 MM ARTICULATING TIP WITH 10-15 STAPLES DISPOSABLE STERILE.. | SUPPLEMENTARY GEN.CONS SURG SUT,LAP,ROB
17032 | 4229551306500 | ELECTROSURGERY BIPOLAR FORCEPS HIGHLY POLISHED TIPS LIGHT CLOSING FORCE WELL BALANCED AND NYLON COATING RESIST ABRASION 0.4 - 1 MM TIP X 8 - 11 CM (UNIVERSAL PLUG TO FIT ALL TYPES OF ELECTROSURGERY MACHINES MUST BE PROVIDED FOC WHENEVER NECESSARY) .... | SUPPLEMENTARY GENERAL CONSUMABLES
17033 | 4229551307500 | MESH FULLY RESORBABLE SCAFFOLD FOR SOFT TISSUE RECONSTRUCTION WITH ABSORBABLE ANTI - ADHESION BARRIER SEPRA TECHNOLOGY 10 X 15 CM ( +/- 2 CM ) STERILE.. | SUPPLEMENTARY GENERAL CONSUMABLES
17034 | 4229551307700 | MESH FULLY RESORBABLE SCAFFOLD FOR SOFT TISSUE RECONSTRUCTION WITH ABSORBABLE ANTI - ADHESION BARRIER SEPRA TECHNOLOGY 15 X 20 CM ( +/- 2 CM ) STERILE.. | SUPPLEMENTARY GENERAL CONSUMABLES
17035 | 4229551307900 | MESH FULLY RESORBABLE SCAFFOLD FOR SOFT TISSUE RECONSTRUCTION WITH ABSORBABLE ANTI - ADHESION BARRIER SEPRA TECHNOLOGY 20 X 25 CM ( +/- 2 CM ) STERILE.. | SUPPLEMENTARY GENERAL CONSUMABLES
17036 | 4229551308100 | MESH FULLY RESORBABLE SCAFFOLD FOR SOFT TISSUE RECONSTRUCTION WITH ABSORBABLE ANTI - ADHESION BARRIER SEPRA TECHNOLOGY 25 X 30 CM ( +/- 2 CM ) STERILE.. | SUPPLEMENTARY GENERAL CONSUMABLES
17037 | 4229551308400 | MESH BIFACE DOUBLE SIDED HERNIA PROSTHESIS SIZE: 10 X 20 CM (+/-2 CM) THE VISCERAL SIDE IS MADE OF NON ADHERENT MATERIAL THAT DOES NOT STICK TO THE VISCERA THE PARIETAL SIDE IS MADE OF SYNTHETIC ADHESIVE MATERIAL THAT ACCEPTS HOMOGENEITY WITH THE ABDOMINAL WALL TISSUES AND CONTRIBUTE TO REINFORCEMENT OF THE DEFECT AND CONSIST OF MULTIPLE HOLES THAT ALLOW FLUID DRAINAGE AND HELP BODY TO OVERCOME INFECTION STERILE.. | SUPPLEMENTARY GENERAL CONSUMABLES
17038 | 4229551308500 | MESH BIFACE DOUBLE SIDED HERNIA PROSTHESIS SIZE: 15 X 15 CM (+/- 2 CM) THE VISCERAL SIDE IS MADE OF NON ADHERENT MATERIAL THAT DOES NOT STICK TO THE VISCERA. THE PARIETAL SIDE IS MADE OF SYNTHETIC ADHESIVE MATERIAL THAT ACCEPTS HOMOGENEITY WITH THE ABDOMINAL WALL TISSUES AND CONTRIBUTE TO REINFORCEMENT OF THE DEFECT AND CONSIST OF MULTIPLE HOLES THAT ALLOW FLUID DRAINAGE AND HELP BODY TO OVERCOME INFECTION STERILE.. | SUPPLEMENTARY GENERAL CONSUMABLES
17039 | 4229551308600 | MESH BIFACE DOUBLE SIDED HERNIA PROSTHESIS SIZE: 20 X 20 CM (+/- 2 CM) THE VISCERAL SIDE IS MADE OF NON ADHERENT MATERIAL THAT DOES NOT STICK TO THE VISCERA. THE PARIETAL SIDE IS MADE OF SYNTHETIC ADHESIVE MATERIAL THAT ACCEPTS HOMOGENEITY WITH THE ABDOMINAL WALL TISSUES AND CONTRIBUTE TO REINFORCEMENT OF THE DEFECT AND CONSIST OF MULTIPLE HOLES THAT ALLOW FLUID DRAINAGE AND HELP BODY TO OVERCOME INFECTION STERILE.. | SUPPLEMENTARY GENERAL CONSUMABLES
17040 | 4229551308700 | MESH BIFACE DOUBLE SIDED HERNIA PROSTHESIS SIZE: 20 X 30 CM (+/- 2 CM) THE VISCERAL SIDE IS MADE OF NON ADHERENT MATERIAL THAT DOES NOT STICK TO THE VISCERA. THE PARIETAL SIDE IS MADE OF SYNTHETIC ADHESIVE MATERIAL THAT ACCEPTS HOMOGENEITY WITH THE ABDOMINAL WALL TISSUES AND CONTRIBUTE TO REINFORCEMENT OF THE DEFECT AND CONSIST OF MULTIPLE HOLES THAT ALLOW FLUID DRAINAGE AND HELP BODY TO OVERCOME INFECTION STERILE.. | SUPPLEMENTARY GENERAL CONSUMABLES
17041 | 4229551308800 | MESH BIFACE DOUBLE SIDED HERNIA PROSTHESIS SIZE: 30 X 30 CM (+/- 2 CM) THE VISCERAL SIDE IS MADE OF NON ADHERENT MATERIAL THAT DOES NOT STICK TO THE VISCERA. THE PARIETAL SIDE IS MADE OF SYNTHETIC ADHESIVE MATERIAL THAT ACCEPTS HOMOGENEITY WITH THE ABDOMINAL WALL TISSUES AND CONTRIBUTE TO REINFORCEMENT OF THE DEFECT AND CONSIST OF MULTIPLE HOLES THAT ALLOW FLUID DRAINAGE AND HELP BODY TO OVERCOME INFECTION STERILE.. | SUPPLEMENTARY GENERAL CONSUMABLES
17042 | 4229551309000 | MESH COMPOSITE 15 X 20 CM (+/- 1 CM ) DISPOSABLE STERILE.. | SUPPLEMENTARY GENERAL CONSUMABLES
17043 | 4229551309100 | MESH COMPOSITE 10 X 15 CM (+/- 1 CM ) DISPOSABLE STERILE.. | SUPPLEMENTARY GENERAL CONSUMABLES
17044 | 4229551309200 | MESH DUAL PTFE 1 MM X 15 CM X 20 CM ( +/- 1 CM ) DISPOSABLE STERILE.. | SUPPLEMENTARY GENERAL CONSUMABLES
17045 | 4229551309400 | MESH DUAL LIGHTWEIGHT POLYPROPYLENE MONOFILAMENT WITH SEPRAFILM ANTI - ADHESION HYDROGEL ABSORBABLE BARRIER WITH SELF EXPANDING FLEXIBLE NITINOL RINGR EASY MESH DEPLOYMENT SIZE 10 X 15 CM ( +/- 1 CM ).. | SUPPLEMENTARY GENERAL CONSUMABLES
17046 | 4229551309500 | MESH BIFACE DOUBLE SIDED HERNIA PROSTHESIS SIZE: 10 X 15 CM (+/- 2 CM) THE VISCERAL SIDE IS MADE OF NON ADHERENT MATERIAL THAT DOES NOT STICK TO THE VISCERA. THE PARIETAL SIDE IS MADE OF SYNTHETIC ADHESIVE MATERIAL THAT ACCEPTS HOMOGENEITY WITH THE ABDOMINAL WALL TISSUES AND CONTRIBUTE TO REINFORCEMENT OF THE DEFECT AND CONSIST OF MULTIPLE HOLES THAT ALLOW FLUID DRAINAGE AND HELP BODY TO OVERCOME INFECTION STERILE.. | SUPPLEMENTARY GENERAL CONSUMABLES
17047 | 4229551309600 | MESH LIGHTWEIGHT POLYPROPYLENE MONOFILAMENT WITH SEPRAFILM ANTI - ADHESION HYDROGEL ABSORBABLE BARRIER WITH SELF EXPANDING FLEXIBLE NITINOL RINGR EASY MESH DEPLOYMENT DUAL SIZE 15 X 20 CM ( +/- 1 CM ).. | SUPPLEMENTARY GENERAL CONSUMABLES
17048 | 4229551309800 | MESH BIFACE DOUBLE SIDED HERNIA PROSTHESIS SIZE: 15 X 25 CM (+/- 2 CM) THE VISCERAL SIDE IS MADE OF NON ADHERENT MATERIAL THAT DOES NOT STICK TO THE VISCERA. THE PARIETAL SIDE IS MADE OF SYNTHETIC ADHESIVE MATERIAL THAT ACCEPTS HOMOGENEITY WITH THE ABDOMINAL WALL TISSUES AND CONTRIBUTE TO REINFORCEMENT OF THE DEFECT AND CONSIST OF MULTIPLE HOLES THAT ALLOW FLUID DRAINAGE AND HELP BODY TO OVERCOME INFECTION STERILE.. | SUPPLEMENTARY GENERAL CONSUMABLES
17049 | 4229551309900 | MESH DUAL LIGHTWEIGHT POLYPROPYLENE MONOFILAMENT WITH SEPRAFILM ANTI - ADHESION HYDROGEL ABSORBABLE BARRIER WITH SELF EXPANDING FLEXIBLE NITINOL RINGR EASY MESH DEPLOYMENT SIZE 20 X 25 CM ( +/- 2 CM ).. | SUPPLEMENTARY GENERAL CONSUMABLES
17050 | 4229551310300 | MESH SURGICAL LONG TERM FULLY ABSORBABLE MONOFILAMENT FOR HERNIA REPAIR MADE OF POLY-4-HYDROXYBUTYRATE 25X30 CM ( +/- 2 CM ) STERILE.. | SUPPLEMENTARY GENERAL CONSUMABLES
17051 | 4229551310600 | MESH HERNIA PATCH CIRCLE 8 CM ( +/- 1 CM ) SELF EXPANDING POLYPROPYLENE AND EPTFE PATCH WITH STRAP DISPOSABLE STERILE.. | SUPPLEMENTARY GENERAL CONSUMABLES
17052 | 4229551311000 | MESH HERNIA PATCH CIRCLE 4.3 CM ( +/- 0.3 CM ) SELF EXPANDING POLYPROPYLENE AND EPTFE PATCH WITH STRAP DISPOSABLE STERILE.. | SUPPLEMENTARY GENERAL CONSUMABLES
17053 | 4229551311300 | MESH HYDROPHILIC ANATOMICAL LIGHTWEIGHT MACROPOROUS MESH LEFT ASSORTED SIZES DISPOSABLE STERILE.. | SUPPLEMENTARY GENERAL CONSUMABLES
17054 | 4229551311400 | MESH HYDROPHILIC ANATOMICAL LIGHTWEIGHT MACROPOROUS MESH RIGHT ASSORTED SIZES DISPOSABLE STERILE.. | SUPPLEMENTARY GENERAL CONSUMABLES
17055 | 4229551311500 | MESH LIGHT PLUG LIGHTWEIGHT MONOFILAMENT LARGE PORE PLUG AND PATCH FOR OPEN INGUINAL HERNIA REPAIR 3.8 CM X 5.0 CM ( +/- 0.3 CM ) STERILE.. | SUPPLEMENTARY GENERAL CONSUMABLES
17056 | 4229551311600 | MESH LIGHT PLUG LIGHTWEIGHT MONOFILAMENT LARGE PORE PLUG AND PATCH FOR OPEN INGUINAL HERNIA REPAIR 4.1 CM X 4.8 CM ( +/- 0.3 CM ) STERILE.. | SUPPLEMENTARY GENERAL CONSUMABLES
17057 | 4229551311700 | MESH SURGICAL LONG TERM FULLY ABSORBABLE MONOFILAMENT FOR HERNIA REPAIR MADE OF POLY-4-HYDROXYBUTYRATE 30X45 CM ( +/- 2 CM ) STERILE.. | SUPPLEMENTARY GENERAL CONSUMABLES
17058 | 4229551311900 | MESH PARTIALLY ABSORBABLE SIZE: 15.2 CM X 20.3 CM (+/- 2 CM) NON - BIOLOGICAL DISPOSABLE STERILE. | SUPPLEMENTARY GENERAL CONSUMABLES
17059 | 4229551312000 | MESH PARTIALLY ABSORBABLE TISSUE SEPARATION 15 X 15 CM (+/-1 CM) SQUARE FOR OPEN AND LAPAROSCOPIC SURGERY DISPOSABLE STERILE.. | SUPPLEMENTARY GENERAL CONSUMABLES
17060 | 4229551312100 | MESH PARTIALLY ABSORBABLE TISSUE SEPARATION 20 X 25 CM (+/-2 CM) OVAL FOR OPEN AND LAPAROSCOPIC SURGERY DISPOSABLE STERILE. | SUPPLEMENTARY GENERAL CONSUMABLES
17061 | 4229551312600 | MESH LIGHTWEIGHT POLYPROPYLENE MONOFILAMENT WITH SEPRAFILM ANTI-ADHESION HYDROGEL ABSORBABLE BARRIER WITH SILICONE BALLOON FOR MESH DEPLOYMENT SIZE 15 X 20 CM ( +/- 2 CM ).. | SUPPLEMENTARY GENERAL CONSUMABLES
17062 | 4229551312700 | MESH LIGHTWEIGHT POLYPROPYLENE MONOFILAMENT WITH SEPRAFILM ANTI-ADHESION HYDROGEL ABSORBABLE BARRIER WITH SILICONE BALLOON FOR MESH DEPLOYMENT SIZE 15 X 25 CM ( +/- 2 CM ).. | SUPPLEMENTARY GENERAL CONSUMABLES
17063 | 4229551312800 | MESH LIGHTWEIGHT POLYPROPYLENE MONOFILAMENT WITH SEPRAFILM ANTI-ADHESION HYDROGEL ABSORBABLE BARRIER WITH SILICONE BALLOON FOR MESH DEPLOYMENT SIZE 17 X 22 CM ( +/- 1 CM ).. | SUPPLEMENTARY GENERAL CONSUMABLES
17064 | 4229551312900 | MESH LIGHTWEIGHT POLYPROPYLENE MONOFILAMENT WITH SEPRAFILM ANTI-ADHESION HYDROGEL ABSORBABLE BARRIER WITH SILICONE BALLOON FOR MESH DEPLOYMENT SIZE 20 X 25 CM ( +/- 2 CM ).. | SUPPLEMENTARY GENERAL CONSUMABLES
17065 | 4229551313000 | MESH PRE - CUT LIGHTWEIGHT POLYPROPYLENE LARGE PORE SELF - ADHERING NON TRAUMATIC HAS ADHESIVE GEL CONSIST FROM POLYVINYLPYRROLIDONE (PVP) / AND POLYETHYLENE GLYCOL (PEG) 7.5 X 15.5 CM ( +/- 1 CM ) STERILE.... | SUPPLEMENTARY GENERAL CONSUMABLES
17066 | 4229551313100 | MESH PRESHAPE LIGHTWEIGHT POLYPROPYLENE MONOFILAMENT LARGE PORES SIZE 6 X 13.5 CM ( +/- 1 CM ) STERILE.. | SUPPLEMENTARY GENERAL CONSUMABLES
17067 | 4229551313300 | MESH PROSTHETIC ROUND IMPLANT STOMA SIZE: 12 (+/-1 CM) DISPOSABLE STERILE.. | SUPPLEMENTARY GENERAL CONSUMABLES
17068 | 4229551313400 | MESH SELF EXPANDING POLYPROPYLENE PATCH SIZE 11.4 CM (+/-1 CM) CIRCLE DISPOSABLE STERILE.. | SUPPLEMENTARY GENERAL CONSUMABLES
17069 | 4229551313500 | MESH SELF EXPANDING POLYPROPYLENE PATCH SIZE 13.8 X 17.8 CM (+/-1 CM) OVAL DISPOSABLE STERILE.. | SUPPLEMENTARY GENERAL CONSUMABLES
17070 | 4229551313600 | MESH SELF EXPANDING POLYPROPYLENE PATCH SIZE 22.1 X 27.1 CM (+/-2 CM) OVAL DISPOSABLE STERILE.. | SUPPLEMENTARY GENERAL CONSUMABLES
17071 | 4229551313700 | MESH SELF EXPANDING POLYPROPYLENE PATCH SIZE 8 X 12 CM (+/-1 CM) OVAL DISPOSABLE STERILE.. | SUPPLEMENTARY GENERAL CONSUMABLES
17072 | 4229551313800 | MESH LIGHTWEIGHT POLYPROPYLENE MONOFILAMENT WITH SEPRAFILM ANTI - ADHESION HYDROGEL ABSORBABLE BARRIER WITH SILICONE BALLOON ECHO SYSTEM FOR MESH DEPLOYMENT CIRCLE SIZE 11.4 CM (+/-1CM).. | SUPPLEMENTARY GENERAL CONSUMABLES
17073 | 4229551313900 | MESH LIGHTWEIGHT POLYPROPYLENE MONOFILAMENT WITH SEPRAFILM ANTI - ADHESION HYDROGEL ABSORBABLE BARRIER WITH SILICONE BALLOON ECHO SYSTEM FOR MESH DEPLOYMENT CIRCLE SIZE 15.2 CM (+/-1CM).. | SUPPLEMENTARY GENERAL CONSUMABLES
17074 | 4229551314100 | MESH SURGICAL LONG TERM FULLY ABSORBABLE MONOFILAMENT FOR HERNIA REPAIR MADE OF POLY-4-HYDROXYBUTYRATE 50 X 50 CM ( +/- 3 CM ) STERILE.. | SUPPLEMENTARY GENERAL CONSUMABLES
17075 | 4229551314200 | MESH LIGHTWEIGHT POLYPROPYLENE MONOFILAMENT LARGE PORES SIZE 7.5 X 15 CM ( +/- 1 CM ) STERILE.. | SUPPLEMENTARY GENERAL CONSUMABLES
17076 | 4229551314400 | MESH LIGHTWEIGHT POLYPROPYLENE MONOFILAMENT LARGE PORES SIZE 30 X 30 CM ( +/- 2 CM ) STERILE.. | SUPPLEMENTARY GENERAL CONSUMABLES
17077 | 4229551314800 | MESH BIFACE DOUBLE SIDED HERNIA PROSTHESIS SIZE: 17 X 22 CM (+/- 1 CM) THE VISCERAL SIDE IS MADE OF NON ADHERENT MATERIAL THAT DOES NOT STICK TO THE VISCERA. THE PARIETAL SIDE IS MADE OF SYNTHETIC ADHESIVE MATERIAL THAT ACCEPTS HOMOGENEITY WITH THE ABDOMINAL WALL TISSUES AND CONTRIBUTE TO REINFORCEMENT OF THE DEFECT AND CONSIST OF MULTIPLE HOLES THAT ALLOW FLUID DRAINAGE AND HELP BODY TO OVERCOME INFECTION STERILE.. | SUPPLEMENTARY GENERAL CONSUMABLES
17078 | 4229551315000 | MESH LIGHTWEIGHT POLYPROPYLENE MONOFILAMENT WITH SEPRAFILM ANTI-ADHESION HYDROGEL ABSORBABLE BARRIER WITH SILICONE BALLOON FOR MESH DEPLOYMENT SIZE 10 X 15 CM ( +/- 2 CM ).. | SUPPLEMENTARY GENERAL CONSUMABLES
17079 | 4229551315100 | SYSTEM FOR LAPAROSCOPIC MESH FIXATION ABSORBABLE CONTAINS 15-20 TACKERS WITH SMOOTH HOLLOW CORE ANGLED TIP DISPOSABLE STERILE.. | SUPPLEMENTARY GEN.CONS SURG SUT,LAP,ROB
17080 | 4229551315200 | SYSTEM FOR LAPAROSCOPIC MESH FIXATION ABSORBABLE CONTAINS 15-20 TACKERS WITH ATRAUMATIC BLUNT TIP DISPOSABLE STERILE.. | SUPPLEMENTARY GEN.CONS SURG SUT,LAP,ROB
17081 | 4229551315300 | SYSTEM FOR LAPAROSCOPIC MESH FIXATION PERMANENT CONTAINS 15-20 TACKERS MADE FROM STAINLESS STEEL COIL WITH SMOOTH PEEK HEADCOVER DISPOSABLE STERILE.. | SUPPLEMENTARY GEN.CONS SURG SUT,LAP,ROB
17082 | 4229551315800 | SYSTEM POSITIONING 40 INCH X 60 INCH (+/- 2 INCH) INCLUDES 1 FLUIDIZED POSITIONER (15 INCH X 30 INCH- +/- 2 INCH) REDUCES PRESSURE AND FRICTION AND SHEAR SLIDE SHEET WITH STRAPS HELP IN MAINTAINING MICROCLIMATE (WOUND AND OSTOMY CARE).... | SUPPLEMENTARY GEN.SUPPLIES NURS,BURN
17083 | 4229551316000 | MESH HERNIA PATCH CIRCLE 6.4 CM ( +/- 0.5 CM ) WITH STRAP DISPOSABLE STERILE.. | SUPPLEMENTARY GENERAL CONSUMABLES
17084 | 4229551316100 | "MESH BIFACE DOUBLE SIDED HERNIA PROSTHESIS SIZE: 25 X 35 CM (+/- 2 CM) THE VISCERAL SIDE IS MADE OF NON ADHERENT MATERIAL THAT DOES NOT STICK TO THE VISCERA. THE PARIETAL SIDE IS MADE OF SYNTHETIC ADHESIVE MATERIAL THAT ACCEPTS HOMOGENEITY WITH THE ABDOMINAL WALL TISSUES AND CONTRIBUTE TO REINFORCEMENT OF THE DEFECT AND CONSIST OF MULTIPLE HOLES THAT ALLOW FLUID DRAINAGE AND HELP BODY TO OVERCOME INFECTION STERILE"... | SUPPLEMENTARY GENERAL CONSUMABLES
17085 | 4229551316200 | MESH POLYPROPYLENE FIBER FOR TISSUE DEFECTS AND HERNIA REPAIR STRAIGHT AND DOES NOT REFLECT LIGHT SIZE: 15 X 15 CM (+/- 1) DISPOSABLE STERILE.. | SUPPLEMENTARY GENERAL CONSUMABLES
17086 | 4229551320300 | FORCEPS, CLAW 2 X 3 TEETH 10MM, WORKING LENGTH 330 - 360 MM, WITH DISENGAGEABLE METAL RATCHET, WITH LARGER CONTACT AREA AT THE FINGER RING, REUSABLE | SURGICAL INSTRUMENT TENDER
17087 | 4229551320600 | MESH TISSUE REINFORCEMENT WITH UNIQUE BIOSYNTHETIC WEB SCAFFOLD FOR INTRAPERITONEAL HIATUS HERNIA RECONSTRUCTION MADE OF 67% POLYGLYCOLIC ACID (PGA): 33% TRIMETHYLENECARBONATE (TMC) 1MM THICKNESS COLLAGEN REPLACEMENT RATIO 1:1 SIZE 7CM X 10 CM (+/-0.5CM) CUSTOMIZED SEMI CIRCULAR DESIGN STERILE DISPOSABLE. | SUPPLEMENTARY GENERAL CONSUMABLES
17088 | 4229551400600 | SILICONE GEL, SHEETS, SELF-ADHESIVE THAT CAN BE USED MORE THAN 25 DAYS, FOR SCAR MANAGEMENT, FLEXIBLE MATERIAL, WATERPROOF, 15MM THICKNESS APPROXIMATELY, SIZE 7 X 10 CM APPROXIMATELY | REHABILITATION,PHYSIOTHERAPY SUPPLIES
17089 | 4229551400700 | SILICONE GEL, SHEETS, SELF-ADHESIVE THAT CAN BE USED MORE THAN 25 DAYS, FOR SCAR MANAGEMENT, FLEXIBLE MATERIAL, WATERPROOF, 15MM THICKNESS APPROXIMATELY, SIZE 12 X 15 CM APPROXIMATELY, PACK OF 10 | REHABILITATION,PHYSIOTHERAPY SUPPLIES
17090 | 4229551400900 | SILICONE GEL, SHEETS, SELF-ADHESIVE THAT CAN BE USED MORE THAN 10 DAYS, FOR SCAR MANAGEMENT, FLEXIBLE MATERIAL, WATERPROOF, SIZE 10 X 18 CM APPROXIMATELY | REHABILITATION,PHYSIOTHERAPY SUPPLIES
17091 | 4229551401000 | SILICONE GEL SHEET NON-ADHESIVE LINED WITH FABRIC 30 X 40 CM (SCAR MANAGEMENT)... | SUPPLEMENTARY REHAB,PHYSIOTHERAPY SUPPL.
17092 | 4229551401100 | SILICONE GEL SHEET NON-ADHESIVE LINED WITH FABRIC 40 X 50 CM (SCAR MANAGEMENT)... | SUPPLEMENTARY REHAB,PHYSIOTHERAPY SUPPL.
17093 | 4229551401200 | SILICONE GEL SHEET ADHESIVE LINED WITH FABRIC 30 X 40 CM (SCAR MANAGEMENT)... | SUPPLEMENTARY REHAB,PHYSIOTHERAPY SUPPL.
17094 | 4229551401300 | SILICONE GEL SHEET ADHESIVE LINED WITH FABRIC 40 X 50 CM (SCAR MANAGEMENT)... | SUPPLEMENTARY REHAB,PHYSIOTHERAPY SUPPL.
17095 | 4229551401800 | SHEET, SILICONE FOR OTOLOGY, ASSORTED THICKNESS AND SIZES | EAR, NOSE & THROAT SUPPLIES (ENT)
17096 | 4229551604400 | ARTIFICIAL URINARY SPHINCTER WITH OCCLUSIVE CUFF ASSORTED SIZES.... | SUPPLEMENTARY GENERAL CONSUMABLES
17097 | 4229551605000 | CONTROL PUMP WITH ACCESSORY KIT.... | SUPPLEMENTARY GENERAL CONSUMABLES
17098 | 4229551900000 | IMPLANT MALLEABLE PENILE PROSTHESIS HYDROPHILIC COATED 9-10MM STERILE.. | SUPPLEMENTARY GENERAL CONSUMABLES
17099 | 4229551900100 | IMPLANT MALLEABLE PENILE PROSTHESIS HYDROPHILIC COATED 11-12MM STERILE.. | SUPPLEMENTARY GENERAL CONSUMABLES
17100 | 4229552200000 | ACCESSORY PACK, FOR VAGAL NERVE STIMULATOR | NEUROSCIENCES CONSUMABLES SUPPLEMENTARY
17101 | 4229552200100 | VAGAL NERVE STIMULATOR DEVICE, IMPLANTABLE, THE SYSTEM CONTAINS LEAD AND TUNNELER TO STIMULATE VAGUS NERVE | NEUROSCIENCES CONSUMABLES SUPPLEMENTARY
17102 | 4229552300000 | DEVICE TOT OBTURATOR HELICAL PASSERS ONE A TRAUMATIC WINGED GUIDE TRANS OBTURATOR TAPE.. | SUPPLEMENTARY GENERAL CONSUMABLES
17103 | 4229552410300 | INTRAOCULAR LENS ANTERIOR CHAMBER DIOPTER RANGE AS PER PATIENTS REQUIRED | OPHTHALMOLOGY SUPPLIES
17104 | 4229552434900 | INTRAOCULAR LENS, POSTERIOR CHAMBER, PMMA, FIXATION HOLES IN HAPTIC, NON-PRELOADED, DIOPTER RANGE, AS PER PATIENTS REQUIRED | OPHTHALMOLOGY SUPPLIES
17105 | 4229552437500 | "MONOFOCAL INTRAOCULAR LENS, POSTERIOR CHAMBER, ACRYLIC, MULTI-PIECE, NON-PRELOADED, HYDROPHOBIC, UV FILTRATION, POWER RANGE AS PER HOSPITAL REQUEST" | OPHTHALMOLOGY SUPPLIES
17106 | 4229552438000 | PHAKIC, INTRAOCULAR LENS, POSTERIOR CHAMBER, COLLAMER, CORRECTION OF MYOPIA AND ASTIGMATISM, FOR REFRACTIVE SURGERY, DIOPTER RANGE, AS PER HOSPITAL REQUEST | OPHTHALMOLOGY SUPPLIES
17107 | 4229552438500 | IOL INJECTOR, REUSABLE FOR ALCON IOL CARTRIDGE | OPHTHALMOLOGY SUPPLIES
17108 | 4229552500300 | BONE GRAFT WITH BIODEGRADABLE DEMINERALIZED BONE MATRIX MESH 10 CM OR EQUIVALENT, SPINAL | ORTHOPEDIC & SPINAL SUPPLIES
17109 | 4229552500500 | BONE GRAFT WITH BIODEGRADABLE DEMINERALIZED BONE MATRIX MESH 20 CM OR EQUIVALENT, SPINAL | ORTHOPEDIC & SPINAL SUPPLIES
17110 | 4229552500700 | BONE GRAFT WITH BIODEGRADABLE DEMINERALIZED BONE MATRIX MESH 5 CM OR EQUIVALENT, SPINAL | ORTHOPEDIC & SPINAL SUPPLIES
17111 | 4229552501000 | DEHYDRATED AMNIOTIC MEMBRANE, SQUARE SHEET 3 X 3 CM OR MORE, MULTI LAYERS, 100 MICRONS, STERILE | OPHTHALMOLOGY SUPPLIES
17112 | 4229552503100 | NATIVE COLLAGEN-ELASTIN MATRIX SINGLE STEP PROCEDURE FOR DERMAL REGENERATION ( USED WITH SKIN GRAFT ) NON CHEMICAL CROSS LINKED ROOM TEMPERATURE STORAGE THICKNESS NOT MORE THAN 1 MM SIZE 300 X 200 MM (+/- 20 MM).. | SUPPLEMENTARY GENERAL CONSUMABLES
17113 | 4229552503200 | NATIVE COLLAGEN-ELASTIN MATRIX TWO STEP PROCEDURE ( USED WITH SKIN GRAFT ) FOR DERMAL REGENERATION NON CHEMICAL CROSS LINKED ROOM TEMPERATURE STORAGE THICKNESS NOT MORE THAN 2 MM SIZE 300 X 200 MM (+/- 20 MM).. | SUPPLEMENTARY GENERAL CONSUMABLES
17114 | 4229552503400 | NATIVE COLLAGEN-ELASTIN MATRIX SINGLE STEP PROCEDURE FOR DERMAL REGENERATION ( USED WITH SKIN GRAFT ) NON CHEMICAL CROSS LINKED ROOM TEMPERATURE STORAGE THICKNESS NOT MORE THAN 1 MM SIZE 140X 100 MM (+/- 20 MM).. | SUPPLEMENTARY GENERAL CONSUMABLES
17115 | 4229552503800 | ALLOGRAFT, BONE SUBSTITUTE ALLOGRAFT BLOCK | DENTAL GENERAL SUPPLIES
17116 | 4229552503900 | ALLOGRAFT, BONE SUBSTITUTE OSTEOINDUCTIVE PUTTY (0.5 CC) OR EQUIVALENT | DENTAL GENERAL SUPPLIES
17117 | 4229552504000 | ALLOGRAFT, BONE SUBSTITUTE OSTEOINDUCTIVE PUTTY (1.0 CC) OR EQUIVALENT | DENTAL GENERAL SUPPLIES
17118 | 4229552504100 | ALLOGRAFT, BONE SUBSTITUTE OSTEOINDUCTIVE PUTTY (2.0 CC) OR EQUIVALENT | DENTAL GENERAL SUPPLIES
17119 | 4229552504200 | ALLOGRAFT BONE PARTICULATE (0.25–1.0 MM), (0.5 CC), CORTICAL, CANCELLOUS OR MIXED CORTICAL-CANCELLOUS, WITH OSTEOCONDUCTIVE AND/OR OSTEOINDUCTIVE PROPERTIES | DENTAL GENERAL SUPPLIES
17120 | 4229552504300 | ALLOGRAFT BONE PARTICULATE (0.25–1.0 MM), (1.0 CC), CORTICAL, CANCELLOUS OR MIXED CORTICAL-CANCELLOUS, WITH OSTEOCONDUCTIVE AND/OR OSTEOINDUCTIVE PROPERTIES | DENTAL GENERAL SUPPLIES
17121 | 4229552504400 | ALLOGRAFT BONE PARTICULATE (0.25–1.0 MM), (1.5 CC), CORTICAL, CANCELLOUS OR MIXED CORTICAL-CANCELLOUS, WITH OSTEOCONDUCTIVE AND/OR OSTEOINDUCTIVE PROPERTIES | DENTAL GENERAL SUPPLIES
17122 | 4229552504500 | ALLOGRAFT BONE PARTICULATE (0.25–1.0 MM), (2.0 CC), CORTICAL, CANCELLOUS OR MIXED CORTICAL-CANCELLOUS, WITH OSTEOCONDUCTIVE AND/OR OSTEOINDUCTIVE PROPERTIES | DENTAL GENERAL SUPPLIES
17123 | 4229552504600 | ALLOGRAFT BONE PARTICULATE (1.00–2.0 MM), (0.5 CC), CORTICAL, CANCELLOUS OR MIXED CORTICAL-CANCELLOUS, WITH OSTEOCONDUCTIVE AND/OR OSTEOINDUCTIVE PROPERTIES | DENTAL GENERAL SUPPLIES
17124 | 4229552504700 | ALLOGRAFT BONE PARTICULATE (1.00–2.0 MM), (1.0 CC), CORTICAL, CANCELLOUS OR MIXED CORTICAL-CANCELLOUS, WITH OSTEOCONDUCTIVE AND/OR OSTEOINDUCTIVE PROPERTIES | DENTAL GENERAL SUPPLIES
17125 | 4229552504800 | ALLOGRAFT BONE PARTICULATE (1.00–2.0 MM), (1.5 CC), CORTICAL, CANCELLOUS OR MIXED CORTICAL-CANCELLOUS, WITH OSTEOCONDUCTIVE AND/OR OSTEOINDUCTIVE PROPERTIES | DENTAL GENERAL SUPPLIES
17126 | 4229552504900 | ALLOGRAFT BONE PARTICULATE (1.00–2.0 MM), (2.0 CC), CORTICAL, CANCELLOUS OR MIXED CORTICAL-CANCELLOUS, WITH OSTEOCONDUCTIVE AND/OR OSTEOINDUCTIVE PROPERTIES | DENTAL GENERAL SUPPLIES
17127 | 4229552505000 | DERMAL ALLOGRAFT TISSUE FOR SOFT TISSUE AUGMENTATION 10 X 10 MM - THICK (1.0 - 1.5 MM) | DENTAL GENERAL SUPPLIES
17128 | 4229552505100 | DERMAL ALLOGRAFT TISSUE FOR SOFT TISSUE AUGMENTATION 10 X 10 MM - THIN (0.5 - 1.0 MM) | DENTAL GENERAL SUPPLIES
17129 | 4229552505200 | DERMAL ALLOGRAFT TISSUE FOR SOFT TISSUE AUGMENTATION 10 X 20 MM - THIN (0.5 - 1.0 MM) | DENTAL GENERAL SUPPLIES
17130 | 4229552505300 | DERMAL ALLOGRAFT TISSUE FOR SOFT TISSUE AUGMENTATION 10 X 20 MM - THICK (1.0 - 1.5 MM) | DENTAL GENERAL SUPPLIES
17131 | 4229552505400 | DERMAL ALLOGRAFT TISSUE FOR SOFT TISSUE AUGMENTATION 10 X 40 MM - THIN (0.5 - 1.0 MM) | DENTAL GENERAL SUPPLIES
17132 | 4229552505500 | DERMAL ALLOGRAFT TISSUE FOR SOFT TISSUE AUGMENTATION 10 X 40 MM - THICK (1.0 - 1.5 MM) | DENTAL GENERAL SUPPLIES
17133 | 4229552505600 | DERMAL ALLOGRAFT TISSUE FOR SOFT TISSUE AUGMENTATION 20 X 40 MM - THIN (0.5 - 1.0 MM) | DENTAL GENERAL SUPPLIES
17134 | 4229552505700 | DERMAL ALLOGRAFT TISSUE FOR SOFT TISSUE AUGMENTATION 20 X 40 MM - THICK (1.0 - 1.5 MM) | DENTAL GENERAL SUPPLIES
17135 | 4229552505800 | ALLOPLASTIC BONE SUBSTITUTE MATERIAL OSTEOCONDUCTIVE, SMALL GRANULES SIZE (100 - 200 M) (0.5 MG) OR EQUIVALENT | DENTAL GENERAL SUPPLIES
17136 | 4229552505900 | ALLOPLASTIC BONE SUBSTITUTE MATERIAL OSTEOCONDUCTIVE, SMALL GRANULES SIZE (100 - 200 M) (1.0 MG) OR EQUIVALENT | DENTAL GENERAL SUPPLIES
17137 | 4229552506000 | ALLOPLASTIC BONE SUBSTITUTE MATERIAL OSTEOCONDUCTIVE, SMALL GRANULES SIZE (100 - 200 M) (2.0 MG) OR EQUIVALENT | DENTAL GENERAL SUPPLIES
17138 | 4229552506100 | XENOGRAFT BONE SUBSTITUTE MATERIAL OSTEOCONDUCTIVE BOVINE OR HORSE IN ORIGIN LARGE GRANULES (1000 - 2000) (0.5 G) OR EQUIVALENT | DENTAL GENERAL SUPPLIES
17139 | 4229552506200 | XENOGRAFT BONE SUBSTITUTE MATERIAL OSTEOCONDUCTIVE BOVINE OR HORSE IN ORIGIN LARGE GRANULES (1000 - 2000) (1.0 G) OR EQUIVALENT | DENTAL GENERAL SUPPLIES
17140 | 4229552506300 | XENOGRAFT BONE SUBSTITUTE MATERIAL OSTEOCONDUCTIVE BOVINE OR HORSE IN ORIGIN LARGE GRANULES (1000 - 2000) (2.0 G) OR EQUIVALENT | DENTAL GENERAL SUPPLIES
17141 | 4229552506400 | XENOGRAFT BONE SUBSTITUTE MATERIAL OSTEOCONDUCTIVE BOVINE OR HORSE IN ORIGIN SMALL GRANULES (250 - 1000) (0.5 G) OR EQUIVALENT | DENTAL GENERAL SUPPLIES
17142 | 4229552506600 | XENOGRAFT BONE SUBSTITUTE MATERIAL OSTEOCONDUCTIVE BOVINE OR HORSE IN ORIGIN SMALL GRANULES (250 - 1000) (2.0 G) OR EQUIVALENT | DENTAL GENERAL SUPPLIES
17143 | 4229552507900 | MESH / GRAFT BIOLOGICAL ACELLULAR NON - CROSS - LINKED WITH OPEN COLLAGEN STRUCTURE FOR HERNIA AND ABDOMINAL WALL SIZE 10 CM X 15 CM ( +/- 2 CM ) DISPOSABLE STERILE.. | SUPPLEMENTARY GENERAL CONSUMABLES
17144 | 4229552508000 | MESH / GRAFT BIOLOGICAL ACELLULAR NON - CROSS - LINKED WITH OPEN COLLAGEN STRUCTURE FOR HERNIA AND ABDOMINAL WALL SIZE 10 CM X 20 CM ( +/- 2 CM ) DISPOSABLE STERILE.. | SUPPLEMENTARY GENERAL CONSUMABLES
17145 | 4229552508100 | MESH / GRAFT BIOLOGICAL ACELLULAR NON - CROSS - LINKED WITH OPEN COLLAGEN STRUCTURE FOR HERNIA AND ABDOMINAL WALL SIZE 15 CM X 20 CM ( +/- 2 CM ) DISPOSABLE STERILE.. | SUPPLEMENTARY GENERAL CONSUMABLES
17146 | 4229552508200 | MESH / GRAFT BIOLOGICAL ACELLULAR NON - CROSS - LINKED WITH OPEN COLLAGEN STRUCTURE FOR HERNIA AND ABDOMINAL WALL SIZE 15 CM X 25 CM ( +/- 2 CM ) DISPOSABLE STERILE.. | SUPPLEMENTARY GENERAL CONSUMABLES
17147 | 4229552508300 | MESH / GRAFT BIOLOGICAL ACELLULAR NON - CROSS - LINKED WITH OPEN COLLAGEN STRUCTURE FOR HERNIA AND ABDOMINAL WALL SIZE 20 CM X 25 CM ( +/- 2 CM ) DISPOSABLE STERILE.. | SUPPLEMENTARY GENERAL CONSUMABLES
17148 | 4229552508400 | GRAFT DEHYDRATED MULTIPLE LAYERS AMNION/CHORION MEMBRANE GRAFT NON - VIABLE CELLULAR AMNIOTIC SIZE 7 X 7 CM (+\ - 1 CM).. | SUPPLEMENTARY GENERAL CONSUMABLES
17149 | 4229552508500 | GRAFT DEHYDRATED MULTIPLE LAYERS AMNION/CHORION MEMBRANE GRAFT NON - VIABLE CELLULAR AMNIOTIC SIZE 4 X 4 CM (+\ - 1 CM).. | SUPPLEMENTARY GENERAL CONSUMABLES
17150 | 4229552508600 | DURAL PATCH, FOR NEURO SURGERY DURAL REPAIR, ONLAY, DERIVED FROM BOVINE, SIZE: 4 X 5 INCH (+/- 1 INCH), STERILE | NEUROSCIENCES CONSUMABLES SUPPLEMENTARY
17151 | 4229552508700 | NATIVE COLLAGEN-ELASTIN MATRIX SINGLE STEP PROCEDURE FOR DERMAL REGENERATION ( USED WITH SKIN GRAFT ) NON CHEMICAL CROSS LINKED ROOM TEMPERATURE STORAGE THICKNESS NOT MORE THAN 1 MM SIZE 70 X 50 MM (+/- 5 MM).. | SUPPLEMENTARY GENERAL CONSUMABLES
17152 | 4229552508800 | NATIVE COLLAGEN-ELASTIN MATRIX SINGLE STEP PROCEDURE FOR DERMAL REGENERATION ( USED WITH SKIN GRAFT ) NON CHEMICAL CROSS LINKED ROOM TEMPERATURE STORAGE THICKNESS NOT MORE THAN 2 MM SIZE 150 X 100 MM (+/- 20 MM).. | SUPPLEMENTARY GENERAL CONSUMABLES
17153 | 4229552508900 | DEHYDRATED AMNIOTIC MEMBRANE, SQUARE SHEET 3 X 3 CM OR MORE, SINGLE LAYERS, 35-50 MICRONS, STERILE | OPHTHALMOLOGY SUPPLIES
17154 | 4229552510000 | MESH FULLY RESORBABLE SCAFFOLD FOR SOFT TISSUE RECONSTRUCTION WITH ABSORBABLE ANTI - ADHESION BARRIER SEPRA TECHNOLOGY 20 X 30 CM ( +/- 2 CM ) STERILE.. | SUPPLEMENTARY GENERAL CONSUMABLES
17155 | 4229552511200 | REGENERATIVE MATRIX TISSUE OR EQUIVALENT | EAR, NOSE & THROAT SUPPLIES (ENT)
17156 | 4229552511800 | GRAFT, ALLOGENIC CARTILAGE, 30 - 60 MM FOR NOSE | EAR, NOSE & THROAT SUPPLIES (ENT)
17157 | 4229552511900 | GRAFT, ALLOGENIC CARTILAGE, 60 - 90 MM FOR NOSE | EAR, NOSE & THROAT SUPPLIES (ENT)
17158 | 4229552512200 | GRAFT, PERICARDIUM OR FASCIA LATA, 30MMX40MM | EAR, NOSE & THROAT SUPPLIES (ENT)
17159 | 4229552512400 | GRAFT, PERICARDIUM OR FASCIA LATA, 40MMX70MM | EAR, NOSE & THROAT SUPPLIES (ENT)
17160 | 4229552512500 | GRAFT, PERICARDIUM OR FASCIA LATA, 60MMX120MM | EAR, NOSE & THROAT SUPPLIES (ENT)
17161 | 4229552512600 | ACELLULAR DERMAL MATRIX DERIVED FROM HUMAN COLLAGEN AND ELASTIN MICROPERFORATED FOR SOFT TISSUE RECONSTRUCTION THICKNESS 0.6 - 1.05 MM SIZE 18 X 20 CM FULLY EXPANDED STERILE .... | SUPPLEMENTARY GENERAL CONSUMABLES
17162 | 4229552512700 | ACELLULAR DERMAL MATRIX DERIVED FROM HUMAN COLLAGEN AND ELASTIN MICROPERFORATED FOR SOFT TISSUE RECONSTRUCTION THICKNESS 0.6 - 1.05 / MM SIZE 8 X 20 CM STERILE .... | SUPPLEMENTARY GENERAL CONSUMABLES
17163 | 4229552512800 | ACELLULAR DERMAL MATRIX DERIVED FROM HUMAN COLLAGEN AND ELASTIN UNMESHED FOR SOFT TISSUE RECONSTRUCTION THICKNESS 1.25 - 2 MM SIZE 8 X 20 CM STERILE.... | SUPPLEMENTARY GENERAL CONSUMABLES
17164 | 4229552512900 | HEMOSTATIC ABSORBABLE OXIDIZED CELLULOSE -NON-REGENERATED- MULTILAYER TRIUM FIBRILLAR ADVANCED MATERIAL SIZE: 10 X 10 CM (+/- 1 CM) STERILE... | SUPPLEMENTARY GENERAL CONSUMABLES
17165 | 4229552513000 | MESH TISSUE REINFORCEMENT WITH UNIQUE BIOSYNTHETIC WEB SCAFFOLD HERNIA RECONSTRUCTION MADE OF 67% POLYGLYCOLIC ACID (PGA): 33% TRI = METHYLENECARBONATE (TMC) 1MM THICKNESS COLLAGEN REPLACEMENT RATIO 1:1 SIZE 20 CM X 20 CM STERILE DISPOSABLE... | SUPPLEMENTARY GENERAL CONSUMABLES
17166 | 4229552513100 | MESH TISSUE REINFORCEMENT WITH UNIQUE BIOSYNTHETIC WEB SCAFFOLD HERNIA RECONSTRUCTION MADE OF 67% POLYGLYCOLIC ACID (PGA): 33% TRI = METHYLENECARBONATE (TMC) 1MM THICKNESS COLLAGEN REPLACEMENT RATIO 1:1 SIZE 20 CM X 30 CM CUSTOMIZED STERILE DISPOSABLE... | SUPPLEMENTARY GENERAL CONSUMABLES
17167 | 4229552513600 | BIOLOGICAL MEMBRANES FOR BREAST RECONSTRUCTION PROTECTIVE POUCH 2 RESORBABLE MONOFILAMENT SUTURES PURSE STRING THICKNESS 0.5 MM ASSORTED SIZES STERILE.... | SUPPLEMENTARY GENERAL CONSUMABLES
17168 | 4229552513700 | EXTRA CELLULAR BILAYER BOVINE PERICARDIUM MEMBRANE LOW BIOLOGIC MASS SHEET FOR RECONSTRUCTIVE SURGERY SIZE 10 X 15 CM ( +/- 2 CM ) / THICKNESS 0.5MM STERILE .... | SUPPLEMENTARY GENERAL CONSUMABLES
17169 | 4229552513800 | EXTRA CELLULAR BILAYER BOVINE PERICARDIUM MEMBRANE LOW BIOLOGIC MASS SHEET FOR RECONSTRUCTIVE SURGERY SIZE 15 X 20 CM ( +/- 2 CM ) THICKNESS 0.5MM STERILE .... | SUPPLEMENTARY GENERAL CONSUMABLES
17170 | 4229552513900 | EXTRA CELLULAR BILAYER BOVINE PERICARDIUM MEMBRANE LOW BIOLOGIC MASS SHEET FOR RECONSTRUCTIVE SURGERY SIZE 20 X 10 CM ( +/- 2 CM ) THICKNESS 0.5MM STERILE.... | SUPPLEMENTARY GENERAL CONSUMABLES
17171 | 4229552514000 | MESH TRI-LAYER 3D SCAFFOLD BIOMATERIAL POLYGLYCOLIC ACID AND TRIMETHYLENE CARBONATE MACROPOROUS MONOFILAMENT PTFE KNIT 10X15 CM ( +/- 2CM ) OVAL... | SUPPLEMENTARY GENERAL CONSUMABLES
17172 | 4229552514100 | MESH TRI-LAYER 3D SCAFFOLD BIOMATERIAL POLYGLYCOLIC ACID AND TRIMETHYLENE CARBONATE MACROPOROUS MONOFILAMENT PTFE KNIT 30 X 40 CM ( +/- 3CM ) RECTANGLE... | SUPPLEMENTARY GENERAL CONSUMABLES
17173 | 4229552514200 | XENOGRAFT BONE SUBSTITUTE MATERIAL OSTEOCONDUCTIVE BOVINE OR HORSE IN ORIGIN SMALL GRANULES (250 - 1000) (1 G) OR EQUIVALENT | DENTAL GENERAL SUPPLIES
17174 | 4229553001200 | TUBE, VENTILATION SHEPARD, WITHOUT WIRE, FLUOROPLASTIC, ASSORTED SIZES | EAR, NOSE & THROAT SUPPLIES (ENT)
17175 | 4229553001300 | TUBE, VENTILATION SHAH, WITHOUT WIRE, ASSORTED SIZES | EAR, NOSE & THROAT SUPPLIES (ENT)
17176 | 4229553001400 | REPLACEMENT TUBING FOR TYMPANOMETER, COMPATIBLE WITH END USER EQUIPMENT | EAR, NOSE & THROAT SUPPLIES (ENT)
17177 | 4229553001500 | TUBE, EXPANDER, FOR HEARING AID | EAR, NOSE & THROAT SUPPLIES (ENT)
17178 | 4229553001600 | TUBE, VENTILATION ARMSTRONG, SILICONE | EAR, NOSE & THROAT SUPPLIES (ENT)
17179 | 4229553001700 | TUBE, VENTILATION COLLAR BUTTON, FLUOROPLASTIC, ASSORTED SIZES | EAR, NOSE & THROAT SUPPLIES (ENT)
17180 | 4229553001800 | TUBE, VENTILATION COLLAR BUTTON, TITANIUM, ASSORTED SIZES | EAR, NOSE & THROAT SUPPLIES (ENT)
17181 | 4229553201000 | TESTICULAR PROSTHESIS SILICONE ASSORTED SIZES STERILE.... | SUPPLEMENTARY GENERAL CONSUMABLES
17182 | 4229553300300 | DEVICE, NASAL INTRANASAL MUCOSAL ATOMIZATION, WITH 3 ML SYRINGE, LATEX FREE, DISPOSABLE | RESPIRATORY AND ANESTHESIA TENDER
17183 | 4229553401000 | CHARGING UNIT, RELATED TO 12 CHANNEL ELECTRODE COCHLEAR IMPLANT ON EAR PROCESSOR | EAR, NOSE & THROAT SUPPLIES (ENT)
17184 | 4229553402900 | MICROPHONE COVER, RELATED TO 12 CHANNEL ELECTRODE COCHLEAR IMPLANT OFF EAR PROCESSOR | EAR, NOSE & THROAT SUPPLIES (ENT)
17185 | 4229553405400 | COIL MAGNET FOR 22 CHANNEL ELECTRODE COCHLEAR IMPLANT ON EAR SPEECH PROCESSOR (STRENGTH AND TYPE AS REQUESTED BY END USER) | EAR, NOSE & THROAT SUPPLIES (ENT)
17186 | 4229553405500 | DL COIL BASE PART, RELATED TO 12 CHANNEL ELECTRODE COCHLEAR IMPLANT ON EAR PROCESSOR | EAR, NOSE & THROAT SUPPLIES (ENT)
17187 | 4229553405600 | DL COIL CABLE, RELATED TO 12 CHANNEL ELECTRODE COCHLEAR IMPLANT ON EAR PROCESSOR | EAR, NOSE & THROAT SUPPLIES (ENT)
17188 | 4229553406200 | EARHOOK, RELATED TO COCHLEAR IMPLANT 12 ELECTRODE ARRAY, SIZES AT END USER REQUEST | EAR, NOSE & THROAT SUPPLIES (ENT)
17189 | 4229553406300 | MOISTURE ABSORBER, DRYING FOR HEARING DEVICES, CAPSULES OR EQUIVALENT | EAR, NOSE & THROAT SUPPLIES (ENT)
17190 | 4229553407000 | BATTERY PACK FRAME, RELATED TO 12 CHANNEL ELECTRODE COCHLEAR IMPLANT ON EAR PROCESSOR | EAR, NOSE & THROAT SUPPLIES (ENT)
17191 | 4229553407800 | BATTERY PACK COVER, RELATED TO 12 CHANNEL ELECTRODE COCHLEAR IMPLANT ON EAR PROCESSOR. UNIT OF MEASURE IS EACH. | EAR, NOSE & THROAT SUPPLIES (ENT)
17192 | 4229553407900 | PISTON, PLATINUM/FLUOROPLASTIC STAPES PROSTHESIS, 0.6 MM SIZE 4.25 OR EQUIVALENT | EAR, NOSE & THROAT SUPPLIES (ENT)
17193 | 4229553408000 | PISTON, PLATINUM/FLUOROPLASTIC STAPES PROSTHESIS, 0.6 MM SIZE 4.5 OR EQUIVALENT | EAR, NOSE & THROAT SUPPLIES (ENT)
17194 | 4229553408800 | PROSTHESIS, PARTIAL OSSICULAR REPLACEMENT, TITANIUM, (READY MADE AS SINGLE UNIT), SIZE 3.25 OR EQUIVALENT | EAR, NOSE & THROAT SUPPLIES (ENT)
17195 | 4229553409100 | PISTON, TITANIUM STAPES PROSTHESIS, 0.4 DIAMETER, SIZE 4.5 OR EQUIVALENT | EAR, NOSE & THROAT SUPPLIES (ENT)
17196 | 4229553409200 | PISTON, TITANIUM STAPES PROSTHESIS, 0.6 DIAMETER, SIZE 4.5 OR EQUIVALENT | EAR, NOSE & THROAT SUPPLIES (ENT)
17197 | 4229553409300 | PISTON, TITANIUM STAPES PROSTHESIS, 0.6 DIAMETER, SIZE 5 OR EQUIVALENT | EAR, NOSE & THROAT SUPPLIES (ENT)
17198 | 4229553409500 | PISTON, TITANIUM STAPES PROSTHESIS, 0.4 DIAMETER, SIZE 5 OR EQUIVALENT | EAR, NOSE & THROAT SUPPLIES (ENT)
17199 | 4229553409600 | PISTON, TITANIUM STAPES PROSTHESIS, 0.6 DIAMETER, SIZE 4 OR EQUIVALENT | EAR, NOSE & THROAT SUPPLIES (ENT)
17200 | 4229553409800 | PISTON, TITANIUM STAPES PROSTHESIS, 0.4 DIAMETER, SIZE 4.75 OR EQUIVALENT | EAR, NOSE & THROAT SUPPLIES (ENT)
17201 | 4229553409900 | PISTON, TITANIUM STAPES PROSTHESIS, 0.4 DIAMETER, SIZE 4 OR EQUIVALENT | EAR, NOSE & THROAT SUPPLIES (ENT)
17202 | 4229553410100 | ADAPTOR, FOR RECHARGEABLE BATTERY RELATED TO 12 CHANNEL ELECTRODE COCHLEAR IMPLANT ON EAR PROCESSOR | EAR, NOSE & THROAT SUPPLIES (ENT)
17203 | 4229553410400 | WIRELESS CONNECTIVITY SYSTEM, CONNECTS WITH ALL HEARING AIDS, COCHLEAR IMPLANT AND BONE ANCHORED DEVICES SPEECH PROCESSORS, USED FOR ALL AGES WITH MULTIPLE RECEIVER OPTIONS AS REQUESTED BY END USER. | EAR, NOSE & THROAT SUPPLIES (ENT)
17204 | 4229553410500 | IMPLANTABLE BONE CONDUCTION HEARING SYSTEM FOR CONDUCTIVE OR MIXED HEARING LOSS | EAR, NOSE & THROAT SUPPLIES (ENT)
17205 | 4229553410900 | PISTON, TITANIUM STAPES PROSTHESIS, 0.4 DIAMETER, SIZE 9 OR EQUIVALENT | EAR, NOSE & THROAT SUPPLIES (ENT)
17206 | 4229553411100 | PISTON, TITANIUM STAPES PROSTHESIS, 0.6 DIAMETER, SIZE 8 OR EQUIVALENT | EAR, NOSE & THROAT SUPPLIES (ENT)
17207 | 4229553411300 | PROSTHESIS, PARTIAL OSSICULAR REPLACEMENT, TITANIUM, WITH MALLEUS NOTCH (READY MADE AS SINGLE UNIT), SIZE 3.5 OR EQUIVALENT | EAR, NOSE & THROAT SUPPLIES (ENT)
17208 | 4229553411400 | PROSTHESIS, PARTIAL OSSICULAR REPLACEMENT, TITANIUM, WITH MALLEUS NOTCH (READY MADE AS SINGLE UNIT), SIZE 1.75 OR EQUIVALENT | EAR, NOSE & THROAT SUPPLIES (ENT)
17209 | 4229553411500 | PROSTHESIS, PARTIAL OSSICULAR REPLACEMENT, TITANIUM, ADJUSTABLE LENGTH WITH MALLEUS NOTCH WITH DISPOSABLE SIZER (READY MADE AS SINGLE UNIT) OR EQUIVALENT | EAR, NOSE & THROAT SUPPLIES (ENT)
17210 | 4229553412400 | PROSTHESIS, PARTIAL OSSICULAR REPLACEMENT, TITANIUM, WITH MALLEUS NOTCH (READY MADE AS SINGLE UNIT), SIZE 2.25 OR EQUIVALENT | EAR, NOSE & THROAT SUPPLIES (ENT)
17211 | 4229553412500 | PROSTHESIS, PARTIAL OSSICULAR REPLACEMENT, TITANIUM, WITH MALLEUS NOTCH (READY MADE AS SINGLE UNIT), SIZE 2.75 OR EQUIVALENT | EAR, NOSE & THROAT SUPPLIES (ENT)
17212 | 4229553412600 | PROSTHESIS, PARTIAL OSSICULAR REPLACEMENT, TITANIUM, WITH MALLEUS NOTCH (READY MADE AS SINGLE UNIT), SIZE 3.25 OR EQUIVALENT | EAR, NOSE & THROAT SUPPLIES (ENT)
17213 | 4229553413200 | PISTON, TITANIUM STAPES PROSTHESIS, 0.4 DIAMETER, SIZE 8 OR EQUIVALENT | EAR, NOSE & THROAT SUPPLIES (ENT)
17214 | 4229553413300 | PISTON, TITANIUM STAPES PROSTHESIS SELF CRIMPED, 0.4 DIAMETER, SIZE 4.75 OR EQUIVALENT | EAR, NOSE & THROAT SUPPLIES (ENT)
17215 | 4229553413400 | PISTON, TITANIUM STAPES PROSTHESIS SELF CRIMPED, 0.4 DIAMETER, SIZE 5 OR EQUIVALENT | EAR, NOSE & THROAT SUPPLIES (ENT)
17216 | 4229553413600 | PROSTHESIS, PARTIAL OSSICULAR REPLACEMENT, TITANIUM, WITH FLEXIBLE NECK ADJUSTABLE LENGTH WITH DISPOSABLE SIZER (READY MADE AS SINGLE UNIT) OR EQUIVALENT | EAR, NOSE & THROAT SUPPLIES (ENT)
17217 | 4229553413700 | PISTON, TITANIUM STAPES PROSTHESIS, 0.6 DIAMETER, SIZE 10 OR EQUIVALENT | EAR, NOSE & THROAT SUPPLIES (ENT)
17218 | 4229553413800 | PISTON, TITANIUM STAPES PROSTHESIS SELF CRIMPED, 0.4 DIAMETER, SIZE 3.5 OR EQUIVALENT | EAR, NOSE & THROAT SUPPLIES (ENT)
17219 | 4229553413900 | PROSTHESIS, PARTIAL OSSICULAR REPLACEMENT, TITANIUM, (READY MADE AS SINGLE UNIT), SIZE 1.75 OR EQUIVALENT | EAR, NOSE & THROAT SUPPLIES (ENT)
17220 | 4229553414000 | PROSTHESIS, PARTIAL OSSICULAR REPLACEMENT, TITANIUM, (READY MADE AS SINGLE UNIT), SIZE 2 OR EQUIVALENT | EAR, NOSE & THROAT SUPPLIES (ENT)
17221 | 4229553414100 | PROSTHESIS, PARTIAL OSSICULAR REPLACEMENT, TITANIUM, (READY MADE AS SINGLE UNIT), SIZE 2.25 OR EQUIVALENT | EAR, NOSE & THROAT SUPPLIES (ENT)
17222 | 4229553414200 | PROSTHESIS, PARTIAL OSSICULAR REPLACEMENT, HYDROXYAPATITE, (READY MADE AS SINGLE UNIT), SIZE 3.25 OR EQUIVALENT | EAR, NOSE & THROAT SUPPLIES (ENT)
17223 | 4229553414300 | PROSTHESIS, PARTIAL OSSICULAR REPLACEMENT, HYDROXYAPATITE, (READY MADE AS SINGLE UNIT), SIZE 3.5 OR EQUIVALENT | EAR, NOSE & THROAT SUPPLIES (ENT)
17224 | 4229553414400 | PROSTHESIS, PARTIAL OSSICULAR REPLACEMENT, HYDROXYAPATITE HEAD/ TITANIUM SHAFT, SIZE 2 MM (READY MADE AS SINGLE UNIT) OR EQUIVALENT | EAR, NOSE & THROAT SUPPLIES (ENT)
17225 | 4229553414500 | PROSTHESIS, PARTIAL OSSICULAR REPLACEMENT, TITANIUM, ADJUSTABLE LENGTH WITH DISPOSABLE SIZER (READY MADE AS SINGLE UNIT) OR EQUIVALENT | EAR, NOSE & THROAT SUPPLIES (ENT)
17226 | 4229553414700 | PISTON, TITANIUM STAPES PROSTHESIS, 0.4 DIAMETER, SIZE 10 OR EQUIVALENT | EAR, NOSE & THROAT SUPPLIES (ENT)
17227 | 4229553414800 | PISTON, TITANIUM STAPES PROSTHESIS, 0.6 DIAMETER, SIZE 3.75 OR EQUIVALENT | EAR, NOSE & THROAT SUPPLIES (ENT)
17228 | 4229553414900 | PROSTHESIS, TOTAL OSSICULAR REPLACEMENT HYDROXYAPATITE PROSTHESIS, SIZE 4.75MM OR EQUIVALENT | EAR, NOSE & THROAT SUPPLIES (ENT)
17229 | 4229553415000 | PISTON, PLATINUM/TITANIUM STAPES PROSTHESIS, SIZE 4.25 OR EQUIVALENT | EAR, NOSE & THROAT SUPPLIES (ENT)
17230 | 4229553415100 | PISTON, PLATINUM/TITANIUM STAPES PROSTHESIS, SIZE 4.5 OR EQUIVALENT | EAR, NOSE & THROAT SUPPLIES (ENT)
17231 | 4229553415300 | PISTON, TITANIUM STAPES PROSTHESIS, 0.6 DIAMETER, SIZE 5.25 OR EQUIVALENT | EAR, NOSE & THROAT SUPPLIES (ENT)
17232 | 4229553415400 | PISTON, TITANIUM STAPES PROSTHESIS SELF CRIMPED, 0.4 DIAMETER, SIZE 4 OR EQUIVALENT | EAR, NOSE & THROAT SUPPLIES (ENT)
17233 | 4229553415500 | PROSTHESIS, STAPES FOOTPLATE TITANIUM SHOE | EAR, NOSE & THROAT SUPPLIES (ENT)
17234 | 4229553415600 | PISTON, TITANIUM STAPES PROSTHESIS SELF CRIMPED, 0.6 DIAMETER, SIZE 3.75 OR EQUIVALENT | EAR, NOSE & THROAT SUPPLIES (ENT)
17235 | 4229553415700 | PISTON, TITANIUM STAPES PROSTHESIS SELF CRIMPED, 0.6 DIAMETER, SIZE 4 OR EQUIVALENT | EAR, NOSE & THROAT SUPPLIES (ENT)
17236 | 4229553415900 | PISTON, TITANIUM STAPES PROSTHESIS, 0.6 DIAMETER, SIZE 7 OR EQUIVALENT | EAR, NOSE & THROAT SUPPLIES (ENT)
17237 | 4229553416100 | PISTON, TITANIUM STAPES PROSTHESIS, 0.6 DIAMETER, SIZE 9 OR EQUIVALENT | EAR, NOSE & THROAT SUPPLIES (ENT)
17238 | 4229553416200 | PISTON, TITANIUM STAPES PROSTHESIS, 0.6 DIAMETER, SIZE 5.5 OR EQUIVALENT | EAR, NOSE & THROAT SUPPLIES (ENT)
17239 | 4229553417000 | PISTON, TITANIUM STAPES PROSTHESIS SELF CRIMPED, 0.4 DIAMETER, SIZE 5.25 OR EQUIVALENT | EAR, NOSE & THROAT SUPPLIES (ENT)
17240 | 4229553417300 | PISTON, TITANIUM STAPES PROSTHESIS, 0.6 DIAMETER, SIZE 3.5 OR EQUIVALENT | EAR, NOSE & THROAT SUPPLIES (ENT)
17241 | 4229553417400 | PISTON, TITANIUM STAPES PROSTHESIS SELF CRIMPED, 0.4 DIAMETER, SIZE 4.25 OR EQUIVALENT | EAR, NOSE & THROAT SUPPLIES (ENT)
17242 | 4229553417600 | PISTON, TITANIUM STAPES PROSTHESIS SELF CRIMPED, 0.4 DIAMETER, SIZE 3.75 OR EQUIVALENT | EAR, NOSE & THROAT SUPPLIES (ENT)
17243 | 4229553417700 | PISTON, TITANIUM STAPES PROSTHESIS SELF CRIMPED, 0.4 DIAMETER, SIZE 5.5 OR EQUIVALENT | EAR, NOSE & THROAT SUPPLIES (ENT)
17244 | 4229553417800 | PISTON, TITANIUM STAPES PROSTHESIS SELF CRIMPED, 0.6 DIAMETER, SIZE 3.5 OR EQUIVALENT | EAR, NOSE & THROAT SUPPLIES (ENT)
17245 | 4229553417900 | PISTON, TITANIUM STAPES PROSTHESIS, 0.6 DIAMETER, SIZE 6 OR EQUIVALENT | EAR, NOSE & THROAT SUPPLIES (ENT)
17246 | 4229553418000 | PISTON, FLUOROPLASTIC STAPES PROSTHESIS, 0.4 DIAMETER, TRIMMABLE SIZE 6 OR ABOVE OR EQUIVALENT | EAR, NOSE & THROAT SUPPLIES (ENT)
17247 | 4229553418100 | PISTON, FLUOROPLASTIC STAPES PROSTHESIS, 0.6 DIAMETER, SIZE 4.25 OR EQUIVALENT | EAR, NOSE & THROAT SUPPLIES (ENT)
17248 | 4229553418200 | PISTON, FLUOROPLASTIC STAPES PROSTHESIS, 0.6 DIAMETER, SIZE 4.5 OR EQUIVALENT | EAR, NOSE & THROAT SUPPLIES (ENT)
17249 | 4229553418300 | PISTON, FLUOROPLASTIC STAPES PROSTHESIS, 0.6 DIAMETER, SIZE 4.75 OR EQUIVALENT | EAR, NOSE & THROAT SUPPLIES (ENT)
17250 | 4229553418900 | PISTON, NITINOL/FLUOROPLASTIC STAPES PROSTHESIS, 0.4 DIAMETER CAN BE CRIMPED BY HEAT, SIZE 3.75 OR EQUIVALENT | EAR, NOSE & THROAT SUPPLIES (ENT)
17251 | 4229553419000 | PISTON, NITINOL/FLUOROPLASTIC STAPES PROSTHESIS, 0.4 DIAMETER CAN BE CRIMPED BY HEAT, SIZE 4 OR EQUIVALENT | EAR, NOSE & THROAT SUPPLIES (ENT)
17252 | 4229553419100 | PISTON, NITINOL/FLUOROPLASTIC STAPES PROSTHESIS, 0.4 DIAMETER CAN BE CRIMPED BY HEAT, SIZE 4.25 OR EQUIVALENT | EAR, NOSE & THROAT SUPPLIES (ENT)
17253 | 4229553419200 | PISTON, NITINOL/FLUOROPLASTIC STAPES PROSTHESIS, 0.4 DIAMETER CAN BE CRIMPED BY HEAT, SIZE 4.5 OR EQUIVALENT | EAR, NOSE & THROAT SUPPLIES (ENT)
17254 | 4229553419300 | PISTON, NITINOL/FLUOROPLASTIC STAPES PROSTHESIS, 0.4 DIAMETER CAN BE CRIMPED BY HEAT, SIZE 4.75 OR EQUIVALENT | EAR, NOSE & THROAT SUPPLIES (ENT)
17255 | 4229553419400 | PISTON, NITINOL/FLUOROPLASTIC STAPES PROSTHESIS, 0.4 DIAMETER CAN BE CRIMPED BY HEAT, SIZE 5 OR EQUIVALENT | EAR, NOSE & THROAT SUPPLIES (ENT)
17256 | 4229553419600 | PISTON, NITINOL/FLUOROPLASTIC STAPES PROSTHESIS, 0.5 DIAMETER CAN BE CRIMPED BY HEAT, SIZE 4.25 OR EQUIVALENT | EAR, NOSE & THROAT SUPPLIES (ENT)
17257 | 4229553419700 | PISTON, NITINOL/FLUOROPLASTIC STAPES PROSTHESIS, 0.5 DIAMETER CAN BE CRIMPED BY HEAT, SIZE 4.5 OR EQUIVALENT | EAR, NOSE & THROAT SUPPLIES (ENT)
17258 | 4229553419800 | PISTON, NITINOL/FLUOROPLASTIC STAPES PROSTHESIS, 0.5 DIAMETER CAN BE CRIMPED BY HEAT, SIZE 4.75MM OR EQUIVALENT | EAR, NOSE & THROAT SUPPLIES (ENT)
17259 | 4229553419900 | PISTON, NITINOL/FLUOROPLASTIC STAPES PROSTHESIS, 0.6 DIAMETER CAN BE CRIMPED BY HEAT, SIZE 4.25MM OR EQUIVALENT | EAR, NOSE & THROAT SUPPLIES (ENT)
17260 | 4229553420000 | PISTON, NITINOL/FLUOROPLASTIC STAPES PROSTHESIS, 0.6 DIAMETER CAN BE CRIMPED BY HEAT, SIZE 4.5 OR EQUIVALENT | EAR, NOSE & THROAT SUPPLIES (ENT)
17261 | 4229553420100 | PISTON, NITINOL/FLUOROPLASTIC STAPES PROSTHESIS, 0.6 DIAMETER CAN BE CRIMPED BY HEAT, SIZE 4.75 OR EQUIVALENT | EAR, NOSE & THROAT SUPPLIES (ENT)
17262 | 4229553420600 | PISTON, PLATINUM/FLUOROPLASTIC STAPES PROSTHESIS, 0.6 MM LENGTH 3.75 OR EQUIVALENT | EAR, NOSE & THROAT SUPPLIES (ENT)
17263 | 4229553420700 | PISTON, PLATINUM/FLUOROPLASTIC STAPES PROSTHESIS, 0.6 MM LENGTH 4 OR EQUIVALENT | EAR, NOSE & THROAT SUPPLIES (ENT)
17264 | 4229553420800 | PISTON, PLATINUM/FLUOROPLASTIC STAPES PROSTHESIS, 0.6 MM SIZE 4.75 OR EQUIVALENT | EAR, NOSE & THROAT SUPPLIES (ENT)
17265 | 4229553420900 | PISTON, PLATINUM/FLUOROPLASTIC STAPES PROSTHESIS, 0.6 MM SIZE 5 OR EQUIVALENT | EAR, NOSE & THROAT SUPPLIES (ENT)
17266 | 4229553421300 | PISTON, PLATINUM/FLUOROPLASTIC STAPES PROSTHESIS, 0.4 MM SIZE 6 MM OR EQUIVALENT | EAR, NOSE & THROAT SUPPLIES (ENT)
17267 | 4229553421400 | PISTON, PLATINUM/TITANIUM STAPES PROSTHESIS, SIZE 5 OR EQUIVALENT | EAR, NOSE & THROAT SUPPLIES (ENT)
17268 | 4229553421500 | PISTON, TITANIUM STAPES PROSTHESIS SELF CRIMPED, 0.4 DIAMETER, SIZE 4.5 OR EQUIVALENT | EAR, NOSE & THROAT SUPPLIES (ENT)
17269 | 4229553421600 | PISTON, TITANIUM STAPES PROSTHESIS SELF CRIMPED, 0.6 DIAMETER, SIZE 4.75 OR EQUIVALENT | EAR, NOSE & THROAT SUPPLIES (ENT)
17270 | 4229553421700 | PISTON, TITANIUM STAPES PROSTHESIS SELF CRIMPED, 0.6 DIAMETER, SIZE 5.25 OR EQUIVALENT | EAR, NOSE & THROAT SUPPLIES (ENT)
17271 | 4229553421800 | PISTON, TITANIUM STAPES PROSTHESIS SELF CRIMPED, 0.6 DIAMETER, SIZE 5.5 OR EQUIVALENT | EAR, NOSE & THROAT SUPPLIES (ENT)
17272 | 4229553421900 | PISTON, TITANIUM STAPES PROSTHESIS, 0.4 DIAMETER, SIZE 3.5 OR EQUIVALENT | EAR, NOSE & THROAT SUPPLIES (ENT)
17273 | 4229553422000 | PISTON, TITANIUM STAPES PROSTHESIS, 0.4 DIAMETER, SIZE 3.75 OR EQUIVALENT | EAR, NOSE & THROAT SUPPLIES (ENT)
17274 | 4229553422100 | PISTON, TITANIUM STAPES PROSTHESIS, 0.4 DIAMETER, SIZE 4.25 OR EQUIVALENT | EAR, NOSE & THROAT SUPPLIES (ENT)
17275 | 4229553422200 | PISTON, TITANIUM STAPES PROSTHESIS, 0.4 DIAMETER, SIZE 5.25 OR EQUIVALENT | EAR, NOSE & THROAT SUPPLIES (ENT)
17276 | 4229553422300 | PISTON, TITANIUM STAPES PROSTHESIS, 0.4 DIAMETER, SIZE 5.5 OR EQUIVALENT | EAR, NOSE & THROAT SUPPLIES (ENT)
17277 | 4229553422500 | PISTON, TITANIUM STAPES PROSTHESIS, 0.4 DIAMETER, SIZE 6 OR EQUIVALENT | EAR, NOSE & THROAT SUPPLIES (ENT)
17278 | 4229553422900 | PISTON, TITANIUM STAPES PROSTHESIS, 0.4 DIAMETER, SIZE 7 OR EQUIVALENT | EAR, NOSE & THROAT SUPPLIES (ENT)
17279 | 4229553423200 | PISTON, TITANIUM STAPES PROSTHESIS, 0.6 DIAMETER, SIZE 4.25 OR EQUIVALENT | EAR, NOSE & THROAT SUPPLIES (ENT)
17280 | 4229553423300 | PISTON, TITANIUM STAPES PROSTHESIS, 0.6 DIAMETER, SIZE 4.75 OR EQUIVALENT | EAR, NOSE & THROAT SUPPLIES (ENT)
17281 | 4229553423600 | PROSTHESIS, PARTIAL OSSICULAR REPLACEMENT, HYDROXYAPATITE HEAD, ADJUSTABLE LENGTH OR TRIMMABLE SHAFT (READY MADE AS SINGLE UNIT) OR EQUIVALENT | EAR, NOSE & THROAT SUPPLIES (ENT)
17282 | 4229553423700 | PROSTHESIS, PARTIAL OSSICULAR REPLACEMENT, HYDROXYAPATITE, (READY MADE AS SINGLE UNIT), SIZE 2 OR EQUIVALENT | EAR, NOSE & THROAT SUPPLIES (ENT)
17283 | 4229553423800 | PROSTHESIS, PARTIAL OSSICULAR REPLACEMENT, HYDROXYAPATITE, (READY MADE AS SINGLE UNIT), SIZE 2.25 OR EQUIVALENT | EAR, NOSE & THROAT SUPPLIES (ENT)
17284 | 4229553423900 | PROSTHESIS, PARTIAL OSSICULAR REPLACEMENT, HYDROXYAPATITE, (READY MADE AS SINGLE UNIT), SIZE 2.5 OR EQUIVALENT | EAR, NOSE & THROAT SUPPLIES (ENT)
17285 | 4229553424000 | PROSTHESIS, PARTIAL OSSICULAR REPLACEMENT, HYDROXYAPATITE, (READY MADE AS SINGLE UNIT), SIZE 2.75 OR EQUIVALENT | EAR, NOSE & THROAT SUPPLIES (ENT)
17286 | 4229553424100 | PROSTHESIS, PARTIAL OSSICULAR REPLACEMENT, HYDROXYAPATITE, (READY MADE AS SINGLE UNIT), SIZE 3 OR EQUIVALENT | EAR, NOSE & THROAT SUPPLIES (ENT)
17287 | 4229553424600 | PROSTHESIS, PARTIAL OSSICULAR REPLACEMENT, TITANIUM, (READY MADE AS SINGLE UNIT), SIZE 2.5 OR EQUIVALENT | EAR, NOSE & THROAT SUPPLIES (ENT)
17288 | 4229553424700 | PROSTHESIS, PARTIAL OSSICULAR REPLACEMENT, TITANIUM, (READY MADE AS SINGLE UNIT), SIZE 2.75 OR EQUIVALENT | EAR, NOSE & THROAT SUPPLIES (ENT)
17289 | 4229553424800 | PROSTHESIS, PARTIAL OSSICULAR REPLACEMENT, TITANIUM, (READY MADE AS SINGLE UNIT), SIZE 3 OR EQUIVALENT | EAR, NOSE & THROAT SUPPLIES (ENT)
17290 | 4229553424900 | PROSTHESIS, PARTIAL OSSICULAR REPLACEMENT, TITANIUM, (READY MADE AS SINGLE UNIT), SIZE 3.5 OR EQUIVALENT | EAR, NOSE & THROAT SUPPLIES (ENT)
17291 | 4229553425000 | PROSTHESIS, PARTIAL OSSICULAR REPLACEMENT, TITANIUM, (READY MADE AS SINGLE UNIT), SIZE 3.75 OR EQUIVALENT | EAR, NOSE & THROAT SUPPLIES (ENT)
17292 | 4229553425100 | PROSTHESIS, PARTIAL OSSICULAR REPLACEMENT, TITANIUM, (READY MADE AS SINGLE UNIT), SIZE 4 OR EQUIVALENT | EAR, NOSE & THROAT SUPPLIES (ENT)
17293 | 4229553425200 | PROSTHESIS, PARTIAL OSSICULAR REPLACEMENT, TITANIUM, WITH MALLEUS NOTCH (READY MADE AS SINGLE UNIT), SIZE 2 OR EQUIVALENT | EAR, NOSE & THROAT SUPPLIES (ENT)
17294 | 4229553425300 | PROSTHESIS, PARTIAL OSSICULAR REPLACEMENT, TITANIUM, WITH MALLEUS NOTCH (READY MADE AS SINGLE UNIT), SIZE 2.5 OR EQUIVALENT | EAR, NOSE & THROAT SUPPLIES (ENT)
17295 | 4229553425500 | PROSTHESIS, TOTAL OSSICULAR REPLACEMENT HYDROXYAPATITE PROSTHESIS, SIZE 4.25MM OR EQUIVALENT | EAR, NOSE & THROAT SUPPLIES (ENT)
17296 | 4229553425600 | PROSTHESIS, TOTAL OSSICULAR REPLACEMENT HYDROXYAPATITE PROSTHESIS, SIZE 4.5MM OR EQUIVALENT | EAR, NOSE & THROAT SUPPLIES (ENT)
17297 | 4229553425700 | PROSTHESIS, TOTAL OSSICULAR REPLACEMENT HYDROXYAPATITE PROSTHESIS, SIZE 4MM OR EQUIVALENT | EAR, NOSE & THROAT SUPPLIES (ENT)
17298 | 4229553425800 | PROSTHESIS, TOTAL OSSICULAR REPLACEMENT HYDROXYAPATITE PROSTHESIS, SIZE 5.25MM OR EQUIVALENT | EAR, NOSE & THROAT SUPPLIES (ENT)
17299 | 4229553425900 | PROSTHESIS, TOTAL OSSICULAR REPLACEMENT HYDROXYAPATITE PROSTHESIS, SIZE 5.5MM OR EQUIVALENT | EAR, NOSE & THROAT SUPPLIES (ENT)
17300 | 4229553426000 | PROSTHESIS, TOTAL OSSICULAR REPLACEMENT HYDROXYAPATITE PROSTHESIS, SIZE 5.75MM OR EQUIVALENT | EAR, NOSE & THROAT SUPPLIES (ENT)
17301 | 4229553426100 | PROSTHESIS, TOTAL OSSICULAR REPLACEMENT HYDROXYAPATITE PROSTHESIS, SIZE 5MM OR EQUIVALENT | EAR, NOSE & THROAT SUPPLIES (ENT)
17302 | 4229553426200 | PROSTHESIS, TOTAL OSSICULAR REPLACEMENT HYDROXYAPATITE PROSTHESIS, SIZE 6.25MM OR EQUIVALENT | EAR, NOSE & THROAT SUPPLIES (ENT)
17303 | 4229553426300 | PROSTHESIS, TOTAL OSSICULAR REPLACEMENT HYDROXYAPATITE PROSTHESIS, SIZE 6.5MM OR EQUIVALENT | EAR, NOSE & THROAT SUPPLIES (ENT)
17304 | 4229553426400 | PROSTHESIS, TOTAL OSSICULAR REPLACEMENT HYDROXYAPATITE PROSTHESIS, SIZE 6.75MM OR EQUIVALENT | EAR, NOSE & THROAT SUPPLIES (ENT)
17305 | 4229553426500 | PROSTHESIS, TOTAL OSSICULAR REPLACEMENT HYDROXYAPATITE PROSTHESIS, SIZE 6MM OR EQUIVALENT | EAR, NOSE & THROAT SUPPLIES (ENT)
17306 | 4229553426600 | PROSTHESIS, TOTAL OSSICULAR REPLACEMENT HYDROXYAPATITE PROSTHESIS, SIZE 7MM OR EQUIVALENT | EAR, NOSE & THROAT SUPPLIES (ENT)
17307 | 4229553426800 | PROSTHESIS, PARTIAL OSSICULAR REPLACEMENT, TITANIUM, WITH MALLEUS NOTCH (READY MADE AS SINGLE UNIT), SIZE 3 OR EQUIVALENT | EAR, NOSE & THROAT SUPPLIES (ENT)
17308 | 4229553427000 | PROSTHESIS, TOTAL OSSICULAR REPLACEMENT TITANIUM PROSTHESIS WITH/WITHOUT MALLEUS NOTCH, ADJUSTABLE LENGTH WITH DISPOSABLE SIZER OR EQUIVALENT | EAR, NOSE & THROAT SUPPLIES (ENT)
17309 | 4229553427500 | PROSTHESIS, TOTAL OSSICULAR REPLACEMENT, TITANIUM, SIZE 3 OR EQUIVALENT | EAR, NOSE & THROAT SUPPLIES (ENT)
17310 | 4229553427600 | PROSTHESIS, TOTAL OSSICULAR REPLACEMENT, TITANIUM, SIZE 3.25 OR EQUIVALENT | EAR, NOSE & THROAT SUPPLIES (ENT)
17311 | 4229553427700 | PROSTHESIS, TOTAL OSSICULAR REPLACEMENT, TITANIUM, SIZE 3.5 OR EQUIVALENT | EAR, NOSE & THROAT SUPPLIES (ENT)
17312 | 4229553427800 | PROSTHESIS, TOTAL OSSICULAR REPLACEMENT, TITANIUM, SIZE 3.75 OR EQUIVALENT | EAR, NOSE & THROAT SUPPLIES (ENT)
17313 | 4229553427900 | PROSTHESIS, TOTAL OSSICULAR REPLACEMENT, TITANIUM, SIZE 4 OR EQUIVALENT | EAR, NOSE & THROAT SUPPLIES (ENT)
17314 | 4229553428000 | PROSTHESIS, TOTAL OSSICULAR REPLACEMENT, TITANIUM, SIZE 4.25 OR EQUIVALENT | EAR, NOSE & THROAT SUPPLIES (ENT)
17315 | 4229553428100 | PROSTHESIS, TOTAL OSSICULAR REPLACEMENT, TITANIUM, SIZE 4.5 OR EQUIVALENT | EAR, NOSE & THROAT SUPPLIES (ENT)
17316 | 4229553428200 | PROSTHESIS, TOTAL OSSICULAR REPLACEMENT, TITANIUM, SIZE 4.75 OR EQUIVALENT | EAR, NOSE & THROAT SUPPLIES (ENT)
17317 | 4229553428300 | PROSTHESIS, TOTAL OSSICULAR REPLACEMENT, TITANIUM, SIZE 5 OR EQUIVALENT | EAR, NOSE & THROAT SUPPLIES (ENT)
17318 | 4229553428400 | PROSTHESIS, TOTAL OSSICULAR REPLACEMENT, TITANIUM, SIZE 5.25 OR EQUIVALENT | EAR, NOSE & THROAT SUPPLIES (ENT)
17319 | 4229553428500 | PROSTHESIS, TOTAL OSSICULAR REPLACEMENT, TITANIUM, SIZE 5.5 OR EQUIVALENT | EAR, NOSE & THROAT SUPPLIES (ENT)
17320 | 4229553428600 | PROSTHESIS, TOTAL OSSICULAR REPLACEMENT, TITANIUM, SIZE 5.75 OR EQUIVALENT | EAR, NOSE & THROAT SUPPLIES (ENT)
17321 | 4229553428700 | PROSTHESIS, TOTAL OSSICULAR REPLACEMENT, TITANIUM, SIZE 6 OR EQUIVALENT | EAR, NOSE & THROAT SUPPLIES (ENT)
17322 | 4229553428800 | PROSTHESIS, TOTAL OSSICULAR REPLACEMENT, TITANIUM, SIZE 6.25 OR EQUIVALENT | EAR, NOSE & THROAT SUPPLIES (ENT)
17323 | 4229553428900 | PROSTHESIS, TOTAL OSSICULAR REPLACEMENT, TITANIUM, SIZE 6.5 OR EQUIVALENT | EAR, NOSE & THROAT SUPPLIES (ENT)
17324 | 4229553429000 | PROSTHESIS, TOTAL OSSICULAR REPLACEMENT, TITANIUM, SIZE 6.75 OR EQUIVALENT | EAR, NOSE & THROAT SUPPLIES (ENT)
17325 | 4229553429100 | PROSTHESIS, TOTAL OSSICULAR REPLACEMENT, TITANIUM, SIZE 7 OR EQUIVALENT | EAR, NOSE & THROAT SUPPLIES (ENT)
17326 | 4229553429200 | PISTON, NITINOL/TITANIUM STAPES PROSTHESIS, 0.4 DIAMETER CAN BE CRIMPED BY HEAT, SIZE 3.5MM OR EQUIVALENT | EAR, NOSE & THROAT SUPPLIES (ENT)
17327 | 4229553429300 | PISTON, NITINOL/TITANIUM STAPES PROSTHESIS, 0.4 DIAMETER CAN BE CRIMPED BY HEAT, SIZE 3.75 OR EQUIVALENT | EAR, NOSE & THROAT SUPPLIES (ENT)
17328 | 4229553429400 | PISTON, NITINOL/TITANIUM STAPES PROSTHESIS, 0.4 DIAMETER CAN BE CRIMPED BY HEAT, SIZE 4 OR EQUIVALENT | EAR, NOSE & THROAT SUPPLIES (ENT)
17329 | 4229553429500 | PISTON, NITINOL/TITANIUM STAPES PROSTHESIS, 0.4 DIAMETER CAN BE CRIMPED BY HEAT, SIZE 4.25 OR EQUIVALENT | EAR, NOSE & THROAT SUPPLIES (ENT)
17330 | 4229553429600 | PISTON, NITINOL/TITANIUM STAPES PROSTHESIS, 0.4 DIAMETER CAN BE CRIMPED BY HEAT, SIZE 4.5 OR EQUIVALENT | EAR, NOSE & THROAT SUPPLIES (ENT)
17331 | 4229553429700 | PISTON, NITINOL/TITANIUM STAPES PROSTHESIS, 0.4 DIAMETER CAN BE CRIMPED BY HEAT, SIZE 4.75 OR EQUIVALENT | EAR, NOSE & THROAT SUPPLIES (ENT)
17332 | 4229553429800 | PISTON, NITINOL/TITANIUM STAPES PROSTHESIS, 0.4 DIAMETER CAN BE CRIMPED BY HEAT, SIZE 5 OR EQUIVALENT | EAR, NOSE & THROAT SUPPLIES (ENT)
17333 | 4229553430000 | PISTON, NITINOL/TITANIUM STAPES PROSTHESIS, 0.4 DIAMETER CAN BE CRIMPED BY HEAT, SIZE 5.5 OR EQUIVALENT | EAR, NOSE & THROAT SUPPLIES (ENT)
17334 | 4229553430100 | PISTON, NITINOL/TITANIUM STAPES PROSTHESIS, 0.6 DIAMETER CAN BE CRIMPED BY HEAT, SIZE 3.5MM OR EQUIVALENT | EAR, NOSE & THROAT SUPPLIES (ENT)
17335 | 4229553430200 | PISTON, NITINOL/TITANIUM STAPES PROSTHESIS, 0.6 DIAMETER CAN BE CRIMPED BY HEAT, SIZE 3.75 OR EQUIVALENT | EAR, NOSE & THROAT SUPPLIES (ENT)
17336 | 4229553430300 | PISTON, NITINOL/TITANIUM STAPES PROSTHESIS, 0.6 DIAMETER CAN BE CRIMPED BY HEAT, SIZE 4 OR EQUIVALENT | EAR, NOSE & THROAT SUPPLIES (ENT)
17337 | 4229553430400 | PISTON, NITINOL/TITANIUM STAPES PROSTHESIS, 0.6 DIAMETER CAN BE CRIMPED BY HEAT, SIZE 4.25 OR EQUIVALENT | EAR, NOSE & THROAT SUPPLIES (ENT)
17338 | 4229553430500 | PISTON, NITINOL/TITANIUM STAPES PROSTHESIS, 0.6 DIAMETER CAN BE CRIMPED BY HEAT, SIZE 4.5 OR EQUIVALENT | EAR, NOSE & THROAT SUPPLIES (ENT)
17339 | 4229553430600 | PISTON, NITINOL/TITANIUM STAPES PROSTHESIS, 0.6 DIAMETER CAN BE CRIMPED BY HEAT, SIZE 4.75 OR EQUIVALENT | EAR, NOSE & THROAT SUPPLIES (ENT)
17340 | 4229553430700 | PISTON, NITINOL/TITANIUM STAPES PROSTHESIS, 0.6 DIAMETER CAN BE CRIMPED BY HEAT, SIZE 5 OR EQUIVALENT | EAR, NOSE & THROAT SUPPLIES (ENT)
17341 | 4229553430900 | PISTON, NITINOL/TITANIUM STAPES PROSTHESIS, 0.6 DIAMETER CAN BE CRIMPED BY HEAT, SIZE 5.5 OR EQUIVALENT | EAR, NOSE & THROAT SUPPLIES (ENT)
17342 | 4229553431100 | PROSTHESIS, INCUS JOINT REPLACEMENT, CLIP TO HOLD THE JOINT OR EQUIVALENT | EAR, NOSE & THROAT SUPPLIES (ENT)
17343 | 4229553431900 | PISTON, PLATINUM/TITANIUM STAPES PROSTHESIS, SIZE 4 OR EQUIVALENT | EAR, NOSE & THROAT SUPPLIES (ENT)
17344 | 4229553432100 | KIT, BONE CONDUCTION HEARING, FOR CONDUCTIVE HEARING LOSS AND SINGLE-SIDED DEAFNESS. WITHOUT THE USE OF A HEADBAND/SOFTBAND. ADHESIVE NON-SURGICAL SOLUTION. | EAR, NOSE & THROAT SUPPLIES (ENT)
17345 | 4229553432300 | COIL RELATED TO 16 CHANNEL ELECTRODE COCHLEAR IMPLANT | EAR, NOSE & THROAT SUPPLIES (ENT)
17346 | 4229553432500 | IMPLANTABLE HEARING AID, IMPLANTED MIDDLE EAR SYSTEM WITH AND WITHOUT INTACT OSSICLES | EAR, NOSE & THROAT SUPPLIES (ENT)
17347 | 4229553435600 | COCHLEAR IMPLANT SYSTEM:FOR PEDIATRICS AND ADULTS, LATEST TECHNOLOGY ON AND/OR OFF EAR WEARING OPTIONS AND COLORS AT END USER REQUEST, WITH ACCESSORIES AND PARTS NEEDED FOR AT LEAST SIX MONTHS FOR PATIENTS. WIRELESS CONNECTIVITY PROVIDED WITH 2 ULTRA POWER WIRELESS BEHIND-THE-EAR HEARING AIDS: AT LEAST 8 CHANNELS, PEDIATRIC AND ADULT PLATFORMS, IP68 OR HIGHER, FREQUENCY RANGE OF 0.1-5.1 KHZ OR HIGHER, BATTERY SIZE 675. ONE FREE COCHLEAR IMPLANT SYSTEM FOR EVERY 10 PURCHASED SYSTEMS | EAR, NOSE & THROAT SUPPLIES (ENT)
17348 | 4229553435800 | PISTON, PLATINUM/FLUOROPLASTIC STAPES PROSTHESIS, 0.4 MM LENGTH 3.75 OR EQUIVALENT | EAR, NOSE & THROAT SUPPLIES (ENT)
17349 | 4229553435900 | PISTON, PLATINUM/FLUOROPLASTIC STAPES PROSTHESIS, 0.4 MM LENGTH 4 OR EQUIVALENT | EAR, NOSE & THROAT SUPPLIES (ENT)
17350 | 4229553436000 | PISTON, PLATINUM/FLUOROPLASTIC STAPES PROSTHESIS, 0.5 MM LENGTH 3.75 OR EQUIVALENT | EAR, NOSE & THROAT SUPPLIES (ENT)
17351 | 4229553436100 | PISTON, PLATINUM/FLUOROPLASTIC STAPES PROSTHESIS, 0.5 MM LENGTH 4 OR EQUIVALENT | EAR, NOSE & THROAT SUPPLIES (ENT)
17352 | 4229553436400 | PROSTHESIS, TOTAL OSSICULAR REPLACEMENT, TITANIUM SHAFT WITH HYDROXYAPATITE HEAD, WITH ADJUSTABLE LENGTH, SHOE SHAPE DISTAL END | EAR, NOSE & THROAT SUPPLIES (ENT)
17353 | 4229553436600 | PROSTHESIS, TOTAL OSSICULAR REPLACEMENT, TITANIUM, WITH ADJUSTABLE LENGTH, AND SHOE SHAPE DISTAL END | EAR, NOSE & THROAT SUPPLIES (ENT)
17354 | 4229553436700 | IMPLANT, DRUG ELUTING STEROID ABSORBABLE, ASSORTED SIZES | EAR, NOSE & THROAT SUPPLIES (ENT)
17355 | 4229553436800 | NANO-HYDROXYAPATITE KIT INCLUDE SPONGES AND SERUM FOR ENAMEL REMINERALIZATION REDUCING TOOTH SENSITIVITY PREVENTION OF WHITE SPOT LE SION AND PLAQUE FORMATION | DENTAL GENERAL SUPPLIES
17356 | 4229553500400 | VOICE PROSTHESIS, ANGLED VALVE, 360° HOOD PROTECTS THE VALVE FLAP, PRELOADED IN THE SMARTINSERTER EXTRA FLANGE, ASSORTED DIAMETERS AND LENGTHS | EAR, NOSE & THROAT SUPPLIES (ENT)
17357 | 4229553502400 | INJECTABLE IMPLANT, CALCIUM HYDROXYLAPATITE, FOR VOCAL CORD MEDIALIZATION | EAR, NOSE & THROAT SUPPLIES (ENT)
17358 | 4229553502800 | INJECTABLE IMPLANT HYALURONIC ACID FOR VOCAL CORD MEDIALIZATION | EAR, NOSE & THROAT SUPPLIES (ENT)
17359 | 4229553601200 | IMPLANT BREAST RESTERILIZABLE GEL SIZERS ROUND HIGH AND MODERATE PLUS PROFILE ASSORTED SIZES.. | SUPPLEMENTARY GENERAL CONSUMABLES
17360 | 4229553602400 | EXPANDER TISSUE SMOOTH PLUS WITH SUTURE TABS ASSORTED SIZES.. | SUPPLEMENTARY GENERAL CONSUMABLES
17361 | 4229553602700 | IMPLANT BREAST GEL SMOOTH ROUND HIGH AND MODERATE PLUS PROFILE XTRA ASSORTED SIZES.. | SUPPLEMENTARY GENERAL CONSUMABLES
17362 | 4229553602800 | IMPLANT BREAST GEL SMOOTH ROUND HIGH AND MODERATE PLUS PROFILE ASSORTED SIZES.. | SUPPLEMENTARY GENERAL CONSUMABLES
17363 | 4229553701500 | IMPLANT PENILE INFLATABLE ASSORTED SIZES (1) EACHONE (1) KIT.. | SUPPLEMENTARY GENERAL CONSUMABLES
17364 | 4229553701600 | INCUBATOR ISOLETTE ENTRY PORT SLEEVES DISPOSABLE.. | SUPPLEMENTARY GEN.SUPPLIES NURS,BURN
17365 | 4229553701700 | INNER LINER FOR SUCTION CANISTER 1.0 LITER (IT SHOULD BE COMPATIBLE WITH EXISTING SUCTION SYSTEM) (ONE CANISTER DELIVERED FREE OF CHARGE WITH EVERY 20 PIECES).. | SUPPLEMENTARY GEN.SUPPLIES NURS,BURN
17366 | 4229553701800 | INNER LINER FOR SUCTION CANISTER 1.5 LITER (IT SHOULD BE COMPATIBLE WITH EXISTING SUCTION SYSTEM) (ONE CANISTER DELIVERED FREE OF CHARGE WITH EVERY 20 PIECES).. | SUPPLEMENTARY GEN.SUPPLIES NURS,BURN
17367 | 4229553701900 | INNER LINER FOR SUCTION CANISTER 3.0 LITER (IT SHOULD BE COMPATIBLE WITH EXISTING SUCTION SYSTEM) (ONE CANISTER DELIVERED FREE OF CHARGE WITH EVERY 20 PIECES).. | SUPPLEMENTARY GEN.SUPPLIES NURS,BURN
17368 | 4229553702100 | SILICONE BREAST FORM, DELTA SHAPE, FULL CUP, SOFT AND LIGHT, NATURAL LOOKING DRAPE, TEAR-PROOF SILICON ENCASED IN TEAR-PROOF FILM, FIT IN POCKETED BRA, SIZE 3 (LYMPHEDEMA) | REHABILITATION,PHYSIOTHERAPY SUPPLIES
17369 | 4229553702200 | SILICONE BREAST FORM, DELTA SHAPE, FULL CUP, SOFT AND LIGHT, NATURAL LOOKING DRAPE, TEAR-PROOF SILICON ENCASED IN TEAR-PROOF FILM, FIT IN POCKETED BRA, SIZE 4 (LYMPHEDEMA) | REHABILITATION,PHYSIOTHERAPY SUPPLIES
17370 | 4229553800000 | REFLUX MANAGEMENT SYSTEM 17 BEAD. | SUPPLEMENTARY GEN.CONS SURG SUT,LAP,ROB
17371 | 4229553900000 | BALLOON INSIDE BALLOON CATHETER ASSORTED SIZES AS PER HOSPITAL REQUEST. | INTERVENTIONAL RADIO,CARDIAC CATH
17372 | 4229553900200 | KIT, ENDOSCOPIC, SPONGE VACUUM THERAPY, FOR LUMINAL DEFECT, SINGLE USE | ENDOSCOPY CONSUMABLES SUPPLIES
17373 | 4229553900300 | VACUUM STENT, WITH SPONGE, FOR ENDOSCOPIC LUMINAL DEFECT, SINGLE USE | ENDOSCOPY CONSUMABLES SUPPLIES
17374 | 4229554100000 | IMPLANTABLE PORT KIT RADIO TRANSLUCENT WITH ATTACHABLE POLYURETHANE CATHETER ASSORTED SIZES AS PER HOSPITAL REQUEST. | SUPPLEMENTARY INTERVEN RADIO,CARDIC CATH
17375 | 4229554402300 | PATCH DERIVED FROM EQUINE PERICARDIAL SIZE 5 X 10 CM STERILE.. | SUPPLEMENTARY CARDIOVASCULAR SURG SUPPL.
17376 | 4229554402800 | PLEDGET PTFE OVAL SHAPE SIZE 3 X 6 MM SOFT DISPOSABLE STERILE.. | SUPPLEMENTARY GEN.CONS SURG SUT,LAP,ROB
17377 | 4229554404200 | PLEDGET POLYMER PTFE SOFT NON ABSORBABLE SIZE 3 X 3 MM PREPUNCHED DISPOSABLE STERILE.. | SUPPLEMENTARY GEN.CONS SURG SUT,LAP,ROB
17378 | 4229554404300 | PLEDGET POLYMER PTFE SOFT NON ABSORBABLE SIZE 3 X 7 MM PREPUNCHED DISPOSABLE STERILE.. | SUPPLEMENTARY GEN.CONS SURG SUT,LAP,ROB
17379 | 4229554404500 | PLEDGET PTFE SOFT NON ABSORBABLE OVAL SIZE 4.8 MM DISPOSABLE STERILE.. | SUPPLEMENTARY GEN.CONS SURG SUT,LAP,ROB
17380 | 4229554404600 | PLEDGET PTFE SOFT NON-ABSORBABLE RECTANGULAR SHPAE SIZE 4.8 X 6 MM DISPOSABLE STERILE.. | SUPPLEMENTARY GEN.CONS SURG SUT,LAP,ROB
17381 | 4229554404700 | PLEDGET POLYMER PTFE SOFT NON ABSORBABLE SIZE 16 X 7 MM STERILE.. | SUPPLEMENTARY GEN.CONS SURG SUT,LAP,ROB
17382 | 4229554404800 | PLEDGET PTFE OVAL SHAPE SIZE 4.5 X 6 MM FIRM DISPOSABLE STERILE.. | SUPPLEMENTARY GEN.CONS SURG SUT,LAP,ROB
17383 | 4229554500000 | TENDON GRAFT, BTB BONE TENDON BONE FROZEN OR EQUIVALENT | ORTHOPEDIC & SPINAL SUPPLIES
17384 | 4229554501500 | BONE ALLOGRAFT, DEMINERALIZED BONE MATRIX PUTTY 10CC, OR EQUIVALENT, ORTHOPEDIC | ORTHOPEDIC & SPINAL SUPPLIES
17385 | 4229554501600 | BONE ALLOGRAFT, INJECTABLE DEMINERALIZED BONE MATRIX PUTTY 3CC EQUIVALENT, ORTHOPEDIC | ORTHOPEDIC & SPINAL SUPPLIES
17386 | 4229554501700 | BONE ALLOGRAFT, INJECTABLE DEMINERALIZED BONE MATRIX PUTTY 5CC, OR EQUIVALENT, ORTHOPEDIC | ORTHOPEDIC & SPINAL SUPPLIES
17387 | 4229554501800 | BONE ALLOGRAFT, INJECTABLE DEMINERALIZED BONE MATRIX PUTTY 1CC, OR EQUIVALENT, ORTHOPEDIC | ORTHOPEDIC & SPINAL SUPPLIES
17388 | 4229554501900 | BONE GRAFT, INJECTABLE SYNTHETIC MATERIAL 10CC, OR EQUIVALENT | ORTHOPEDIC & SPINAL SUPPLIES
17389 | 4229554502400 | BONE ALLOGRAFT, DEMINERALIZED BONE MATRIX PUTTY 3CC EQUIVALENT, ORTHOPEDIC | ORTHOPEDIC & SPINAL SUPPLIES
17390 | 4229554502700 | BONE MORPHOGENETIC PROTEIN GRANULE 15 CC, SPINAL | ORTHOPEDIC & SPINAL SUPPLIES
17391 | 4229554502900 | BONE GRAFT, SYNTHETIC PUTTY 10CC, OR EQUIVALENT | ORTHOPEDIC & SPINAL SUPPLIES
17392 | 4229554503000 | BONE MORPHOGENETIC PROTEIN PUTTY 15 CC, SPINAL | ORTHOPEDIC & SPINAL SUPPLIES
17393 | 4229554503200 | BONE GRAFT, MORPHOGENETIC PROTEIN PUTTY 5 CC, SPINAL | ORTHOPEDIC & SPINAL SUPPLIES
17394 | 4229554503600 | BONE ALLOGRAFT, CANCELLOUS BLOCK FREEZE DRIED, SIZE 15 MM - 20 MM(+- 2MM) - 10 MM(+- 2MM) | ORTHOPEDIC & SPINAL SUPPLIES
17395 | 4229554503700 | BONE ALLOGRAFT, CANCELLOUS BLOCK FREEZE DRIED, SIZE 30 MM -15 MM(+- 2MM) -15 MM(+-2 MM) | ORTHOPEDIC & SPINAL SUPPLIES
17396 | 4229554503800 | BONE ALLOGRAFT CANCELLOUS CHIPS FREEZE DRIED 30 CC, OR EQUIVALENT | ORTHOPEDIC & SPINAL SUPPLIES
17397 | 4229554503900 | BONE ALLOGRAFT CANCELLOUS CHIPS FREEZE DRIED 5 CC, OR EQUIVALENT | ORTHOPEDIC & SPINAL SUPPLIES
17398 | 4229554504000 | BONE ALLOGRAFT CORTICAL/CANCELLOUS CHIPS FREEZE DRIED 5 CC, OR EQUIVALENT | ORTHOPEDIC & SPINAL SUPPLIES
17399 | 4229554504100 | BONE ALLOGRAFT, CANCELLOUS CRUSHED CHIPS FREEZE DRIED 15 CC, 0.1 MM TO 4 MM OR EQUIVALENT | ORTHOPEDIC & SPINAL SUPPLIES
17400 | 4229554504200 | BONE ALLOGRAFT, CANCELLOUS CRUSHED CHIPS FREEZE DRIED 30 CC, 0.1 MM TO 4 MM OR EQUIVALENT | ORTHOPEDIC & SPINAL SUPPLIES
17401 | 4229554504400 | BONE ALLOGRAFT, DEMINERALIZED POWDER FREEZE DRIED 10CC VOLUME, ORTHOPEDIC | ORTHOPEDIC & SPINAL SUPPLIES
17402 | 4229554504900 | BONE GRAFT DOWEL ASSORTED SIZES OR EQUIVALENT, AS REQUESTED BY END USER | ORTHOPEDIC & SPINAL SUPPLIES
17403 | 4229554505000 | BONE MORPHOGENETIC PROTEIN GRANULE 20 CC, SPINAL | ORTHOPEDIC & SPINAL SUPPLIES
17404 | 4229554505400 | MEDULLARY CEMENT PLUG, ORTHOPEDIC | ORTHOPEDIC & SPINAL SUPPLIES
17405 | 4229554508700 | BONE GRAFT, SYNTHETIC BIOACTIVE GLASS PUTTY 2CC, OR EQUIVALENT | ORTHOPEDIC & SPINAL SUPPLIES
17406 | 4229554508800 | BONE GRAFT, SYNTHETIC BIOACTIVE GLASS PUTTY 4CC, OR EQUIVALENT | ORTHOPEDIC & SPINAL SUPPLIES
17407 | 4229554508900 | BONE GRAFT, SYNTHETIC BIOACTIVE GLASS PUTTY 6CC, OR EQUIVALENT | ORTHOPEDIC & SPINAL SUPPLIES
17408 | 4229554509000 | BONE GRAFT, SYNTHETIC BIOACTIVE GLASS PUTTY 10CC, OR EQUIVALENT | ORTHOPEDIC & SPINAL SUPPLIES
17409 | 4229554509100 | BONE GRAFT, SYNTHETIC GRANULES 2CC, OR EQUIVALENT | ORTHOPEDIC & SPINAL SUPPLIES
17410 | 4229554509200 | BONE GRAFT, SYNTHETIC GRANULES 4CC, OR EQUIVALENT | ORTHOPEDIC & SPINAL SUPPLIES
17411 | 4229554509300 | BONE GRAFT, SYNTHETIC GRANULES 6CC, OR EQUIVALENT | ORTHOPEDIC & SPINAL SUPPLIES
17412 | 4229554509400 | BONE GRAFT, SYNTHETIC GRANULES 10CC, OR EQUIVALENT | ORTHOPEDIC & SPINAL SUPPLIES
17413 | 4229554509500 | SET, BONE GRAFT DELIVERY SYSTEM FOR MINIMALLY INVASIVE SURGERY, SPINAL | ORTHOPEDIC & SPINAL SUPPLIES
17414 | 4229554513500 | BONE GRAFT, PLAIN SYNTHETIC, FOR MINIMAL INVASIVE SURGERY, ASSORTED SIZES OR EQUIVALENTS AS REQUESTED BY END USER | ORTHOPEDIC & SPINAL SUPPLIES
17415 | 4229554513700 | BONE ALLOGRAFT, STRUCTURAL STRUT (DISTAL FEMUR), ASSORTED SIZES | ORTHOPEDIC & SPINAL SUPPLIES
17416 | 4229554514200 | BONE GRAFT, SYNTHETIC INJECTABLE BONE GRAFT SUBSTITUTE WITH ANTIBIOTIC 5CC, OR EQUIVALENT | ORTHOPEDIC & SPINAL SUPPLIES
17417 | 4229554514300 | BONE ALLOGRAFT, DEMINERALIZED POWDER FREEZE DRIED 15 CC VOLUME, ORTHOPEDIC | ORTHOPEDIC & SPINAL SUPPLIES
17418 | 4229554514400 | BONE GRAFT, SYNTHETIC INJECTABLE BONE GRAFT SUBSTITUTE WITH ANTIBIOTIC 10CC, OR EQUIVALENT | ORTHOPEDIC & SPINAL SUPPLIES
17419 | 4229554514500 | BONE GRAFT, SYNTHETIC INJECTABLE BONE GRAFT SUBSTITUTE WITH ANTIBIOTIC 20CC, OR EQUIVALENT | ORTHOPEDIC & SPINAL SUPPLIES
17420 | 4229554514700 | BONE ALLOGRAFT, DEMINERALIZED BONE MATRIX PUTTY, 5CC OR EQUIVALENTS | ORTHOPEDIC & SPINAL SUPPLIES
17421 | 4229554515100 | BONE GRAFT, BEADS KIT, 5 CC OR EQUIVALENTS | ORTHOPEDIC & SPINAL SUPPLIES
17422 | 4229554515200 | BONE ALLOGRAFT, DEMINERALIZED BONE MATRIX STRIPS, 10CM, OR EQUIVALENT | ORTHOPEDIC & SPINAL SUPPLIES
17423 | 4229554515300 | BONE GRAFT, INJECTABLE, CORE DECOMPRESSION KIT, 15CC OR EQUIVALENTS | ORTHOPEDIC & SPINAL SUPPLIES
17424 | 4229554515600 | BONE GRAFT, INJECTABLE SYNTHETIC MATERIAL 15.0 - 20.0 CC | ORTHOPEDIC & SPINAL SUPPLIES
17425 | 4229554515800 | BONE GRAFT, BEADS KIT, 25 CC OR EQUIVALENTS | ORTHOPEDIC & SPINAL SUPPLIES
17426 | 4229554515900 | BONE GRAFT, BEAD KIT RESORBABLE, FAST CURE, 25CC OR EQUIVALENTS | ORTHOPEDIC & SPINAL SUPPLIES
17427 | 4229554516300 | BONE AUGMENT INJECTABLE 1.5CC OR EQUIVALENT | ORTHOPEDIC & SPINAL SUPPLIES
17428 | 4229554516600 | BONE GRAFT, SYNTHETIC INJECTABLE BONE GRAFT SUBSTITUTE 5CC, OR EQUIVALENT | ORTHOPEDIC & SPINAL SUPPLIES
17429 | 4229554517100 | BONE GRAFT, SYNTHETIC PUTTY 5CC, OR EQUIVALENT | ORTHOPEDIC & SPINAL SUPPLIES
17430 | 4229554517200 | BONE GRAFT SYNTHETIC PUTTY 1CC, OR EQUIVALENT | ORTHOPEDIC & SPINAL SUPPLIES
17431 | 4229554517300 | BONE GRAFT SYNTHETIC PUTTY 2.5 - 3.5 CC | ORTHOPEDIC & SPINAL SUPPLIES
17432 | 4229554517400 | BONE GRAFT, SYNTHETIC STRIPS, 5CM, OR EQUIVALENT | ORTHOPEDIC & SPINAL SUPPLIES
17433 | 4229554517500 | BONE ALLOGRAFT, STRUCTURAL FIBULA, ASSORTED SIZES | ORTHOPEDIC & SPINAL SUPPLIES
17434 | 4229554517600 | BONE GRAFT SYNTHETIC PUTTY 0.5CC, OR EQUIVALENT | ORTHOPEDIC & SPINAL SUPPLIES
17435 | 4229554517700 | BONE GRAFT, SYNTHETIC STRIPS, 10CM, OR EQUIVALENT | ORTHOPEDIC & SPINAL SUPPLIES
17436 | 4229554517800 | BONE GRAFT, SYNTHETIC STRIPS, 15CM, OR EQUIVALENT | ORTHOPEDIC & SPINAL SUPPLIES
17437 | 4229554517900 | BONE GRAFT, SYNTHETIC STRIPS, 20CM, OR EQUIVALENT | ORTHOPEDIC & SPINAL SUPPLIES
17438 | 4229554518000 | BONE ALLOGRAFT, FEMORAL HEAD FROZEN | ORTHOPEDIC & SPINAL SUPPLIES
17439 | 4229554518100 | BONE ALLOGRAFT, CORTICAL/CANCELLOUS CHIPS FREEZE DRIED 30 CC, OR EQUIVALENT | ORTHOPEDIC & SPINAL SUPPLIES
17440 | 4229554518200 | BONE ALLOGRAFT, DEMINERALIZED BONE MATRIX STRIPS, 5CM, OR EQUIVALENT | ORTHOPEDIC & SPINAL SUPPLIES
17441 | 4229554518300 | BONE ALLOGRAFT, STRUCTURAL HEMI CONDYLAR, ASSORTED SIZES | ORTHOPEDIC & SPINAL SUPPLIES
17442 | 4229554518400 | BONE ALLOGRAFT CANCELLOUS CHIPS FREEZE DRIED 15CC, OR EQUIVALENT | ORTHOPEDIC & SPINAL SUPPLIES
17443 | 4229554518500 | BONE ALLOGRAFT, CANCELLOUS BLOCK FREEZE DRIED, SIZE 30 MM -20 MM(+-2MM) -20 MM(+-2MM), | ORTHOPEDIC & SPINAL SUPPLIES
17444 | 4229554518600 | BONE ALLOGRAFT, CANCELLOUS BLOCK FREEZE DRIED, SIZE 30 MM -25 MM(+-2MM) -25 MM(+-2MM) | ORTHOPEDIC & SPINAL SUPPLIES
17445 | 4229554518700 | BONE ALLOGRAFT, CORTICAL CANCELLOUS GRANULES 15CC OR EQUIVALENT, DIFFERENT VOLUMES | ORTHOPEDIC & SPINAL SUPPLIES
17446 | 4229554518800 | BONE ALLOGRAFT, CORTICAL CANCELLOUS GRANULES 30CC OR EQUIVALENT, DIFFERENT VOLUMES | ORTHOPEDIC & SPINAL SUPPLIES
17447 | 4229554518900 | BONE ALLOGRAFT, CORTICAL CANCELLOUS GRANULES 60CC OR EQUIVALENT, DIFFERENT VOLUMES | ORTHOPEDIC & SPINAL SUPPLIES
17448 | 4229554519000 | BONE ALLOGRAFT, CORTICAL/CANCELLOUS BLOCK FREEZE DRIED SIZE 15 MM-20 MM (+-2MM) -10 MM (+-2MM) . | ORTHOPEDIC & SPINAL SUPPLIES
17449 | 4229554519300 | BONE ALLOGRAFT, CORTICAL/CANCELLOUS BLOCK FREEZE DRIED, SIZE 30 MM - 25 MM(+-2MM) - 25 MM (+-2MM) | ORTHOPEDIC & SPINAL SUPPLIES
17450 | 4229554519400 | BONE ALLOGRAFT, CORTICAL/CANCELLOUS CHIPS FREEZE DRIED 15 CC, OR EQUIVALENT | ORTHOPEDIC & SPINAL SUPPLIES
17451 | 4229554519500 | BONE ALLOGRAFT, CORTICAL/CANCELLOUS CHIPS FREEZE DRIED 45 CC, OR EQUIVALENT | ORTHOPEDIC & SPINAL SUPPLIES
17452 | 4229554519600 | BONE ALLOGRAFT, DEMINERALIZED BONE MATRIX STRIPS, 15CM, OR EQUIVALENT | ORTHOPEDIC & SPINAL SUPPLIES
17453 | 4229554519700 | BONE ALLOGRAFT, DEMINERALIZED BONE MATRIX STRIPS, 20CM, OR EQUIVALENT | ORTHOPEDIC & SPINAL SUPPLIES
17454 | 4229554519800 | BONE ALLOGRAFT, FEMORAL HEAD FREEZE DRIED | ORTHOPEDIC & SPINAL SUPPLIES
17455 | 4229554519900 | BONE ALLOGRAFT, STRUCTURAL STRUT (DISTAL TIBIA), ASSORTED SIZES | ORTHOPEDIC & SPINAL SUPPLIES
17456 | 4229554520000 | BONE ALLOGRAFT, STRUCTURAL STRUT (PROXIMAL FEMUR WITH HEAD), ASSORTED SIZES | ORTHOPEDIC & SPINAL SUPPLIES
17457 | 4229554520100 | BONE ALLOGRAFT, STRUCTURAL STRUT (PROXIMAL TIBIA), ASSORTED SIZES | ORTHOPEDIC & SPINAL SUPPLIES
17458 | 4229554520200 | BONE ALLOGRAFT, STRUCTURAL STRUT (WHOLE FEMUR), ASSORTED SIZES | ORTHOPEDIC & SPINAL SUPPLIES
17459 | 4229554520300 | BONE ALLOGRAFT, STRUCTURAL STRUT (WHOLE TIBIA), ASSORTED SIZES | ORTHOPEDIC & SPINAL SUPPLIES
17460 | 4229554520500 | BONE ALLOGRAFT, INJECTABLE DEMINERALIZED BONE MATRIX PUTTY 10CC, OR EQUIVALENT, ORTHOPEDIC | ORTHOPEDIC & SPINAL SUPPLIES
17461 | 4229554600300 | MESH LIGHTWEIGHT MACROPOROUS PARTIALLY ABSORBED FLAT SHEET FOR OPEN HERNIA REPAIR SURGERY SIZE 30 X 30 CM ( +/- 2 CM ) DISPOSABLE STERILE.. | SUPPLEMENTARY GENERAL CONSUMABLES
17462 | 4229554601000 | RIGID SCOPE PROTECTOR MADE OF POLYMER TO PROTECT THE RIGID SCOPE LENS FROM DAMAGE AUTOCLAVABLE FIT UO TO 5 MM DIAMETER SCOPE.. | STERILIZATION SUPPLIES (CSSD) CONSUMABLE
17463 | 4229555200300 | VENT, FOR LEFT VENTRICLE, ADULT, ASSORTED SIZES ACCORDING TO HOSPITAL REQUEST, DISPOSABLE, STERILE | CARDIOVASCULAR SURGERY CONSUMABLES
17464 | 4229555200400 | VENT, FOR LEFT VENTRICLE, PEDIATRIC, ASSORTED SIZES ACCORDING TO HOSPITAL REQUEST, DISPOSABLE, STERILE | CARDIOVASCULAR SURGERY CONSUMABLES
17465 | 4229555200500 | MINI APICAL CUFF, FOR LEFT VENTRICULAR ASSIST DEVICE (LVAD), WITH APICAL CUFF HOLDER, DISPOSABLE, STERILE | CARDIOVASCULAR SURGERY CONSUMABLES
17466 | 4229555300000 | FASCIA LATA, STRIP WITH NEEDLE, EPTFE, EYELID PTOSIS SURGERY, STERILE | OPHTHALMOLOGY SUPPLIES
17467 | 4229560100100 | NEURO CATHETER PASSER, PEDIATRIC SIZES, ASSORTED AS PER HOSPITAL REQUEST, DISPOSABLE, STERILE. | NEUROSCIENCES CONSUMABLES SUPPLEMENTARY
17468 | 4229560100200 | NEURO CATHETER PASSER, ADULT SIZES, ASSORTED AS PER HOSPITAL REQUEST, DISPOSABLE, STERILE | NEUROSCIENCES CONSUMABLES SUPPLEMENTARY
17469 | 4229560100300 | NEURO INTRAVENTRICULAR CATHETER, ANTIBIOTIC-IMPREGNATED, ASSORTED SIZES AND ANGLES AS PER HOSPITAL REQUEST, DISPOSABLE, STERILE. | NEUROSCIENCES CONSUMABLES SUPPLEMENTARY
17470 | 4229560101400 | VENTRICULAR CATHETER KIT, CONSISTS OF ICP TRANSDUCER, VENTRICULAR CATHETER WITH FEMALE LUER LOCK CONNECTOR, A TUOHY-BORST ADAPTER WITH DRAINAGE PORT, A SPLIT TROCAR, 10-GUAGE VENTRICULAR NEEDLE AND A STYLET. | NEUROSCIENCES CONSUMABLES SUPPLEMENTARY
17471 | 4229560103700 | NEURO VENTRICULAR CATHETER, ANTIBIOTIC-IMPREGNATED, FOR EXTERNALLY DRAINING CEREBROSPINAL FLUID, ASSORTED SIZES AND ANGLES AS PER HOSPITAL REQUEST, DISPOSABLE, STERILE. | NEUROSCIENCES CONSUMABLES SUPPLEMENTARY
17472 | 4229560104600 | CONNECTOR, NON METAL, Y SHAPED, FOR PROXIMAL AND DISTAL SHUNT CATHETER, DISPOSABLE, STERILE | NEUROSCIENCES CONSUMABLES SUPPLEMENTARY
17473 | 4229560104800 | CONNECTOR, NON METAL STRAIGHT, FOR PROXIMAL AND DISTAL SHUNT CATHETER, DISPOSABLE, STERILE | NEUROSCIENCES CONSUMABLES SUPPLEMENTARY
17474 | 4229560106000 | NEURO SHUNTS VALVE, BURR HOLE TYPE, ASSORTED PRESSURES AND SIZES AS PER HOSPITAL REQUEST, DISPOSABLE, STERILE. | NEUROSCIENCES CONSUMABLES SUPPLEMENTARY
17475 | 4229560108100 | DRESSING SECUREMENT FOR ADULT ARTERIAL CATHETER INDIVIDUALLY PACKAGE DISPOSABLE STERILE.. | SUPPLEMENTARY GEN.SUPPLIES NURS,BURN
17476 | 4229560108200 | DRESSING SECUREMENT FOR DIALYSIS FISTULA NEEDLE INDIVIDUALLY PACKAGE DISPOSABLE STERILE.. | SUPPLEMENTARY GEN.SUPPLIES NURS,BURN
17477 | 4229560108400 | DRESSING SECUREMENT FOR ADULT FOLEY CATHETER INDIVIDUALLY PACKAGE DISPOSABLE STERILE.. | SUPPLEMENTARY GEN.SUPPLIES NURS,BURN
17478 | 4229560108500 | DRESSNG SECUREMENT LRG NGS491ZT MEDLINE, DRESSING SECUREMENT FOR LARGE NASAL GASTRIC INDIVIDUALLY PACKAGE DISPOSABLE STERILE (WOUND AND OSTOMY CARE)... | SUPPLEMENTARY GEN.SUPPLIES NURS,BURN
17479 | 4229560108600 | SIZER FOR REFLUX MANAGEMENT SYSTEM FOR LAPAROSCOPIC DISPOSABLE STERILE.. | SUPPLEMENTARY GEN.CONS SURG SUT,LAP,ROB
17480 | 4229560108700 | NEURO PERITONEAL CATHETER, FOR CEREBRAL SPINAL FLUID, ANTIBIOTIC-IMPREGNATED, ASSORTED SIZES AS PER HOSPITAL REQUEST, DISPOSABLE, STERILE. | NEUROSCIENCES CONSUMABLES SUPPLEMENTARY
17481 | 4229560110200 | TUBE, EXTERNAL DRAINAGE, CEREBROSPINAL FLUID (CSF) LUMBOPERITONEAL SHUNT, DISPOSABLE, STERILE | NEUROSCIENCES CONSUMABLES SUPPLEMENTARY
17482 | 4229560111000 | VENTRICULAR RESERVOIR, FOR CEREBRAL SPINAL FLUID, BURR HOLE TYPE, ASSORTED SIZES AS PER HOSPITAL REQUEST, DISPOSABLE, STERILE. | NEUROSCIENCES CONSUMABLES SUPPLEMENTARY
17483 | 4229560113800 | NEURO PERITONEAL CATHETER, FOR CEREBRAL SPINAL FLUID, ASSORTED SIZES AS PER HOSPITAL REQUEST, DISPOSABLE, STERILE. | NEUROSCIENCES CONSUMABLES SUPPLEMENTARY
17484 | 4229560201700 | EXTERNAL DRAINAGE SYSTEM, NEURO, WITH VENTRICULAR CATHETER, FOR DRAINING CEREBROSPINAL FLUID, DISPOSABLE, STERILE. | NEUROSCIENCES CONSUMABLES SUPPLEMENTARY
17485 | 4229560300600 | KIT FOR LUMBAR PUNCTURE 22G X 1.5 TRAY FOR NEONATE FREE OF DEHP AND LATEX CONTENTS: (1) 22 GA X 1.5 INCH SPINAL NEEDLE (4) NUMBERED SPECIME N TUBES W/ SCREW CAP (1) 4-PLY POLY DRAPE TOWEL (2) POINT-LOK SHARPS CONTAINERS (1) 3 PK IODOPHOR SWABSTICKS (1) SPOTADHESIVE BANDAGE (1) NEO CATH DRAPE 12 INCH X 20 INCH (4) 2 INCH X2 INCH GAUZE. | NEUROSCIENCE
17486 | 4229560300700 | TRAY FOR LUMBER PUNCTURE ADULT CONTAINS: 25 G X 5/8 INCH NEEDLE PRE ATTACHED TO 3 ML PLASTIC LUER SLIP SYRINGE NEEDLE 18 G X 3.5 INCH NEED LE 20 G X 3.5 INCH NEEDLE 22 G X 3.5 INCH 4 WAYS STOPCOCK MANOMETER 5 INCH EXTENSION TUBING 5 ML LIDOCAINE 1% SPECIMEN VIALS WITH LABELS NEEDLE STICK PAD ADHESIVE BANDAGE SPONGE APPLICATORS TOWELS AND FENESTRATED DRAPE IODINE SOLUTION DISPOSABLE STERILE. | NEUROSCIENCE
17487 | 4229580200000 | TUBING MANIFOLD 23 KHZ SHOULD BE COMPATIBLE WITH HOSPITAL MACHINE.. | SUPPLEMENTARY GENERAL CONSUMABLES
17488 | 4229580200400 | ABLATION TISSUE PROSTATE THERAPY SYSTEM WITH STERILE CABLE AND TUBING STERILE SYRINGE STERILE SPIKE ADAPTOR AND 50ML STERILE WATER VIAL. | SUPPLEMENTARY GENERAL CONSUMABLES
17489 | 4229580500000 | CATHETER UTERINE BALLOON FOR ENDOMETRIAL THERMAL ABLATION AVERAGE 4 TO 6 MM SILICONE FOR CLOSED AUTOMATED ENDOMETRIAL THERMAL ABLATION SYS TEM (GENERATOR/SYSTEM TO BE PROVIDED WITH AN ORDER OF 30 BALLOONS FREE OF CHARGE) DISPOSABLE STERILE.. | SUPPLEMENTARY GENERAL CONSUMABLES
17490 | 4229580901700 | SURGICAL ABLATION MONOPOLAR PEN, DISPOSABLE, STERILE | CARDIOVASCULAR SURGERY CONSUMABLES
17491 | 4229580903000 | TIP CURVED EXTENDED MICROTIP 36 KHZ SHOULD BE COMPATIBLE WITH HOSPITAL MACHINE. | SUPPLEMENTARY GENERAL CONSUMABLES
17492 | 4229580903100 | TIP CURVED EXTENDED STANDARD TIP 36 KHZ SHOULD BE COMPATIBLE WITH HOSPITAL MACHINE. | SUPPLEMENTARY GENERAL CONSUMABLES
17493 | 4229580903200 | TIP STRAIGHT EXTENDED MICROTIP 36 KHZ SHOULD BE COMPATIBLE WITH HOSPITAL MACHINE. | SUPPLEMENTARY GENERAL CONSUMABLES
17494 | 4229580903300 | RADIOFREQUENCY MICRO ABLATION CATHETER FOR CARDIAC ELECTROPHYSIOLOGY IRRIGATED TIP ASSORTED SIZES AS PER HOSPITAL REQUEST. | INTERVENTIONAL RADIO,CARDIAC CATH
17495 | 4229580903700 | RADIOFREQUENCY ABLATION CATHETER FOR CARDIAC ELECTROPHYSIOLOGY IRRIGATED TIP WITH CONTACT FORCE ASSORTED SIZES AS PER HOSPITAL REQUEST. | INTERVENTIONAL RADIO,CARDIAC CATH
17496 | 4229580913900 | PULSED AND RADIO FREQUENCY ABLATION, CURVED NEEDLES 18 GAUGE, LENGTH 15CM, 10MM TIP | RESPIRATORY AND ANESTHESIA TENDER
17497 | 4229581002100 | SURGICAL ABLATION CRYO PROBE WITH ACTIVE THAW FEATURE ALLOWING FOR QUICK REMOVAL FROM FROZEN TISSUE WITHOUT THE NEED FOR EXTERNAL IRRIGATION, MACHINE PROVIDED FOC TO THE REQUESTING HOSPITAL, DISPOSABLE, STERILE | CARDIOVASCULAR SURGERY CONSUMABLES
17498 | 4229590100300 | STENT, LUMEN APPOSING, METAL, WITHOUT ELECTROCAUTERY, ASSORTED SIZES AND DIAMETER | ENDOSCOPY CONSUMABLES SUPPLIES
17499 | 4229590100600 | STENT, PANCREATIC, SINGLE PIGTAIL, PLASTIC, WITHOUT INTERNAL FLAP, (STENT WITHOUT PUSHER), ASSORTED SIZES | ENDOSCOPY CONSUMABLES SUPPLIES
17500 | 4229590205300 | STENT, TRACHEOBRONCHIAL, PARTIALLY COVERED, ASSORTED SIZES, STERILE, DISPOSABLE | ENDOSCOPY CONSUMABLES SUPPLIES
17501 | 4229590205400 | STENT, TRACHEOBRONCHIAL, UNCOVERED, ASSORTED SIZES, STERILE, DISPOSABLE | ENDOSCOPY CONSUMABLES SUPPLIES
17502 | 4229590301300 | STENT URETHRAL POST HYPOSPADIAS 8 FRENCH X 10-12 CM STERILE.. | SUPPLEMENTARY GENERAL CONSUMABLES
17503 | 4229590302500 | SET STENT INDWELLING POLYURETHANE DOUBLE URETERAL PIGTAIL STENT OPEN ENDED TAPERED TIP WITH HOLES IN THE BODY WITH COMPATIBLE GUIDEWIRE WITH RADIO-OPAQUE PUSHER SIZE: CH 4.7 - 5.0 20 CM DISPOSABLE STERILE.. | SUPPLEMENTARY GENERAL CONSUMABLES
17504 | 4229590302700 | SET STENT INDWELLING POLYURETHANE DOUBLE URETERAL PIGTAIL STENT OPEN ENDED TAPERED TIP WITH HOLES IN THE BODY WITHOUT GUIDEWIRE WITH RADIO-OPAQUE PUSHER SIZE: CH 6 28 CM DISPOSABLE STERILE.. | SUPPLEMENTARY GENERAL CONSUMABLES
17505 | 4229590302800 | SET STENT SILICONE COATED DOUBLE URETERAL OPEN ENDED TAPERED TIP WITH HOLES IN THE BODY WITHOUT GUIDEWIRE AWITH RADIO-OPAQUE PUSHER SIZE: CH 6.0 20 CM DISPOSABLE STERILE.. | SUPPLEMENTARY GENERAL CONSUMABLES
17506 | 4229590302900 | SET STENT SILICONE COATED DOUBLE URETERAL OPEN ENDED TAPERED TIP WITH HOLES IN THE BODY WITHOUT GUIDEWIRE WITH RADIO-OPAQUE PUSHER SIZE: CH 6.0 22 CM DISPOSABLE STERILE.. | SUPPLEMENTARY GENERAL CONSUMABLES
17507 | 4229590303000 | SET STENT SILICONE COATED DOUBLE URETERAL OPEN ENDED TAPERED TIP WITH HOLES IN THE BODY WITHOUT GUIDEWIRE WITH RADIO-OPAQUE PUSHER SIZE: CH 6.0 24 CM DISPOSABLE STERILE.. | SUPPLEMENTARY GENERAL CONSUMABLES
17508 | 4229590315600 | STENT URETHRAL POST HYPOSPADIAS 10 FRENCH X 10-12 CM STERILE.. | SUPPLEMENTARY GENERAL CONSUMABLES
17509 | 4229590316200 | STENT URETERAL SINGLE LOOP SIZE 6 FR LENGTH 70-90 CM STERILE. | SUPPLEMENTARY GENERAL CONSUMABLES
17510 | 4229590316300 | STENT URETERAL SINGLE LOOP SIZE 7 FR LENGTH 70-90 CM STERILE. | SUPPLEMENTARY GENERAL CONSUMABLES
17511 | 4229590319000 | SET STENT INDWELLING POLYURETHANE DOUBLE URETERAL PIGTAIL STENT OPEN ENDED TAPERED TIP WITH HOLES IN THE BODY WITHOUT GUIDEWIRE SIZE: CH 8 26 CM DISPOSABLE STERILE.... | SUPPLEMENTARY GENERAL CONSUMABLES
17512 | 4229590319100 | STENT METAL FOR TREAT URINARY TRACT OBSTRUCTIONS ASSORTED SIZES DISPOSABLE STERILE.... | SUPPLEMENTARY GENERAL CONSUMABLES
17513 | 4229590502100 | STENT, PYLORIC/DUODENAL, METALLIC, FULLY COVERED, SELF EXPANDING, ASSORTED SIZES AND DIAMETERS | ENDOSCOPY CONSUMABLES SUPPLIES
17514 | 4229590502200 | STENT, PYLORIC/DUODENAL, METALLIC, PARTIALLY COVERED, SELF EXPANDING, ASSORTED SIZES AND DIAMETERS | ENDOSCOPY CONSUMABLES SUPPLIES
17515 | 4229590502300 | STENT, PANCREATIC, PLASTIC, STRAIGHT, WITHOUT INTERNAL FLAP, SET (STENT WITH PUSHER), LONG WIRE SYSTEM, ASSORTED SIZES | ENDOSCOPY CONSUMABLES SUPPLIES
17516 | 4229590502400 | STENT, PANCREATIC, PLASTIC STRAIGHT WITHOUT INTERNAL FLAP, SET (STENT WITH PUSHER), SHORT WIRE SYSTEM, ASSORTED SIZES | ENDOSCOPY CONSUMABLES SUPPLIES
17517 | 4229590502500 | STENT, PANCREATIC, STRAIGHT, PLASTIC, WITH INTERNAL FLAP, (STENT WITHOUT PUSHER), ASSORTED SIZES | ENDOSCOPY CONSUMABLES SUPPLIES
17518 | 4229590502600 | STENT, PANCREATIC, PLASTIC, STRAIGHT, WITH INTERNAL FLAP, SET (STENT WITH PUSHER), LONG WIRE SYSTEM, ASSORTED SIZES | ENDOSCOPY CONSUMABLES SUPPLIES
17519 | 4229590502700 | STENT, PANCREATIC, PLASTIC STRAIGHT WITH INTERNAL FLAP, SET (STENT WITH PUSHER), SHORT WIRE SYSTEM, ASSORTED SIZES | ENDOSCOPY CONSUMABLES SUPPLIES
17520 | 4229590502800 | STENT, PANCREATIC, PLASTIC, SINGLE PIGTAIL, WITHOUT INTERNAL FLAP, SET (STENT WITH PUSHER), LONG WIRE SYSTEM, ASSORTED SIZES | ENDOSCOPY CONSUMABLES SUPPLIES
17521 | 4229590502900 | STENT, PANCREATIC, SINGLE PIGTAIL, PLASTIC, WITHOUT INTERNAL FLAP, SET (STENT WITH PUSHER), SHORT WIRE SYSTEM, ASSORTED SIZES | ENDOSCOPY CONSUMABLES SUPPLIES
17522 | 4229590503000 | STENT, PANCREATIC, SINGLE PIGTAIL, PLASTIC, WITH INTERNAL FLAP, (STENT WITHOUT PUSHER), ASSORTED SIZES | ENDOSCOPY CONSUMABLES SUPPLIES
17523 | 4229590503100 | STENT, SET, PANCREATIC, SINGLE PIGTAIL PLASTIC STENT WITH INTERNAL FLAP, (STENT WITH PUSHER), LONG WIRE SYSTEM, ASSORTED SIZES | ENDOSCOPY CONSUMABLES SUPPLIES
17524 | 4229590503200 | STENT, PANCREATIC, SINGLE PIGTAIL, PLASTIC, WITH INTERNAL FLAP, SET (STENT WITH PUSHER), SHORT WIRE SYSTEM, ASSORTED SIZES | ENDOSCOPY CONSUMABLES SUPPLIES
17525 | 4229590503300 | STENT SET, BILIARY PRELOADED PLASTIC, ASSORTED TYPES, (WITH DELIVERY SYSTEM AND PUSHER), SHORT WIRE SYSTEM, ASSORTED SIZES | ENDOSCOPY CONSUMABLES SUPPLIES
17526 | 4229590503700 | STENT, BILIARY, PARTIALLY COVERED, METALLIC, LONG WIRE SYSTEM, ASSORTED LENGTH, ASSORTED DIAMETER | ENDOSCOPY CONSUMABLES SUPPLIES
17527 | 4229590504100 | STENT, PANCREATIC, PLASTIC, SOFT, MULTIPLE DRAINAGE HOLES WITHOUT FLAP, (STENT WITH PUSHER), ASSORTED SIZES | ENDOSCOPY CONSUMABLES SUPPLIES
17528 | 4229590600700 | STENT, ESOPHAGEAL, METALLIC, FULLY COVERED, SELF EXPANDING, OVER THE SCOPE, ASSORTED SIZES AND DIAMETERS | ENDOSCOPY CONSUMABLES SUPPLIES
17529 | 4229590600800 | STENT, ESOPHAGEAL, METALLIC, UNCOVERED FLANGES WITH COVERED STENT BODY, SELF EXPANDING, OVER THE SCOPE, ASSORTED SIZES AND DIAMETERS | ENDOSCOPY CONSUMABLES SUPPLIES
17530 | 4229590608500 | STENT ESOPHAGEAL COVERED SELF-EXPANDABLE LOW PROFILE ASSORTED SIZES STENT DIAMETER AND LENGTH AS PER HOSPITAL REQUEST. | INTERVENTIONAL RADIO,CARDIAC CATH
17531 | 4229590702100 | STENT, CAROTID, MONORAIL, SINGLE LAYER, SELF EXPANDABLE, 0.014 INCH COMPATIBLE, ASSORTED SIZES AS PER HOSPITAL REQUEST, DISPOSABLE, STERILE. | NEUROSCIENCES CONSUMABLES SUPPLEMENTARY
17532 | 4229590703300 | STENT, HEPATOGASTROSTOMY, METALLIC, PARTIALLY COVERED (COVERED GASTRIC PART AND UNCOVERED BILIARY PART), WITH ANTIMIGRATION DESIGN, ASSORTED SIZES, SINGLE USE | ENDOSCOPY CONSUMABLES SUPPLIES
17533 | 4229590703400 | STENT, BILIARY, METALLIC, FULLY COVERED, MULTIHOLES DESIGN, ASSORTED SIZES, REMOVABLE, SINGLE USE | ENDOSCOPY CONSUMABLES SUPPLIES
17534 | 4229590703500 | STENT BIODEGRADABLE BILIARY AND PANCREATIC ASSORTED SIZES AND DIAMETERS.. | ENDOSCOPY CONSUMABLES SUPPLIES
17535 | 4229590900000 | KEEL, MONTGOMERY LARYNGEAL, ASSORTED SIZES | EAR, NOSE & THROAT SUPPLIES (ENT)
17536 | 4229590900200 | STENT, MONTGOMERY LARYNGEAL, ASSORTED SIZES | EAR, NOSE & THROAT SUPPLIES (ENT)
17537 | 4229590900300 | STENT, RUTTER SUPRA STOMAL, ASSORTED SIZES | EAR, NOSE & THROAT SUPPLIES (ENT)
17538 | 4229591001800 | STENT, BILIARY, METALLIC, UNCOVERED, LONG WIRE SYSTEM, ASSORTED LENGTH, ASSORTED DIAMETER | ENDOSCOPY CONSUMABLES SUPPLIES
17539 | 4229591002100 | STENT, BILIARY, PLASTIC, (WITHOUT DELIVERY SYSTEM AND PUSHER), ASSORTED SIZES | ENDOSCOPY CONSUMABLES SUPPLIES
17540 | 4229591107500 | STENT PERIPHERAL SELF-EXPANDABLE ASSORTED SIZES STENT DIAMETER AND LENGTH AS PER HOSPITAL REQUEST. | INTERVENTIONAL RADIO,CARDIAC CATH
17541 | 4229591115900 | STENT PERIPHERAL BALLOON-EXPANDABLE ASSORTED SIZES STENT DIAMETER AND LENGTH AS PER HOSPITAL REQUEST. | INTERVENTIONAL RADIO,CARDIAC CATH
17542 | 4229591116100 | STENT PERIPHERAL COVERED BALLOON-EXPANDABLE ASSORTED SIZES STENT DIAMETER AND LENGTH AS PER HOSPITAL REQUEST. | INTERVENTIONAL RADIO,CARDIAC CATH
17543 | 4229591214900 | STENT VENOUS SELF-EXPANDABLE OBLIQUE END ASSORTED SIZES AS PER HOSPITAL REQUEST. | SUPPLEMENTARY INTERVEN RADIO,CARDIC CATH
17544 | 4229591300500 | STENT, INTRALUMINAL, LASER CUT, OPEN CELL, USED FOR NEURO ANEURYSM EMBOLIZATION, ASSORTED SIZES | NEUROSCIENCES CONSUMABLES SUPPLEMENTARY
17545 | 4229600306900 | RING, MITRAL VALVE, FULLY-RIGID, ASSORTED SIZES AS PER HOSPITAL REQUEST, STERILE | CARDIOVASCULAR SURGERY CONSUMABLES
17546 | 4229600307000 | TISSUE VALVE IMPLANT, MITRAL, MOUNTED, ASSORTED SIZES AS PER HOSPITAL REQUEST | CARDIOVASCULAR SURGERY CONSUMABLES
17547 | 4229600506500 | RING, MITRAL VALVE, HYBRID, ASSORTED SIZES AS PER HOSPITAL REQUEST, STERILE | CARDIOVASCULAR SURGERY CONSUMABLES
17548 | 4229600600200 | PATCH CARDIOVASCULAR SYNTHETIC HIGH STRENGTH MATERIAL SIZE 3 X 3 CM (+/- 0.5 CM) THICKNESS 0.4 - 0.5 MM STERILE... | SUPPLEMENTARY CARDIOVASCULAR SURG SUPPL.
17549 | 4229600600300 | PATCH CARDIOVASCULAR EPTFE THICKNESS 0.6 MM SIZE 2.5 X 15 CM (+/- 0.5 CM) STERILE... | SUPPLEMENTARY CARDIOVASCULAR SURG SUPPL.
17550 | 4229600601800 | VASCULAR GRAFT EARLY ACCESS 6 MM X 40-50 CM STERILE. | CARDIOVASCULAR SURGERY CONSUMABLES
17551 | 4229600602300 | VASCULAR GRAFT PTFE ANTI-THROMBOTIC AGENT COATED SIZE 4 -7 MM X 45 - 50 CM STERILE. | CARDIOVASCULAR SURGERY CONSUMABLES
17552 | 4229600606200 | VASCULAR GRAFT REINFORCED EXPANDED TAPERED POLYTETRA FLUORO ETHYLENE (PTFE) FOR ANGIOACCESS INTERNAL DIAMETER 4-5MM 40CM LONG IMPREGNATED WITH SIROLIMUS. | CARDIOVASCULAR SURGERY CONSUMABLES
17553 | 4229600606500 | VASCULAR GRAFT REINFORCED EXPANDED RINGED POLYTETRA FLUORO ETHYLENE (PTFE) FOR ANGIOACCESS INTERNAL DIAMETER 6 MM 40 CM LONG WITH 5 CM RING SECTION IMPREGNATED WITH SIROLIMUS.. | CARDIOVASCULAR SURGERY CONSUMABLES
17554 | 4229600606600 | VASCULAR GRAFT REINFORCED EXPANDED RINGED POLYTETRA FLURO ETHYLENE (PTFE) FOR ANGIOACCESS INTERNAL DIAMETER 6 MM 40 CM LONG WITH 5 CM RING SECTION. | CARDIOVASCULAR SURGERY CONSUMABLES
17555 | 4229600606700 | VASCULAR GRAFT REINFORCED EXPANDED STRAIGHT POLYTETRA FLUORO ETHYLENE (PTFE) FOR ANGIOACCESS INTERNAL DIAMETER 6 MM 40 CM LONG. | CARDIOVASCULAR SURGERY CONSUMABLES
17556 | 4229600607200 | PATCH PET KNITTED DOUBLE VELOUR SIZE 1 CM X 7.5 CM (+/- 0.5 CM) THICKNESS 0.4 MM STERILE. | CARDIOVASCULAR SURGERY CONSUMABLES
17557 | 4229600607400 | PATCH CARDIOVASCULAR EPTFE THICKNESS 0.6 MM SIZE 2.5 X 4 CM (+/- 0.5 CM) STERILE... | SUPPLEMENTARY CARDIOVASCULAR SURG SUPPL.
17558 | 4229600618300 | ALLOGENEIC NATURAL COLLAGEN MATRIX USED FOR GRAFTING AND REINFORCEMENT | EAR, NOSE & THROAT SUPPLIES (ENT)
17559 | 4229600618400 | VASCULAR GRAFT REINFORCED EXPANDED STRAIGHT POLYTETRA FLUORO ETHYLENE (PTFE) FOR ANGIOACCESS INTERNAL DIAMETER 6 MM 40 CM LONG IMPREGNATED WITH SIROLIMUS. | CARDIOVASCULAR SURGERY CONSUMABLES
17560 | 4229600618500 | VASCULAR GRAFT REINFORCED EXPANDED TAPERED POLYTETRA FLUORO ETHYLENE (PTFE) FOR ANGIOACCESS INTERNAL DIAMETER 4 - 5 MM 40 CM LONG... | CARDIOVASCULAR SURGERY CONSUMABLES
17561 | 4229600641000 | OCCLUSION BALLOON FOR ABDOMINAL/THORACIC AORTA POST STENT DILATATION ASSORTED SIZES AS PER HOSPITAL REQUEST. | SUPPLEMENTARY INTERVEN RADIO,CARDIC CATH
17562 | 4229600645100 | GRAFT, EARLY ACCESS EPTFE, TAPERED, HEPARIN-BONDED, SIZE 4-7 MM X 45-50 CM, STERILE | CARDIOVASCULAR SURGERY CONSUMABLES
17563 | 4229600645200 | GRAFT, TAPERED, HEPARIN-BONDED, SIZE 4-7 MM X 45-50 CM, STERILE | CARDIOVASCULAR SURGERY CONSUMABLES
17564 | 4229600645400 | GRAFT, VASCULAR, EPTFE, HEPARIN-BONDED, SIZE 4 -7 MM X 45 - 50 CM, STERILE | CARDIOVASCULAR SURGERY CONSUMABLES
17565 | 4229600645700 | GRAFT, VASCULAR, HEPARIN-BONDED, EPTFE, THIN WALLED 6 MM X 40 CM, STERILE | CARDIOVASCULAR SURGERY CONSUMABLES
17566 | 4229600645800 | GRAFT, VASCULAR, HEPARIN-BONDED, EPTFE, THIN WALLED 8 MM X 40 CM, STERILE | CARDIOVASCULAR SURGERY CONSUMABLES
17567 | 4229600645900 | GRAFT, VASCULAR, HEPARIN-BONDED, EPTFE, THIN WALLED REMOVABLE RINGS 8 MM X 80 CM, STERILE | CARDIOVASCULAR SURGERY CONSUMABLES
17568 | 4229600646000 | GRAFT, VASCULAR, EPTFE, HEPARIN-BONDED, THIN WALLED REMOVABLE RINGS 6MM X 80 CM, STERILE | CARDIOVASCULAR SURGERY CONSUMABLES
17569 | 4229600646300 | GRAFT, AORTIC, WOVEN, MULTIBRANCHED, IMPREGNATED, ASSORTED SIZES AS PER HOSPITAL REQUEST, STERILE | CARDIOVASCULAR SURGERY CONSUMABLES
17570 | 4229600646400 | PATCH CARDIOVASCULAR EPTFE THICKNESS 0.4 MM SIZE 2 X 14 CM (+/- 0.5 CM) STERILE. | SUPPLEMENTARY CARDIOVASCULAR SURG SUPPL.
17571 | 4229600646700 | STENT GRAFT SYSTEM FOR AORTOILIAC OCCLUSIVE DISEASE NITINOL COATED D-SHAPE DESIGN ASSORTED SIZES AS PER HOSPITAL REQUEST. | SUPPLEMENTARY CARDIOVASCULAR SURG SUPPL.
17572 | 4229600800300 | PATCH PET KNITTED DOUBLE VELOUR SIZE 2.5 CM X 10 CM (+/- 0.5 CM) THICKNESS 0.4 MM - 0.5 MM STERILE.. | CARDIOVASCULAR SURGERY CONSUMABLES
17573 | 4229601104600 | EMBOLIZATION COIL DETACHABLE NON-FIBERED COIL MRI COMPATIBLE ELECTRICAL DETACHMENT MECHANISM PRE- LOADED COIL/DELIVERY SYSTEM 0.035IN DELIVERY SYSTEM ASSORTED CONFIGURATIONS-DIAMETER-LENGTH AS PER HOSPITAL REQUEST STERILE DETACHMENT DEVICE MUST BE PROVIDED FREE OF CHARGE WITH EVERY THREE COILS PURCHASED. | INTERVENTIONAL RADIO,CARDIAC CATH
17574 | 4229601104700 | EMBOLIZATION COIL DETACHABLE NON-FIBERED COIL MRI COMPATIBLE ELECTRICAL DETACHMENT MECHANISM PRE- LOADED COIL/DELIVERY SYSTEM 0.018IN DELIVERY SYSTEM ASSORTED CONFIGURATIONS-DIAMETER-LENGTH AS PER HOSPITAL REQUEST STERILE DETACHMENT DEVICE MUST BE PROVIDED FREE OF CHARGE WITH EVERY THREE COILS PURCHASED. | INTERVENTIONAL RADIO,CARDIAC CATH
17575 | 4229610000000 | PERFORATOR, FOR SKULL BONE, HUDSON CHUCK, EXTRA LARGE, 14 MM, THIN, DISPOSABLE | NEUROSCIENCES CONSUMABLES SUPPLEMENTARY
17576 | 4229610000700 | DURAL PATCH, FOR NEURO SURGERY DURAL REPAIR, ONLAY, DERIVED FROM BOVINE, SIZE: 1 X 1 INCH (+/- 0.5 INCH), STERILE | NEUROSCIENCES CONSUMABLES SUPPLEMENTARY
17577 | 4229610001000 | DURAL PATCH, FOR NEURO SURGERY DURAL REPAIR, SUTURABLE, DERIVED FROM BOVINE, SIZE: 3 X 3 INCH (+/- 0.7 INCH), STERILE | NEUROSCIENCES CONSUMABLES SUPPLEMENTARY
17578 | 4229610001200 | LUBRICANT/DIFFUSER CARTRIDGE, COMPATIBLE WITH LEGEND SYSTEM, DISPOSABLE | NEUROSCIENCES CONSUMABLES SUPPLEMENTARY
17579 | 4229610001400 | REFLECTIVE SPHERES, FOR NEURO NAVIGATION, DISPOSABLE, STERILE | NEUROSCIENCES CONSUMABLES SUPPLEMENTARY
17580 | 4229610001700 | DURAL PATCH, FOR NEURO SURGERY DURAL REPAIR, SUTURABLE, DERIVED FROM BOVINE, SIZE: 1 X 3 INCH (+/- 0.5 INCH), STERILE | NEUROSCIENCES CONSUMABLES SUPPLEMENTARY
17581 | 4229610002500 | DURAL SUBSTITUTE, FOR NEURO SURGERY DURAL REPAIR, SYNTHETIC, SUTURABLE, SIZE: 3 X 3 INCH (+/- 0.7 INCH), STERILE, STERILE. | NEUROSCIENCES CONSUMABLES SUPPLEMENTARY
17582 | 4229610003300 | NEURO INTRAVENTRICULAR CATHETER STANDARD ASSORTED SIZES AND ANGLES AS PER HOSPITAL REQUEST DISPOSABLE STERILE. | NEUROSCIENCES CONSUMABLES SUPPLEMENTARY
17583 | 4229610003600 | DRAINAGE BAG REPLACEMENT, COMPATIBLE WITH HOSPITALS DRAINAGE SYSTEM, DISPOSABLE | NEUROSCIENCES CONSUMABLES SUPPLEMENTARY
17584 | 4229610006100 | CRANIAL PLATES, MADE OF TITANIUM, ULTRA LOW PROFILE, MESH, 10 X 10 CM (+/- 2 CM) | NEUROSCIENCES CONSUMABLES SUPPLEMENTARY
17585 | 4229610007200 | TUBING MANIFOLD 36 KHZ SHOULD BE COMPATIBLE WITH HOSPITAL MACHINE.. | SUPPLEMENTARY GENERAL CONSUMABLES
17586 | 4229610007400 | HEMOSTASIS HEMOSTATIC MATRIX PLUS FLEX TIP BOVINE-DERIVED GELATIN MATRIX AND HUMAN THROMBIN 10 ML STERILE... | SUPPLEMENTARY GENERAL CONSUMABLES
17587 | 4229610007600 | NAVIGATED BIOPSY NEEDLE DISPOSABLE | NEUROSCIENCES CONSUMABLES SUPPLEMENTARY
17588 | 4229610007800 | NAVIGATED SHUNT PLACEMENT NEEDLE, NON INVASIVE, DISPOSABLE | NEUROSCIENCES CONSUMABLES SUPPLEMENTARY
17589 | 4229610008300 | BALLOON GUIDE CATHETER FOR NEURO INTERVENTION ASSORTED SIZES AS PER HOSPITAL REQUEST. | INTERVENTIONAL RADIO,CARDIAC CATH
17590 | 4229610010000 | MICRO CATHETER, FOR NEURO INTERVENTION, FLOW DIRECTED, DMSO COMPATIBLE, INNER DIAMETER 0.013- 0.015 INCH, TOTAL LENGTH 150 - 170 CM, DISPOSABLE, STERILE | NEUROSCIENCES CONSUMABLES SUPPLEMENTARY
17591 | 4229610014600 | SHEATH, GUIDING, HYDROPHILIC COATING, LENGTH NOT LESS THAN 80 CM, INNER DIAMETER NOT LESS THAN 0.088 INCH, DISPOSABLE, STERILE, ASSORTED SIZES AND ANGLES MUST BE PROVIDED AS PER HOSPITAL REQUEST. | NEUROSCIENCES CONSUMABLES SUPPLEMENTARY
17592 | 4229610019500 | EMBOLIC AGENT NON-ADHESIVE LIQUID IN A PREFILLED SYRINGE NEUROVASCULAR COMPRISED OF A BIOCOMPATIBLE POLYMER DISSOLVED IN DMSO SOLVENT STERILE. | NEUROSCIENCES CONSUMABLES SUPPLEMENTARY
17593 | 4229610020800 | NEUROMUSCULAR ELECTROSTIMULATION DEVICE BATTERY POWERED 11 IMPULSE INTENSITY LEVELS DESIGNED TO STIMULATE COMMON PERONEAL NERVE WITH LOW-FREQUENCY IMPULSES 27 TO 54 MAMP TO INCREASE BLOOD FLOW IN THE VEINS ARTERIES AND MICROCIRCULATION OF THE LOWER LIMBS FOR DEEP VEINS THROMBOSIS PREVENTION PREVENTION AND MANAGEMENT OF EDEMA AND PROMOTE WOUND HEALING DISPOSABLE... | SUPPLEMENTARY GEN.SUPPLIES NURS,BURN
17594 | 4229610021700 | CRANIOPLASTY KIT, ACRYLIC BONE CEMENT, POWDER, FOR CRANIAL DEFECTS REPAIR, STERILE | NEUROSCIENCES CONSUMABLES SUPPLEMENTARY
17595 | 4229610022200 | PERFORATOR, FOR SKULL BONE, HUDSON CHUCK, SMALL, 9 MM, THIN, DISPOSABLE | NEUROSCIENCES CONSUMABLES SUPPLEMENTARY
17596 | 4229610022300 | PERFORATOR, FOR SKULL BONE, HUDSON CHUCK, MEDIUM, 11 MM, THIN, DISPOSABLE | NEUROSCIENCES CONSUMABLES SUPPLEMENTARY
17597 | 4229610022400 | PERFORATOR, FOR SKULL BONE, HUDSON CHUCK, EXTRA LARGE, 14 MM, THICK, DISPOSABLE | NEUROSCIENCES CONSUMABLES SUPPLEMENTARY
17598 | 4229610023700 | STENT, ESOPHAGEAL, METALLIC, FULLY COVERED, SELF EXPANDING, FOR POST BARIATRIC SURGERY LEAK OR FISTULA, NOT LESS THAN 18CM, ASSORTED SIZES, LENGTHS, AND DIAMETERS | ENDOSCOPY CONSUMABLES SUPPLIES
17599 | 4229610023800 | STENT, ESOPHAGEAL, METALLIC, FULLY COVERED, SELF EXPANDING, FOR POST BARIATRIC SURGERY LEAK OR FISTULA WITH ANTIMIGRATORY DESIGN, NOT LESS THAN 18CM, ASSORTED SIZES, LENGTHS, AND DIAMETERS | ENDOSCOPY CONSUMABLES SUPPLIES
17600 | 4229610024400 | STENT, COLONIC, METALLIC, FULLY COVERED, SELF EXPANDING, ASSORTED SIZES AND DIAMETERS | ENDOSCOPY CONSUMABLES SUPPLIES
17601 | 4229610024500 | STENT, FULLY COVERED, FOR TRACHEOBRONCHIAL, ASSORTED SIZES, DISPOSABLE | ENDOSCOPY CONSUMABLES SUPPLIES
17602 | 4229610024900 | STENT, BILIARY, FULLY COVERED, METALLIC, LONG WIRE SYSTEM, ASSORTED LENGTH, ASSORTED DIAMETER | ENDOSCOPY CONSUMABLES SUPPLIES
17603 | 4229610026200 | STENT, COLONIC, METALLIC, UNCOVERED, SELF EXPANDING, ASSORTED SIZES AND DIAMETERS | ENDOSCOPY CONSUMABLES SUPPLIES
17604 | 4229610026300 | STENT, ESOPHAGEAL, METALLIC, UNCOVERED, SELF EXPANDING, OVER THE SCOPE, ASSORTED SIZES AND DIAMETERS | ENDOSCOPY CONSUMABLES SUPPLIES
17605 | 4229610026500 | STENT, PYLORIC/DUODENAL, METALLIC, UNCOVERED, SELF EXPANDING, ASSORTED SIZES AND DIAMETERS | ENDOSCOPY CONSUMABLES SUPPLIES
17606 | 4229610026700 | CONNECTOR 3 WAYS WITH EXTENSION MICROBORE NEEDLELESS SPLIT - SEPTUM TRANSPARENT DEVICE SHOWING THE FLOW OF FLUID LOW PROFILE SIMPLE TO USE AND DISINFECT COMPATIBLE WITH LUER SPLIT OR LUER LOCK CONNECTIONS LOW WEIGHT MAKE FIXATION BETTER PRIMING VOLUME 0.6 - 0.8 ML DISPOSABLE / STERILE.... | SUPPLEMENTARY GEN.SUPPLIES NURS,BURN
17607 | 4229610027100 | EXTENSION TUBING CONNECTOR PLASTIC 1 SIDE NEEDLE FREE 15-20 CM STRAIGHT.. | SUPPLEMENTARY GEN.SUPPLIES NURS,BURN
17608 | 4229610027800 | BURR HOLE COVER KIT, FOR DEEP BRAIN STIMULATION | NEUROSCIENCES CONSUMABLES SUPPLEMENTARY
17609 | 4229610027900 | CLIPS ARTERIOVENOUS MALFORMATIONS PERMANENT ASSORTED SIZES. | NEUROSCIENCE
17610 | 4229610028000 | CLIPS ARTERIOVENOUS MALFORMATIONS TEMPORARY ASSORTED SIZES. | NEUROSCIENCE
17611 | 4229610028100 | CRANIAL FLAP, CUSTOM MADE, MADE OF PEEK (POLYETHER ETHER KETONE), LARGE SIZE, 101-125 MM RADIUS | NEUROSCIENCES CONSUMABLES SUPPLEMENTARY
17612 | 4229610028200 | CRANIAL FLAP, CUSTOM MADE, MADE OF PEEK (POLYETHER ETHER KETONE), MEDIUM SIZE, 76-100 MM RADIUS | NEUROSCIENCES CONSUMABLES SUPPLEMENTARY
17613 | 4229610028300 | CRANIAL FLAP, CUSTOM MADE, MADE OF PEEK (POLYETHER ETHER KETONE), SMALL SIZE, 40-75 MM RADIUS | NEUROSCIENCES CONSUMABLES SUPPLEMENTARY
17614 | 4229610028400 | CRANIAL PLATES, ABSORBABLE, BURR HOLE COVER, ASSORTED SIZES | NEUROSCIENCES CONSUMABLES SUPPLEMENTARY
17615 | 4229610028500 | CRANIAL PLATES, ABSORBABLE, DOUBLE Y-SHAPE PLATES, ASSORTED SIZES | NEUROSCIENCES CONSUMABLES SUPPLEMENTARY
17616 | 4229610028600 | CRANIAL PLATES, ABSORBABLE, MESH, 10 X 10 CM (+/- 2 CM) | NEUROSCIENCES CONSUMABLES SUPPLEMENTARY
17617 | 4229610028700 | CRANIAL PLATES, ABSORBABLE, MESH, 5 X 5 CM (+/- 1.5 CM) | NEUROSCIENCES CONSUMABLES SUPPLEMENTARY
17618 | 4229610028900 | CRANIAL PLATES, ABSORBABLE, STRAIGHT, 16-20 HOLES, ASSORTED SIZES | NEUROSCIENCES CONSUMABLES SUPPLEMENTARY
17619 | 4229610029000 | CRANIAL PLATES, ABSORBABLE, STRAIGHT, 2 HOLES, ASSORTED SIZES | NEUROSCIENCES CONSUMABLES SUPPLEMENTARY
17620 | 4229610029100 | CRANIAL PLATES, ABSORBABLE, STRAIGHT, 4 HOLES, ASSORTED SIZES | NEUROSCIENCES CONSUMABLES SUPPLEMENTARY
17621 | 4229610029200 | CRANIAL PLATES, ABSORBABLE, STRAIGHT, 6-8 HOLES, ASSORTED SIZES | NEUROSCIENCES CONSUMABLES SUPPLEMENTARY
17622 | 4229610029300 | CRANIAL PLATES, ABSORBABLE, X-SHAPE PLATES, ASSORTED SIZES | NEUROSCIENCES CONSUMABLES SUPPLEMENTARY
17623 | 4229610029400 | CRANIAL PLATES, MADE OF TITANIUM, STANDARD, MESH, 5 X 5 CM (+/- 1.5 CM) | NEUROSCIENCES CONSUMABLES SUPPLEMENTARY
17624 | 4229610029500 | CRANIAL PLATES, ABSORBABLE, Y-SHAPE PLATES, ASSORTED SIZES | NEUROSCIENCES CONSUMABLES SUPPLEMENTARY
17625 | 4229610030300 | CRANIAL PLATES, MADE OF TITANIUM, STANDARD, BURR HOLE COVER, ASSORTED SIZES | NEUROSCIENCES CONSUMABLES SUPPLEMENTARY
17626 | 4229610030400 | CRANIAL PLATES, MADE OF TITANIUM, STANDARD, MESH, 17 X 17 CM (+/- 5 CM) | NEUROSCIENCES CONSUMABLES SUPPLEMENTARY
17627 | 4229610030600 | CRANIAL PLATES, MADE OF TITANIUM, STANDARD, SHUNT-BURR HOLE COVER TYPE, ASSORTED SIZES | NEUROSCIENCES CONSUMABLES SUPPLEMENTARY
17628 | 4229610030900 | CRANIAL PLATES, MADE OF TITANIUM, STANDARD, X-SHAPE PLATES, ASSORTED SIZES | NEUROSCIENCES CONSUMABLES SUPPLEMENTARY
17629 | 4229610031000 | CRANIAL PLATES, MADE OF TITANIUM, STANDARD, Y-SHAPE PLATES, ASSORTED SIZES | NEUROSCIENCES CONSUMABLES SUPPLEMENTARY
17630 | 4229610031100 | CRANIAL PLATES, MADE OF TITANIUM, ULTRA LOW PROFILE, BURR HOLE COVER, ASSORTED SIZES | NEUROSCIENCES CONSUMABLES SUPPLEMENTARY
17631 | 4229610031200 | CRANIAL PLATES, MADE OF TITANIUM, ULTRA LOW PROFILE, DOUBLE Y-SHAPE PLATES, ASSORTED SIZES | NEUROSCIENCES CONSUMABLES SUPPLEMENTARY
17632 | 4229610031300 | CRANIAL PLATES, MADE OF TITANIUM, ULTRA LOW PROFILE, MESH, 15 X 15 CM (+/- 2 CM) | NEUROSCIENCES CONSUMABLES SUPPLEMENTARY
17633 | 4229610031400 | CRANIAL PLATES, MADE OF TITANIUM, ULTRA LOW PROFILE, MESH, 5 X 5 CM (+/- 1.5 CM) | NEUROSCIENCES CONSUMABLES SUPPLEMENTARY
17634 | 4229610031600 | CRANIAL PLATES, MADE OF TITANIUM, ULTRA LOW PROFILE, SHUNT-BURR HOLE COVER TYPE, ASSORTED SIZES | NEUROSCIENCES CONSUMABLES SUPPLEMENTARY
17635 | 4229610031700 | CRANIAL PLATES, MADE OF TITANIUM, ULTRA LOW PROFILE, STRAIGHT, 10 -12 HOLES, ASSORTED SIZES | NEUROSCIENCES CONSUMABLES SUPPLEMENTARY
17636 | 4229610031800 | CRANIAL PLATES, MADE OF TITANIUM, ULTRA LOW PROFILE, STRAIGHT, 16-20 HOLES, ASSORTED SIZES | NEUROSCIENCES CONSUMABLES SUPPLEMENTARY
17637 | 4229610031900 | CRANIAL PLATES, MADE OF TITANIUM, ULTRA LOW PROFILE, STRAIGHT, 2 HOLES, ASSORTED SIZES | NEUROSCIENCES CONSUMABLES SUPPLEMENTARY
17638 | 4229610032000 | CRANIAL PLATES, MADE OF TITANIUM, ULTRA LOW PROFILE, STRAIGHT, 4 HOLES, ASSORTED SIZES | NEUROSCIENCES CONSUMABLES SUPPLEMENTARY
17639 | 4229610032100 | CRANIAL PLATES, MADE OF TITANIUM, ULTRA LOW PROFILE, STRAIGHT, 6 -8 HOLES, ASSORTED SIZES | NEUROSCIENCES CONSUMABLES SUPPLEMENTARY
17640 | 4229610032200 | CRANIAL PLATES, MADE OF TITANIUM, ULTRA LOW PROFILE, X-SHAPE PLATES, ASSORTED SIZES | NEUROSCIENCES CONSUMABLES SUPPLEMENTARY
17641 | 4229610032300 | CRANIAL PLATES, MADE OF TITANIUM, ULTRA LOW PROFILE, Y-SHAPE PLATES, ASSORTED SIZES | NEUROSCIENCES CONSUMABLES SUPPLEMENTARY
17642 | 4229610032400 | CUSTOM MADE CRANIAL FLAP, MADE OF PEEK (POLYETHER ETHER KETONE), EXTRA LARGE, 126-150 MM RADIUS | NEUROSCIENCES CONSUMABLES SUPPLEMENTARY
17643 | 4229610032500 | CUSTOM MADE CRANIAL FLAP, MADE OF PEEK (POLYETHER ETHER KETONE), MORE THAN 150 MM RADIUS | NEUROSCIENCES CONSUMABLES SUPPLEMENTARY
17644 | 4229610032600 | DURAL PATCH, FOR NEURO SURGERY DURAL REPAIR, SUTURABLE, DERIVED FROM BOVINE, SIZE: 1 X 1 INCH (+/- 0.5 INCH), STERILE | NEUROSCIENCES CONSUMABLES SUPPLEMENTARY
17645 | 4229610032700 | DURAL PATCH, FOR NEURO SURGERY DURAL REPAIR, SUTURABLE, DERIVED FROM BOVINE, SIZE: 4 X 5 INCH (+/- 1 INCH), STERILE | NEUROSCIENCES CONSUMABLES SUPPLEMENTARY
17646 | 4229610032800 | DURAL SUBSTITUTE, FOR NEURO SURGERY DURAL REPAIR, SYNTHETIC, SUTURABLE, SIZE: 1 X 1 INCH (+/- 0.5 INCH), STERILE. | NEUROSCIENCES CONSUMABLES SUPPLEMENTARY
17647 | 4229610032900 | IMPLANTABLE PULSE GENERATOR, NON RECHARGEABLE, FOR DEEP BRAIN STIMULATION, MRI COMPATIBLE | NEUROSCIENCES CONSUMABLES SUPPLEMENTARY
17648 | 4229610033000 | IMPLANTABLE PULSE GENERATOR, RECHARGEABLE, FOR DEEP BRAIN STIMULATION, MRI COMPATIBLE | NEUROSCIENCES CONSUMABLES SUPPLEMENTARY
17649 | 4229610033100 | SCREWS, FOR CRANIAL PLATES, SELF DRILLING, ABSORBABLE, ASSORTED SIZES | NEUROSCIENCES CONSUMABLES SUPPLEMENTARY
17650 | 4229610033200 | SCREWS, FOR STANDARD CRANIAL PLATES, SELF DRILLING, MADE OF TITANIUM, ASSORTED SIZES | NEUROSCIENCES CONSUMABLES SUPPLEMENTARY
17651 | 4229610033300 | SCREWS, FOR ULTRA LOW PROFILE CRANIAL PLATES, SELF DRILLING, MADE OF TITANIUM, ASSORTED SIZES | NEUROSCIENCES CONSUMABLES SUPPLEMENTARY
17652 | 4229610100300 | CLIPS, ANEURYSM CLIPS, PERMANENT, MINI, ASSORTED SIZES | NEUROSCIENCES CONSUMABLES SUPPLEMENTARY
17653 | 4229610100700 | CLIPS, ANEURYSM CLIPS, PERMANENT, STANDARD, ASSORTED SIZES | NEUROSCIENCES CONSUMABLES SUPPLEMENTARY
17654 | 4229610103300 | LAA EXCLUSION CLIP, FOR MINIMALLY INVASIVE SURGERY, ASSORTED SIZES AS PER HOSPITAL REQUEST, STERILE | CARDIOVASCULAR SURGERY CONSUMABLES
17655 | 4229610200000 | CLIPS, ANEURYSM CLIPS, TEMPORARY, MINI, ASSORTED SIZES | NEUROSCIENCES CONSUMABLES SUPPLEMENTARY
17656 | 4229610200500 | CLIPS, ANEURYSM CLIPS, TEMPORARY, STANDARD, ASSORTED SIZES | NEUROSCIENCES CONSUMABLES SUPPLEMENTARY
17657 | 4229610300100 | DURAL ADHESION PREVENTION MATERIAL 1 CC OR EQUIVALENT, SPINAL | ORTHOPEDIC & SPINAL SUPPLIES
17658 | 4229610300200 | DURAL ADHESION PREVENTION MATERIAL 3 CC OR EQUIVALENT, SPINAL | ORTHOPEDIC & SPINAL SUPPLIES
17659 | 4229610301400 | DURAL PATCH, FOR NEURO SURGERY DURAL REPAIR, SUTURABLE, DERIVED FROM BOVINE, SIZE: 2 X 2 INCH (+/- 0.5 INCH), STERILE | NEUROSCIENCES CONSUMABLES SUPPLEMENTARY
17660 | 4229610302300 | DURAL PATCH, FOR NEURO SURGERY DURAL REPAIR, ONLAY, DERIVED FROM BOVINE, SIZE: 1 X 3 INCH (+/- 0.5 INCH), STERILE | NEUROSCIENCES CONSUMABLES SUPPLEMENTARY
17661 | 4229610303400 | HEMOSTASIS SOFT PLIABLE SPONGE ABSORBABLE MICROFIBRILLAR 100 % COLLAGEN 8 CM X 6.25 CM X 1 CM DISPOSABLE STERILE.. | SUPPLEMENTARY GENERAL CONSUMABLES
17662 | 4229610303600 | DURAL PATCH, FOR NEURO SURGERY DURAL REPAIR, ONLAY, DERIVED FROM BOVINE, SIZE: 2 X 2 INCH (+/- 0.5 INCH), STERILE | NEUROSCIENCES CONSUMABLES SUPPLEMENTARY
17663 | 4229610303700 | DURAL PATCH, FOR NEURO SURGERY DURAL REPAIR, ONLAY, DERIVED FROM BOVINE, SIZE: 3 X 3 INCH (+/- 0.7 INCH), STERILE | NEUROSCIENCES CONSUMABLES SUPPLEMENTARY
17664 | 4229610304200 | DURAL SUBSTITUTE, FOR NEURO SURGERY DURAL REPAIR, SYNTHETIC, SUTURABLE, SIZE: 4 X 5 INCH (+/- 1 INCH), STERILE. | NEUROSCIENCES CONSUMABLES SUPPLEMENTARY
17665 | 4229610304300 | DURAL SUBSTITUTE, FOR NEURO SURGERY DURAL REPAIR, SYNTHETIC, SUTURABLE, SIZE: 2 X 2 INCH (+/- 0.5 INCH), STERILE. | NEUROSCIENCES CONSUMABLES SUPPLEMENTARY
17666 | 4229610304600 | DURAL PATCH FOR NEURO SURGERY DURAL REPAIR SUTURABLE DERIVED FROM BOVINE SIZE: 4 X 7 INCH (+/- 1 INCH) STERILE. | NEUROSCIENCE
17667 | 4229610400600 | CRANIAL PLATES, MADE OF TITANIUM, STANDARD, STRAIGHT, 16-20 HOLES, ASSORTED SIZES | NEUROSCIENCES CONSUMABLES SUPPLEMENTARY
17668 | 4229610403500 | DRILL BIT, 3.6MM TO 4MM ASSORTED LENGTHS | ORTHOPEDIC & SPINAL SUPPLIES
17669 | 4229610404200 | CRANIAL PLATES, MADE OF TITANIUM, STANDARD, MESH, 10 X 10 CM (+/- 1 CM) | NEUROSCIENCES CONSUMABLES SUPPLEMENTARY
17670 | 4229610501800 | ANATOMICALLY PRE-CONTOURED TITANIUM MESH FOR CRANIAL REGION. EACH IMPLANT TO BE DELIVERED WITH DETACHABLE IDENTIFICATION TAG TO AID IN ORIENTATION . EACH IMPLANT TO BE CODED FOR ANTERIOR PARASAGITTAL SEGMENT.. | SUPPLEMENTARY DENTAL SUPPLIES
17671 | 4229610501900 | ANATOMICALLY PRE-CONTOURED TITANIUM MESH FOR CRANIAL REGION. EACH IMPLANT TO BE DELIVERED WITH DETACHABLE IDENTIFICATION TAG TO AID IN ORIENTATION . EACH IMPLANT TO BE CODED FOR BIFRONTAL SEGMENT.. | SUPPLEMENTARY DENTAL SUPPLIES
17672 | 4229610502000 | ANATOMICALLY PRE-CONTOURED TITANIUM MESH FOR CRANIAL REGION. EACH IMPLANT TO BE DELIVERED WITH DETACHABLE IDENTIFICATION TAG TO AID IN ORIENTATION . EACH IMPLANT TO BE CODED FOR FRONTOTEMPORAL PARASAGITTAL SEGMENT RIGHT.. | SUPPLEMENTARY DENTAL SUPPLIES
17673 | 4229610502100 | MESH ANATOMICALLY PRE-CONTOURED TITANIUM MESH FOR CRANIAL REGION. EACH IMPLANT TO BE DELIVERED WITH DETACHABLE IDENTIFICATION TAG T O AID IN ORIENTATION . EACH IMPLANT TO BE CODED FOR PARIETAL SEGMENT LEFT.. | SUPPLEMENTARY DENTAL SUPPLIES
17674 | 4229610502200 | ANATOMICALLY PRE-CONTOURED TITANIUM MESH FOR CRANIAL REGION. EACH IMPLANT TO BE DELIVERED WITH DETACHABLE IDENTIFICATION TAG TO AID IN ORIENTATION . EACH IMPLANT TO BE CODED FOR PARIETAL SEGMENT RIGHT.. | SUPPLEMENTARY DENTAL SUPPLIES
17675 | 4229610502300 | ANATOMICALLY PRE-CONTOURED TITANIUM MESH FOR CRANIAL REGION. EACH IMPLANT TO BE DELIVERED WITH DETACHABLE IDENTIFICATION TAG TO AID IN ORIENTATION . EACH IMPLANT TO BE CODED FOR POSTERIOR PARASAGITTAL SEGMENT.. | SUPPLEMENTARY DENTAL SUPPLIES
17676 | 4229610502400 | ANATOMICALLY PRE-CONTOURED TITANIUM MESH FOR CRANIAL REGION. EACH IMPLANT TO BE DELIVERED WITH DETACHABLE IDENTIFICATION TAG TO AID IN ORIENTATION. EACH IMPLANT TO BE CODED FRONTOTEMPORAL PARASAGITTAL SEGMENT LEFT.. | SUPPLEMENTARY DENTAL SUPPLIES
17677 | 4229611401500 | EMBOLIZATION COIL FOR NEUROVASCULAR EMBOLIZATION MECHANICAL DETACHMENT COMPATIBLE WITH 0.017 MICROCATHETER ASSORTED STIFFNESS-SHAPES-SIZES DETACHMENT CONTROLLER TO BE PROVIDED FREE OF CHARGE (1 FOR EACH 3 COILS). | NEUROSCIENCES CONSUMABLES SUPPLEMENTARY
17678 | 4229620100600 | SMALL CLIP APPLIER COMPATIBLE WITH DA VINCI XI. | SUPPLEMENTARY GEN.CONS SURG SUT,LAP,ROB
17679 | 4229620101000 | LARGE CLIP APPLIER COMPATIBLE WITH DA VINCI XI. | SUPPLEMENTARY GEN.CONS SURG SUT,LAP,ROB
17680 | 4229620101100 | MEDIUM-LARGE CLIP APPLIER COMPATIBLE WITH DA VINCI XI. | SUPPLEMENTARY GEN.CONS SURG SUT,LAP,ROB
17681 | 4229620200300 | CURVED BIPOLAR DISSECTOR COMPATIBLE WITH DA VINCI XI. | SUPPLEMENTARY GEN.CONS SURG SUT,LAP,ROB
17682 | 4229620300500 | PERMANENT CAUTERY HOOK COMPATIBLE WITH DA VINCI XI. | SUPPLEMENTARY GEN.CONS SURG SUT,LAP,ROB
17683 | 4229620300600 | MARYLAND BIPOLAR FORCEPS COMPATIBLE WITH DA VINCI XI. | SUPPLEMENTARY GEN.CONS SURG SUT,LAP,ROB
17684 | 4229620300700 | PERMANENT CAUTERY SPATULA COMPATIBLE WITH DA VINCI XI. | SUPPLEMENTARY GEN.CONS SURG SUT,LAP,ROB
17685 | 4229620300800 | FENESTRATED BIPOLAR FORCEPS COMPATIBLE WITH DA VINCI XI. | SUPPLEMENTARY GEN.CONS SURG SUT,LAP,ROB
17686 | 4229620300900 | MICRO BIPOLAR FORCEPS COMPATIBLE WITH DA VINCI XI. | SUPPLEMENTARY GEN.CONS SURG SUT,LAP,ROB
17687 | 4229620402900 | GRASPER BIPOLAR LONG COMPATIBLE WITH DA VINCI XI. | SUPPLEMENTARY GEN.CONS SURG SUT,LAP,ROB
17688 | 4229620403000 | PROGRASP FORCEPS COMPATIBLE WITH DA VINCI XI. | SUPPLEMENTARY GEN.CONS SURG SUT,LAP,ROB
17689 | 4229620403100 | TENACULUM FORCEPS COMPATIBLE WITH DA VINCI XI. | SUPPLEMENTARY GEN.CONS SURG SUT,LAP,ROB
17690 | 4229620403200 | LONG TIP FORCEPS COMPATIBLE WITH DA VINCI XI. | SUPPLEMENTARY GEN.CONS SURG SUT,LAP,ROB
17691 | 4229620403300 | TIP-UP FENESTRATED GRASPER COMPATIBLE WITH DA VINCI XI. | SUPPLEMENTARY GEN.CONS SURG SUT,LAP,ROB
17692 | 4229620403400 | CADIERE FORCEPS COMPATIBLE WITH DA VINCI XI. | SUPPLEMENTARY GEN.CONS SURG SUT,LAP,ROB
17693 | 4229620403500 | COBRA GRASPER COMPATIBLE WITH DA VINCI XI. | SUPPLEMENTARY GEN.CONS SURG SUT,LAP,ROB
17694 | 4229620403600 | RESANO FORCEPS COMPATIBLE WITH DA VINCI XI. | SUPPLEMENTARY GEN.CONS SURG SUT,LAP,ROB
17695 | 4229620403700 | BLACK DIAMOND MICRO FORCEPS COMPATIBLE WITH DA VINCI XI. | SUPPLEMENTARY GEN.CONS SURG SUT,LAP,ROB
17696 | 4229620403800 | CARDIAC PROBE GRASPER COMPATIBLE WITH DA VINCI XI. | SUPPLEMENTARY GEN.CONS SURG SUT,LAP,ROB
17697 | 4229620403900 | DEBAKEY FORCEPS COMPATIBLE WITH DA VINCI XI. | SUPPLEMENTARY GEN.CONS SURG SUT,LAP,ROB
17698 | 4229620600000 | LARYNGEAL SUTURE KNOT PUSHER, LENGTH 26CM | EAR, NOSE & THROAT SUPPLIES (ENT)
17699 | 4229620601000 | KNOT PUSHER THORACOSCOPIC CHITWOOD (5 MM) (TRAP MODEL) JACOBSON SPRING STYLE ROUND HANDLE FOR 2-0 AND SMALLER SUTURE 6-1/8/ 15 CM WORKING LENGTH 12-1/2/ 32 CM (OR EQUIVALENT) REUSABLE | SURGICAL INSTRUMENT TENDER
17700 | 4229620700800 | MEGA SUTURECUT NEEDLE DRIVER COMPATIBLE WITH DA VINCI XI. | SUPPLEMENTARY GEN.CONS SURG SUT,LAP,ROB
17701 | 4229620700900 | MEGA NEEDLE DRIVER COMPATIBLE WITH DA VINCI XI. | SUPPLEMENTARY GEN.CONS SURG SUT,LAP,ROB
17702 | 4229620701000 | LARGE SUTURECUT NEEDLE DRIVER COMPATIBLE WITH DA VINCI XI. | SUPPLEMENTARY GEN.CONS SURG SUT,LAP,ROB
17703 | 4229620701100 | LARGE NEEDLE DRIVER COMPATIBLE WITH DA VINCI XI. | SUPPLEMENTARY GEN.CONS SURG SUT,LAP,ROB
17704 | 4229620800200 | DUAL BLADE RETRACTOR COMPATIBLE WITH DA VINCI XI. | SUPPLEMENTARY GEN.CONS SURG SUT,LAP,ROB
17705 | 4229620800300 | SMALL GRASPING RETRACTOR (SMALL GRAPTOR) COMPATIBLE WITH DA VINCI XI. | SUPPLEMENTARY GEN.CONS SURG SUT,LAP,ROB
17706 | 4229620800400 | ATRIAL RETRACTOR SHORT RIGHT COMPATIBLE WITH DA VINCI XI. | SUPPLEMENTARY GEN.CONS SURG SUT,LAP,ROB
17707 | 4229620800600 | HARMONIC ACE CURVED SHEARS COMPATIBLE WITH DA VINCI XI. | SUPPLEMENTARY GEN.CONS SURG SUT,LAP,ROB
17708 | 4229620800800 | MONOPOLAR CURVED SCISSORS (HOT SHEARS) COMPATIBLE WITH DA VINCI XI REQUIRES TIP COVER ACCESSORY. | SUPPLEMENTARY GEN.CONS SURG SUT,LAP,ROB
17709 | 4229620900100 | BONESCALPEL SHAVER, ASSORTED SIZES AND TYPES, DISPOSABLE | ORTHOPEDIC & SPINAL SUPPLIES
17710 | 4229620900200 | BONE SCALPEL KNIFE, ASSORTED SIZES AND TYPES, DISPOSABLE | ORTHOPEDIC & SPINAL SUPPLIES
17711 | 4229620900700 | BONESCALPEL HOOK/ CLAW, ASSORTED SIZES AND TYPES, DISPOSABLE | ORTHOPEDIC & SPINAL SUPPLIES
17712 | 4229620901000 | STANDARD SAW BLADE, STERILE LARGE SIZE FOR ROBOTIC ARM | ORTHOPEDIC & SPINAL SUPPLIES
17713 | 4229621000900 | POTTS SCISSORS COMPATIBLE WITH DA VINCI XI. | SUPPLEMENTARY GEN.CONS SURG SUT,LAP,ROB
17714 | 4229621001000 | ROUND TIP SCISSORS COMPATIBLE WITH DA VINCI XI. | SUPPLEMENTARY GEN.CONS SURG SUT,LAP,ROB
17715 | 4229621100400 | MONOPOLAR ENERGY INSTRUMENT CORD (4 M) COMPATIBLE WITH DA VINCI XI. | SUPPLEMENTARY GEN.CONS SURG SUT,LAP,ROB
17716 | 4229621100500 | BIPOLAR ENERGY INSTRUMENT CORD (5 M) COMPATIBLE WITH DA VINCI XI. | SUPPLEMENTARY GEN.CONS SURG SUT,LAP,ROB
17717 | 4229621100600 | CABLE, CONNECTION, MONOPOLAR HIGH FREQUENCY, PLUG SIZE 4 MM, LENGTH 3 - 4 M, COMPATIBLE WITH END USER MACHINE, REUSABLE | SURGICAL INSTRUMENT TENDER
17718 | 4229621100700 | ENERGY ACTIVATION CABLE ETHICON GEN 11 COMPATIBLE WITH DA VINCI XI. | SUPPLEMENTARY GEN.CONS SURG SUT,LAP,ROB
17719 | 4229621100800 | FORCE BIPOLAR WITH DOUBLE GRIP COMPATIBLE WITH DA VINCI XI. | SUPPLEMENTARY GEN.CONS SURG SUT,LAP,ROB
17720 | 4229621101000 | STAPLER SUREFORM 45 CURVED-TIP STERILE COMPATIBLE WITH DA VINCI XI. | SUPPLEMENTARY GEN.CONS SURG SUT,LAP,ROB
17721 | 4229621101100 | TRAY DAVINCI XI PROCEDURE 6 INSTRUMENTS COMPATIBLE WITH DA VINCI XI. | SUPPLEMENTARY GEN.CONS SURG SUT,LAP,ROB
17722 | 4229621101200 | TRAY DAVINCI XI SINGLE STAPLER AND ACCESSORY COMPATIBLE WITH DA VINCI XI. | SUPPLEMENTARY GEN.CONS SURG SUT,LAP,ROB
17723 | 4229621104600 | TIP COVER ACCESSORY USED WITH MONOPOLAR CURVED SCISSORS COMPATIBLE WITH DA VINCI. | SUPPLEMENTARY GEN.CONS SURG SUT,LAP,ROB
17724 | 4229621104700 | ENERGY ACTIVATION CABLE FORCE TRIAD COMPATIBLE WITH DA VINCI. | SUPPLEMENTARY GEN.CONS SURG SUT,LAP,ROB
17725 | 4229621104900 | CAMERA ARM DRAPE, ROBOTIC, COMPATIBLE WITH REVO SYSTEM, DISPOSABLE, STERILE | OBESITY/ENDOSCOPIC SURGERY/SUTURING & ROBOTIC SURGERY
17726 | 4229621202800 | 8 MM BLUNT OBTURATOR COMPATIBLE WITH DA VINCI XI. | SUPPLEMENTARY GEN.CONS SURG SUT,LAP,ROB
17727 | 4229621202900 | 8 MM BLUNT OBTURATOR LONG COMPATIBLE WITH DA VINCI XI. | SUPPLEMENTARY GEN.CONS SURG SUT,LAP,ROB
17728 | 4229621203000 | 8 MM BLADELESS OBTURATOR (OPTICAL) COMPATIBLE WITH DA VINCI XI. | SUPPLEMENTARY GEN.CONS SURG SUT,LAP,ROB
17729 | 4229621203100 | 8 MM BLADELESS OBTURATOR LONG (OPTICAL) COMPATIBLE WITH DA VINCI XI. | SUPPLEMENTARY GEN.CONS SURG SUT,LAP,ROB
17730 | 4229621203200 | 8 MM CANNULA COMPATIBLE WITH DA VINCI XI. | SUPPLEMENTARY GEN.CONS SURG SUT,LAP,ROB
17731 | 4229621203300 | 8 MM CANNULA LONG COMPATIBLE WITH DA VINCI XI. | SUPPLEMENTARY GEN.CONS SURG SUT,LAP,ROB
17732 | 4229621203400 | 8 MM FLARED/GROUNDED CANNULA COMPATIBLE WITH DA VINCI XI. | SUPPLEMENTARY GEN.CONS SURG SUT,LAP,ROB
17733 | 4229621601300 | SUREFORM 60 BLUE RELOAD (3.5 MM 6-ROW) COMPATIBLE WITH DA VINCI XI. | SUPPLEMENTARY GEN.CONS SURG SUT,LAP,ROB
17734 | 4229621601400 | SUREFORM 60 GREEN RELOAD (4.3 MM 6-ROW) COMPATIBLE WITH DA VINCI XI. | SUPPLEMENTARY GEN.CONS SURG SUT,LAP,ROB
17735 | 4229621601500 | SUREFORM 60 BLACK RELOAD (4.6 MM 6-ROW) COMPATIBLE WITH DA VINCI XI. | SUPPLEMENTARY GEN.CONS SURG SUT,LAP,ROB
17736 | 4229621601600 | STAPLER 45 WHITE RELOAD (2.5 MM 6-ROW) COMPATIBLE WITH DA VINCI XI. | SUPPLEMENTARY GEN.CONS SURG SUT,LAP,ROB
17737 | 4229621601700 | STAPLER 45 BLUE RELOAD (3.5 MM 6-ROW) COMPATIBLE WITH DA VINCI XI. | SUPPLEMENTARY GEN.CONS SURG SUT,LAP,ROB
17738 | 4229621601800 | STAPLER 45 GREEN RELOAD (4.3 MM 4-ROW) COMPATIBLE WITH DA VINCI XI. | SUPPLEMENTARY GEN.CONS SURG SUT,LAP,ROB
17739 | 4229621601900 | 12 MM AND STAPLER CANNULA (100 MM) COMPATIBLE WITH DA VINCI XI. | SUPPLEMENTARY GEN.CONS SURG SUT,LAP,ROB
17740 | 4229621602000 | 12 MM AND STAPLER CANNULA LONG (150 MM) COMPATIBLE WITH DA VINCI XI. | SUPPLEMENTARY GEN.CONS SURG SUT,LAP,ROB
17741 | 4229621602100 | 12 - 8 MM REDUCER (BOX OF 6) COMPATIBLE WITH DA VINCI XI. | SUPPLEMENTARY GEN.CONS SURG SUT,LAP,ROB
17742 | 4229621602200 | 8 MM ENDOSCOPE 0 DEGREE COMPATIBLE WITH DA VINCI XI. | SUPPLEMENTARY GEN.CONS SURG SUT,LAP,ROB
17743 | 4229621602300 | 8 MM ENDOSCOPE 30 DEGREE COMPATIBLE WITH DA VINCI XI. | SUPPLEMENTARY GEN.CONS SURG SUT,LAP,ROB
17744 | 4229621602600 | 8 MM ENDOSCOPE STERILIZATION TRAY COMPATIBLE WITH DA VINCI XI. | SUPPLEMENTARY GEN.CONS SURG SUT,LAP,ROB
17745 | 4229621602900 | ENDOWRIST STAPLER 45 INSTRUMENT COMPATIBLE WITH DA VINCI XI. | SUPPLEMENTARY GEN.CONS SURG SUT,LAP,ROB
17746 | 4229621603100 | SUREFORM 60 INSTRUMENT COMPATIBLE WITH DA VINCI XI THIS PRODUCT REQUIRES SYSTEM SOFTWARE VERSION P8_D OR NEWER. | SUPPLEMENTARY GEN.CONS SURG SUT,LAP,ROB
17747 | 4229621604100 | VESSEL SEALER EXTEND COMPATIBLE WITH DA VINCI XI. | SUPPLEMENTARY GEN.CONS SURG SUT,LAP,ROB
17748 | 4229621604200 | 12 MM AND STAPLER CANNULA SEAL (BOX OF 10) COMPATIBLE WITH DA VINCI XI. | SUPPLEMENTARY GEN.CONS SURG SUT,LAP,ROB
17749 | 4229621604300 | 5 MM - 8 MM CANNULA SEAL COMPATIBLE WITH DA VINCI XI. | SUPPLEMENTARY GEN.CONS SURG SUT,LAP,ROB
17750 | 4229621604600 | 12 MM AND STAPLER BLUNT OBTURATOR COMPATIBLE WITH DA VINCI XI. | SUPPLEMENTARY GEN.CONS SURG SUT,LAP,ROB
17751 | 4229621604700 | 12 MM AND STAPLER BLUNT OBTURATOR LONG COMPATIBLE WITH DA VINCI XI. | SUPPLEMENTARY GEN.CONS SURG SUT,LAP,ROB
17752 | 4229621604800 | 12 MM AND STAPLER BLADELESS OBTURATOR COMPATIBLE WITH DA VINCI XI. | SUPPLEMENTARY GEN.CONS SURG SUT,LAP,ROB
17753 | 4229621604900 | 12 MM AND STAPLER BLADELESS OBTURATOR LONG COMPATIBLE WITH DA VINCI XI. | SUPPLEMENTARY GEN.CONS SURG SUT,LAP,ROB
17754 | 4229621605200 | SUREFORM 60 WHITE RELOAD (2.5 MM 6-ROW) COMPATIBLE WITH DA VINCI XI.. | SUPPLEMENTARY GEN.CONS SURG SUT,LAP,ROB
17755 | 4229621605300 | TUBING SET FOR ROBOTIC | ORTHOPEDIC & SPINAL SUPPLIES
17756 | 4229621605400 | FLAT MARKER FOR ROBOTIC | ORTHOPEDIC & SPINAL SUPPLIES
17757 | 4229621605500 | 6 MM CYLINDRICAL BUR FOR ROBOTIC | ORTHOPEDIC & SPINAL SUPPLIES
17758 | 4229621605600 | BALL BUR 6MM, BALL BURR TIP, 110 MM LENGTH, 75MM WORKING LENGTH APPROX FOR ROBOTIC | ORTHOPEDIC & SPINAL SUPPLIES
17759 | 4229621605700 | FIXED FLUTED PIN 3.2X80MM, STERILE FOR ROBOTIC | ORTHOPEDIC & SPINAL SUPPLIES
17760 | 4229621605800 | FIXED FLUTED PIN 3.2X150MM, STERILE FOR ROBOTIC | ORTHOPEDIC & SPINAL SUPPLIES
17761 | 4229621605900 | HIP PROCEDURE TRACKING KIT FOR ROBOTIC | ORTHOPEDIC & SPINAL SUPPLIES
17762 | 4229621606000 | CORTICAL SCREW, STERILE STANDARD FOR ROBOTIC | ORTHOPEDIC & SPINAL SUPPLIES
17763 | 4229621606100 | KNEE PROCEDURE TRACKING KIT FOR ROBOTIC | ORTHOPEDIC & SPINAL SUPPLIES
17764 | 4229621606200 | LEG POSITIONER WRAP, STERILE FOR ROBOTIC | ORTHOPEDIC & SPINAL SUPPLIES
17765 | 4229621606300 | IRRIGATION CLIP, STERILE STANDARD FOR ROBOTIC | ORTHOPEDIC & SPINAL SUPPLIES
17766 | 4229621606400 | SAGITTAL BLADE, NARROW SMALL SIZE, 2MM THICKNESS, 16MM CUTTING EDGE, 110MM LENGTH, 75 MM WORKING LENGTH APPROX FOR ROBOTIC | ORTHOPEDIC & SPINAL SUPPLIES
17767 | 4229621606500 | SILICON RETRACTOR CORD, 61MM LENGTH, 10 MM DIAMETER APPROX, FOR ROBOTIC | ORTHOPEDIC & SPINAL SUPPLIES
17768 | 4229621616300 | ROBOTIC, STAPLER LINE REINFORCEMENT, SYNTHETIC, BIOABSORBABLE, 60 MM, CONSTRUCTED FROM POLYGLYCOLIC, TRIMETHYLENE CARBONATE, COMPATIBLE FOR SUREFORM 60 BLACK, STERILE | OBESITY/ENDOSCOPIC SURGERY/SUTURING & ROBOTIC SURGERY
17769 | 4229621616400 | ROBOTIC, STAPLER LINE REINFORCEMENT, SYNTHETIC, BIOABSORBABLE, 60 MM, CONSTRUCTED FROM POLYGLYCOLIC, TRIMETHYLENE CARBONATE, COMPATIBLE FOR SUREFORM 60 GREEN/BLUE, STERILE | OBESITY/ENDOSCOPIC SURGERY/SUTURING & ROBOTIC SURGERY
17770 | 4229621616500 | INSTRUMENT ROBOTIC, BABCOCK FORCEPS, WORKING LENGTH 254MM, JAW LENGTH 35MM OPEN ANGLE 85 DEGREE, COMPATIBLE WITH REVO SYSTEM , STERI LE, MULTI-USE | OBESITY/ENDOSCOPIC SURGERY/SUTURING & ROBOTIC SURGERY
17771 | 4229621616600 | INSTRUMENT ROBOTIC, BIPOLAR FENESTRATED FORCEPS, WORKING LENGTH 242MM, JAW LENGTH 21MM OPEN ANGLE 45 DEGREE, COMPATIBLE WITH REVO SY STEM , STERILE, MULTI-USE | OBESITY/ENDOSCOPIC SURGERY/SUTURING & ROBOTIC SURGERY
17772 | 4229621616700 | INSTRUMENT ROBOTIC, BIPOLAR MARYLAND FORCEPS, WORKING LENGTH 241MM, JAW LENGTH 20MM OPEN ANGLE 45 DEGREE, COMPATIBLE WITH REVO SYSTE M , STERILE, MULTI-USE | OBESITY/ENDOSCOPIC SURGERY/SUTURING & ROBOTIC SURGERY
17773 | 4229621616800 | INSTRUMENT ROBOTIC, LARGE CLIP APPLIER LONG, WORKING LENGTH 280MM, JAW LENGTH 22MM OPEN ANGLE 32 DEGREE, COMPATIBLE WITH REVO SYSTEM , STERILE, MULTI-USE | OBESITY/ENDOSCOPIC SURGERY/SUTURING & ROBOTIC SURGERY
17774 | 4229621616900 | INSTRUMENT ROBOTIC, LARGE CLIP APPLIER, WORKING LENGTH 242MM, JAW LENGTH 22MM OPEN ANGLE 32 DEGREE, COMPATIBLE WITH REVO SYSTEM , ST ERILE, MULTI-USE | OBESITY/ENDOSCOPIC SURGERY/SUTURING & ROBOTIC SURGERY
17775 | 4229621617000 | INSTRUMENT ROBOTIC, LONG LARGE NEEDLE HOLDER, WORKING LENGTH 70MM, JAW LENGTH 13MM OPEN ANGLE 30 DEGREE, COMPATIBLE WITH REVO SYSTEM , STERILE, MULTI-USE | OBESITY/ENDOSCOPIC SURGERY/SUTURING & ROBOTIC SURGERY
17776 | 4229621617100 | INSTRUMENT ROBOTIC, LONG MONOPOLAR HOOK CAUTERY, WORKING LENGTH 276MM, JAW LENGTH 17MM, COMPATIBLE WITH REVO SYSTEM , STERILE, MULTI -USE | OBESITY/ENDOSCOPIC SURGERY/SUTURING & ROBOTIC SURGERY
17777 | 4229621617200 | INSTRUMENT ROBOTIC, LONG STRONG FENESTRATED FORCEPS, WORKING LENGTH 286MM, JAW LENGTH 28MM OPEN ANGLE 40 DEGREE, COMPATIBLE WITH REV O SYSTEM , STERILE, MULTI-USE | OBESITY/ENDOSCOPIC SURGERY/SUTURING & ROBOTIC SURGERY
17778 | 4229621617300 | INSTRUMENT ROBOTIC, LONG TENACULUM FORCEPS, WORKING LENGTH 286MM, JAW LENGTH 29MM OPEN ANGLE 80 DEGREE, COMPATIBLE WITH REVO SYSTEM , MULTI-USE | OBESITY/ENDOSCOPIC SURGERY/SUTURING & ROBOTIC SURGERY
17779 | 4229621617400 | INSTRUMENT ROBOTIC, MEDIUM CLIP APPLIER, WORKING LENGTH 247MM, JAW LENGTH 24MM OPEN ANGLE 35 DEGREE, COMPATIBLE WITH REVO SYSTEM , S TERILE, MULTI-USE | OBESITY/ENDOSCOPIC SURGERY/SUTURING & ROBOTIC SURGERY
17780 | 4229621617500 | INSTRUMENT ROBOTIC, MONOPOLAR CURVED SCISSOR, WORKING LENGTH 233MM, JAW LENGTH 15MM OPEN ANGLE 30 DEGREE, COMPATIBLE WITH REVO SYSTE M , STERILE, MULTI-USE | OBESITY/ENDOSCOPIC SURGERY/SUTURING & ROBOTIC SURGERY
17781 | 4229621617600 | INSTRUMENT ROBOTIC, MONOPOLAR SHARP DISSECTOR, WORKING LENGTH 238MM, JAW LENGTH 19MM OPEN ANGLE 85 DEGREE, COMPATIBLE WITH REVO SYST EM , STERILE, MULTI-USE | OBESITY/ENDOSCOPIC SURGERY/SUTURING & ROBOTIC SURGERY
17782 | 4229621617700 | INSTRUMENT ROBOTIC, NEEDLE HOLDER, WORKING LENGTH 228MM, JAW LENGTH 10MM OPEN ANGLE 30 DEGREE, COMPATIBLE WITH REVO SYSTEM , STERILE , MULTI-USE | OBESITY/ENDOSCOPIC SURGERY/SUTURING & ROBOTIC SURGERY
17783 | 4229621617800 | INSTRUMENT ROBOTIC, STRONG FENESTRATED FORCEPS, WORKING LENGTH 248MM, JAW LENGTH 28MM OPEN ANGLE 40 DEGREE, COMPATIBLE WITH REVO SYS TEM , STERILE, MULTI-USE | OBESITY/ENDOSCOPIC SURGERY/SUTURING & ROBOTIC SURGERY
17784 | 4229621617900 | INSTRUMENT ROBOTIC, TENACULUM FORCEPS, WORKING LENGTH 247MM, JAW LENGTH 29MM OPEN ANGLE 80 DEGREE, COMPATIBLE WITH REVO SYSTEM , STE RILE, MULTI-USE | OBESITY/ENDOSCOPIC SURGERY/SUTURING & ROBOTIC SURGERY
17785 | 4229621618000 | INSTRUMENT ROBOTIC, ULTRASONIC SCALPEL, WORKING LENGTH 222MM, JAW LENGTH 17MM OPEN ANGLE 55 DEGREE, COMPATIBLE WITH REVO SYSTEM, STE RILE, | OBESITY/ENDOSCOPIC SURGERY/SUTURING & ROBOTIC SURGERY
17786 | 4229621618100 | INSTRUMENT DRAPE, ROBOTIC, COMPATIBLE WITH REVO SYSTEM, DISPOSABLE, STERILE | OBESITY/ENDOSCOPIC SURGERY/SUTURING & ROBOTIC SURGERY
17787 | 4229621618200 | INSTRUMENT ROBOTIC, ATRAUMATIC FENESTRATED FORCEPS, WORKING LENGTH 240MM, JAW LENGTH 22MM OPEN ANGLE 60 DEGREE, COMPATIBLE WITH REVO SYSTEM, STERILE, MULTI-USE | OBESITY/ENDOSCOPIC SURGERY/SUTURING & ROBOTIC SURGERY
17788 | 4229621800300 | ARM DRAPE COMPATIBLE WITH DA VINCI XI.. | SUPPLEMENTARY GEN.CONS SURG SUT,LAP,ROB
17789 | 4229621800400 | COLUMN DRAPE COMPATIBLE WITH DA VINCI XI.. | SUPPLEMENTARY GEN.CONS SURG SUT,LAP,ROB
17790 | 4229621800600 | BLUE FIBER CABLE KIT COMPATIBLE WITH DA VINCI XI.. | SUPPLEMENTARY GEN.CONS SURG SUT,LAP,ROB
17791 | 4229621801800 | OPTIC TRACKER - KNEE | ORTHOPEDIC & SPINAL SUPPLIES
17792 | 4229621801900 | CHECKPOINT VERIFICATION PINS FOR ROBOTIC | ORTHOPEDIC & SPINAL SUPPLIES
17793 | 4229621802000 | CHECKPOINT KIT, STERILE FOR ROBOTIC ARM | ORTHOPEDIC & SPINAL SUPPLIES
17794 | 4229621802100 | SYSTEM IRRIGATION TUBE FOR ROBOTIC ARM | ORTHOPEDIC & SPINAL SUPPLIES
17795 | 4229630001400 | CAPSULE, ENDOSCOPY VIDEO FOR SMALL BOWEL IMAGING | ENDOSCOPY CONSUMABLES SUPPLIES
17796 | 4229630001500 | CAPSULE, WIRELESS PH MONITORING | ENDOSCOPY CONSUMABLES SUPPLIES
17797 | 4229630501100 | BRONCHOSCOPE, FLEXIBLE, 2.2MM(+/-2), WORKING LENGTH NOT LESS THAN 300MM, STERILE, DISPOSABLE, COMPATIBLE WITH EACH HOSPITAL STANDERS | RESPIRATORY AND ANESTHESIA TENDER
17798 | 4229630501300 | BRONCHOSCOPE, DOESEL-HUZLY 18.5 CM, SIZE 2.5, OR EQUIVALENT | EAR, NOSE & THROAT SUPPLIES (ENT)
17799 | 4229630501400 | BRONCHOSCOPE, C-HUZLY 18.5 CM, SIZE 3, OR EQUIVALENT | EAR, NOSE & THROAT SUPPLIES (ENT)
17800 | 4229630501500 | BRONCHOSCOPE, DOESEL-HUZLY 18.5 CM, SIZE 3.5, OR EQUIVALENT | EAR, NOSE & THROAT SUPPLIES (ENT)
17801 | 4229630501600 | BRONCHOSCOPE, DOESEL-HUZLY 30 CM, SIZE 3, OR EQUIVALENT | EAR, NOSE & THROAT SUPPLIES (ENT)
17802 | 4229630501700 | BRONCHOSCOPE, DOESEL-HUZLY 30 CM, SIZE 3.5, OR EQUIVALENT | EAR, NOSE & THROAT SUPPLIES (ENT)
17803 | 4229630501800 | BRONCHOSCOPE, DOESEL-HUZLY 30 CM, SIZE 3.7, OR EQUIVALENT | EAR, NOSE & THROAT SUPPLIES (ENT)
17804 | 4229630501900 | BRONCHOSCOPE, DOESEL-HUZLY 30 CM, SIZE 4, OR EQUIVALENT | EAR, NOSE & THROAT SUPPLIES (ENT)
17805 | 4229630502000 | BRONCHOSCOPE, DOESEL-HUZLY 30 CM, SIZE 4.5, OR EQUIVALENT | EAR, NOSE & THROAT SUPPLIES (ENT)
17806 | 4229630502100 | BRONCHOSCOPE, DOESEL-HUZLY 40 CM, SIZE 5, OR EQUIVALENT | EAR, NOSE & THROAT SUPPLIES (ENT)
17807 | 4229630502200 | BRONCHOSCOPE, DOESEL-HUZLY 40 CM, SIZE 6, OR EQUIVALENT | EAR, NOSE & THROAT SUPPLIES (ENT)
17808 | 4229630502800 | BRONCHOSCOPE FLEXIBLE LARGE 5.8, WORKING CHANNEL 3.0 MM, STERILE DISPOSABLE, COMPATIBLE WITH PENTAX MONITOR OR EQUIVALENT | ANESTHESIA AND RESPIRATORY SUPPLEMENTARY
17809 | 4229630502900 | BRONCHOSCOPE, FLEXIBLE, 3MM, WORKING LENGTH NOT LESS THAN 300MM, STERILE, DISPOSABLE, COMPATIBLE WITH AMBU MONITOR OR EQUIVALENT | ANESTHESIA AND RESPIRATORY SUPPLEMENTARY
17810 | 4229630503000 | BRONCHOSCOPE, FLEXIBLE, SLIM 3.9, WORKING CHANNEL 1.2MM, STERILE, DISPOSABLE, COMPATIBLE WITH PENTAX MONITOR OR EQUIVALENT | ANESTHESIA AND RESPIRATORY SUPPLEMENTARY
17811 | 4229630801200 | AGENT, SUBMUCOSAL LIFTING, FOR GI ENDOSCOPY, STERILE | ENDOSCOPY CONSUMABLES SUPPLIES
17812 | 4229630801300 | DISTAL ATTACHMENT CUFF, TO ENHANCE STABILITY AND VISIBILITY DURING ENDOSCOPY, ASSORTED SIZES, SINGLE USE | ENDOSCOPY CONSUMABLES SUPPLIES
17813 | 4229631100500 | SHEATH, CYSTOSCOPE-URETHROSCOPE, SIZE 8 FR, DIAMETER 4 FR, WORKING LENGTH 16 CM, COLOR CODE: BLUE, CONSISTING OF: CYSTOSCOPE-URETHROSCOPE SHEATH, ONE OBTURATOR AND 2 LUER-LOCK CONES, REUSABLE | SURGICAL INSTRUMENT TENDER
17814 | 4229631100600 | CYSTOSCOPE-URETHROSCOPE SHEATH, 9 FR., WITH 5 FR. WORKING CHANNEL, WORKING LENGTH 16 CM (OR EQUIVALENT), COLOR CODE: RED, CONSISTING OF: CYSTOSCOPE-URETHROSCOPE SHEATH OBTURATOR AND 2 LUER-LOCK CONES, REUSABLE | SURGICAL INSTRUMENT TENDER
17815 | 4229631100700 | SHEATH, CYSTOSCOPE-URETHROSCOPE, SIZE 8 FR, DIAMETER 4 FR, WORKING LENGTH 16 CM, FOR REFLUX NEEDLES, COLOR CODE: WHITE, CONSISTING OF: CYSTOSCOPE-URETHROSCOPE SHEATH, ONE OBTURATOR AND 2 LUER-LOCK CONES, REUSABLE | SURGICAL INSTRUMENT TENDER
17816 | 4229631100800 | URETHROCYSTOSCOPY FLEXIBLE FOR STENT REMOVAL WITH INTEGRATED GRASPER USE WITH LAPTOP/TABLE AND MONITOR DISPOSABLE STERILE (ONE SCREEN FREE OF CHARGE WITH EVERY 100 PC).... | SUPPLEMENTARY GENERAL CONSUMABLES
17817 | 4229631300200 | DUODENOSCOPE (DISPOSABLE ERCP SCOPE), SINGLE USE | ENDOSCOPY CONSUMABLES SUPPLIES
17818 | 4229631300600 | SET, SUCTION VALVE AND AIR WATER VALVE AND BIOPSY VALVE FOR GASTROSCOPE AND COLONOSCOPE AND DUODENOSCOPE, SINGLE USE | ENDOSCOPY CONSUMABLES SUPPLIES
17819 | 4229631300700 | DISTAL CAP, FOR SIDEVIEW DUODENOSCOPE, 12.4MM TO 12.7MM DISTAL SCOPE DIAMETER, COMPATIBLE WITH EACH HOSPITAL MACHINE, REUSABLE | ENDOSCOPY CONSUMABLES SUPPLIES
17820 | 4229631300800 | DISTAL CAP, FOR SIDEVIEW DUODENOSCOPE, 13.4MM TO 13.7MM DISLA SCOPE DIAMETER, COMPATIBLE WITH EACH HOSPITAL MACHINE, REUSABLE | ENDOSCOPY CONSUMABLES SUPPLIES
17821 | 4229631301100 | DISTAL CAP, FOR SIDEVIEW DUODENOSCOPE, 12.4MM TO 12.7MM DISTAL SCOPE DIAMETER, COMPATIBLE WITH EACH HOSPITAL MACHINE, SINGLE USE | ENDOSCOPY CONSUMABLES SUPPLIES
17822 | 4229631301200 | WATER TANK FOR (FOR WATER JET/PUMP) GASTROSCOPE, COLONOSCOPE, AND DUODENOSCOPE, REUSABLE | ENDOSCOPY CONSUMABLES SUPPLIES
17823 | 4229631301300 | CLEANING BRUSH FOR ELEVATOR OF DUODENOSCOPE (ERCP SCOPE) SINGLE USE. | ENDOSCOPY CONSUMABLES SUPPLIES
17824 | 4229631301400 | FLEXIBLE ESOPHAGIOGASTRODEUDENOSCOPE DISPOSABLE. | ENDOSCOPY CONSUMABLES SUPPLIES
17825 | 4229631301500 | FLEXIBLE LOWER COLONOSCOPE DISPOSABLE. | ENDOSCOPY CONSUMABLES SUPPLIES
17826 | 4229631500100 | AIR/WATER VALVE FOR DOUBLE BALLOON ENTEROSCOPE REUSABLE. | ENDOSCOPY CONSUMABLES SUPPLIES
17827 | 4229631500300 | CONNECTION TUBE KIT FOR DOUBLE BALLOON ENTEROSCOPE. | ENDOSCOPY CONSUMABLES SUPPLIES
17828 | 4229631500400 | WATER TANK WITH CONNECTION TO CO2 INSUFFLATOR FOR DOUBLE BALLOON ENTEROSCOPE COMPATIBLE WITH HOSPITAL MACHINE. | ENDOSCOPY CONSUMABLES SUPPLIES
17829 | 4229631500700 | OUTER BALLOON FOR DOUBLE BALLOON ENTEROSCOPE ASSORTED SIZES. | ENDOSCOPY CONSUMABLES SUPPLIES
17830 | 4229631501100 | ADAPTOR (PLUG) AIR/WATER /SUCTION FOR MANUAL CLEANING FOR DOUBLE BALLOON ENTEROSCOPE COMPATIBLE WITH EACH HOSPITAL SCOPE REUSABLE. | ENDOSCOPY CONSUMABLES SUPPLIES
17831 | 4229631501700 | RUBBER AND ATTACHMENT TOOL FOR DOUBLE BALLOON ENTEROSCOPE | ENDOSCOPY CONSUMABLES SUPPLIES
17832 | 4229631501800 | ONE-TOUCH CONNECTOR SET (2 TUBES) FOR DOUBLE BALLOON ENTEROSCOPE | ENDOSCOPY CONSUMABLES SUPPLIES
17833 | 4229631700300 | AIR/WATER VALVE FOR GASTROSCOPE AND COLONOSCOPE AND DUODENOSCOPE SINGLE USE. | ENDOSCOPY CONSUMABLES SUPPLIES
17834 | 4229631700500 | BIOPSY VALVE FOR GASTROSCOPE AND COLONOSCOPE AND DUODENOSCOPE DOUBLE BALLOON ENTEROSCOPE REUSABLE. | ENDOSCOPY CONSUMABLES SUPPLIES
17835 | 4229631700600 | BIOPSY VALVE FOR GASTROSCOPE COLONOSCOPE DUODENOSCOPE AND ENTEROSCOPE SINGLE USE. | ENDOSCOPY CONSUMABLES SUPPLIES
17836 | 4229631700900 | BIOPSY VALVE WITH IRRIGATION TUBE FOR GASTROSCOPE AND COLONOSCOPE AND DUODENOSCOPE SINGLE USE. | ENDOSCOPY CONSUMABLES SUPPLIES
17837 | 4229631701000 | BIPOLAR ADAPTER CABLE FOR RFA CATHETER OF ERCP AND EUS SCOPES FOR BILIARY AND SOLID MALIGNANCY (REUSABLE). | ENDOSCOPY CONSUMABLES SUPPLIES
17838 | 4229631701400 | LASER FIBER, FOR CHOLANGIOSCOPE, REUSABLE | ENDOSCOPY CONSUMABLES SUPPLIES
17839 | 4229631701500 | LASER FIBER STRIP, FOR CHOLANGIOSCOPE, REUSABLE | ENDOSCOPY CONSUMABLES SUPPLIES
17840 | 4229631701600 | BASKET, COMPATIBLE WITH CHOLANGIOSCOPE, SINGLE USE | ENDOSCOPY CONSUMABLES SUPPLIES
17841 | 4229631701700 | SNARE, COMPATIBLE WITH CHOLANGIOSCOPE, SINGLE USE | ENDOSCOPY CONSUMABLES SUPPLIES
17842 | 4229631701900 | TWIN GRASPER, FOR OVER THE SCOPE CLIP (OTSC), ASSORTED SIZES, SINGLE USE | ENDOSCOPY CONSUMABLES SUPPLIES
17843 | 4229631702100 | SET DILATOR, ESOPHAGEAL, WIRE GUIDED SET, ASSORTED SIZES FROM 5MM TO 20MM, REUSABLE | ENDOSCOPY CONSUMABLES SUPPLIES
17844 | 4229631800000 | ESOPHAGOSCOPE, RIGID ADULT ASSORTED LENGTHS AND SIZES | EAR, NOSE & THROAT SUPPLIES (ENT)
17845 | 4229631800100 | ESOPHAGOSCOPE, RIGID PEDIATRIC ASSORTED LENGTHS AND SIZES | EAR, NOSE & THROAT SUPPLIES (ENT)
17846 | 4229631800200 | ROBERTS-JESBERG ESOPHAGOSCOPE, ASSORTED SIZES, LENGTHS WITH NECESSARY ACCESSORIES | EAR, NOSE & THROAT SUPPLIES (ENT)
17847 | 4229632100800 | HYSTEROSCOPE SEAL SET.... | SUPPLEMENTARY GEN.CONS SURG SUT,LAP,ROB
17848 | 4229632100900 | HYSTEROSCOPE SPECIMEN COLLECTION SET.... | SUPPLEMENTARY GEN.CONS SURG SUT,LAP,ROB
17849 | 4229632101100 | SET OFFICE HYSTEROSCOPE WITH INSTRUMENTS CHANNEL INTEGRATED CAMERA AND LIGHT SOURCE WITH ONE BIOPSY FORCEPS DISPOSABLE STERILE.. | SUPPLEMENTARY GEN.CONS SURG SUT,LAP,ROB
17850 | 4229632301100 | LARYNGOSCOPE HOLDER, AND CHEST SUPPORT, GOTTINGEN MODEL WITH ADJUSTMENT WHEEL, INCLUDING SUPPORT ROD MOVABLE, WITH METAL RING, DIAMETER 9 CM LENGTH 34 CM | EAR, NOSE & THROAT SUPPLIES (ENT)
17851 | 4229632301700 | LAPAROSCOPIC, GASTRIC BANDING RETRACTOR, 5MM, 36CM, REUSABLE | SURGICAL INSTRUMENT TENDER
17852 | 4229632301800 | TELESCOPE, HOPKINS STRAIGHT FORWARD, 0 DEGREE, DIAMETER 2.7MM, WOEKING LENGTH 17 - 19 CM | EAR, NOSE & THROAT SUPPLIES (ENT)
17853 | 4229632302000 | TELESCOPE, HOPKINS STRAIGHT FORWARD TELESCOPE 0 DEGREE DIAMETER 2.9 MM LENGTH 30CM, OR EQUIVALENT | EAR, NOSE & THROAT SUPPLIES (ENT)
17854 | 4229632302100 | TELESCOPE, HOPKINS STRAIGHT FORWARD TELESCOPE 0 DEGREE DIAMETER 2.9 MM LENGTH 36CM, OR EQUIVALENT | EAR, NOSE & THROAT SUPPLIES (ENT)
17855 | 4229632302200 | LARYNGOSCOPE, BENJAMIN-LINDHOLM OPERATING, FOR CHILDREN ASSORTED SIZES AND LENGTHS | EAR, NOSE & THROAT SUPPLIES (ENT)
17856 | 4229632302300 | LARYNGOSCOPE, KLEINSASSER OPERATING, ASSORTED SIZES AND LENGTHS FOR ADULT AND PEDIATRIC | EAR, NOSE & THROAT SUPPLIES (ENT)
17857 | 4229632302500 | LARYNGOSCOPE, ANTERIOR COMMISSURE TRIANGULAR SPATULA SHAPED ASSORTED SIZES | EAR, NOSE & THROAT SUPPLIES (ENT)
17858 | 4229632302600 | LARYNGOSCOPE, STEINER ASSORTED SIZES AND LENGTHS | EAR, NOSE & THROAT SUPPLIES (ENT)
17859 | 4229632302700 | TRAY, STERILIZATION TELESCOPES WIRE, 29 CM X 6 CM X 5 CM, REUSABLE | SURGICAL INSTRUMENT TENDER
17860 | 4229632306000 | TELESCOPE, HOPKINS STRAIGHT FORWARD 15 DEGREE, OR EQUIVALENT, AUTOCLAVABLE | EAR, NOSE & THROAT SUPPLIES (ENT)
17861 | 4229632306100 | DEFOGGING DEVICE WITH ON/OFF SWITCH KEY CAN BE CONNECTED OR ATTACHED / DIRECTLY TO TROCAR 5 AND 12 MM WITH TWO TROCAR SWABS 1 BOTTLE OF ANTI- / FOG SOLUTION WARMING HUB 1 CLOTH STERILE DISPOSABLE.... | SUPPLEMENTARY GEN.CONS SURG SUT,LAP,ROB
17862 | 4229632306200 | DEVICE LAPAROSCOPIC FOR ATRAUMATIC HERNIA MESH FIXATION AND SEALANT APPLICATOR 30/60 DROPS STERILE.. | SUPPLEMENTARY GEN.CONS SURG SUT,LAP,ROB
17863 | 4229632306300 | SYSTEM FOR LAPAROSCOPIC MESH FIXATION PERMANENT CONTAINS 25-30 TACKERS MADE FROM STAINLESS STEEL COIL WITH SMOOTH PEEK HEADCOVER DISPOSABLE STERILE.. | SUPPLEMENTARY GEN.CONS SURG SUT,LAP,ROB
17864 | 4229632306500 | INSTRUMENT ELECTROSURGICAL FOR LAPAROSCOPIC SEALER/DIVIDED RETRACTABLE L-HOOK WITH GRASPER CURVED JAW PERMANENTLY FUSES VESSELS AND TISSUE BUNDLES WITH DISSECTION GRASPING 5 MM DIAMETER LENGTH 35-37 CM DISPOSABLE STERILE.... | SUPPLEMENTARY GEN.CONS SURG SUT,LAP,ROB
17865 | 4229632306900 | LAPAROSCOPIC L-WIRE ELECTRODE SIZE 5MM WITH E-Z CLEAN PTFE COATING TO ELIMINATE STICKING 33-35 CM DISPOSABLE STERILE. | SUPPLEMENTARY GEN.CONS SURG SUT,LAP,ROB
17866 | 4229632307000 | TELESCOPE, FORWARD-OBLIQUE 30 DEGREE, ENLARGED VIEW, DIAMETER 5 MM, LENGTH 24 CM, AUTOCLAVABLE, FIBEROPTIC LIGHT TRANSMISSION INCORPORATED, REUSABLE | SURGICAL INSTRUMENT TENDER
17867 | 4229632307100 | TELESCOPE, STRAIGHT FORWARD 0 DEGREE - 90 DEGREE ENLARGED VIEW, DIAMETER 10MM, LENGTH 31CM, AUTOCLAVABLE, FIBEROPTIC LIGHT TRANSMISSION INCORPORATED, REUSABLE | SURGICAL INSTRUMENT TENDER
17868 | 4229632307200 | TELESCOPE, STRAIGHT FORWARD 0 DEGREE, ENLARGED VIEW, DIAMETER 5 MM, LENGTH 24 CM, AUTOCLAVABLE, FIBEROPTIC LIGHT TRANSMISSION INCORPORATED, REUSABLE | SURGICAL INSTRUMENT TENDER
17869 | 4229632800100 | CYSTO-NEPHRO SCOPE FLEXIBLE WITH INNER DIAMETER NOT LESS THAN 6.8 FR AND OUTER DIAMETER NOT MORE THAN 16 FR ( 5.3 MM) WITH SEPARATE SUCTION CONTROL BUTTON IRRIGATION PORT AND DUAL INTERANCE WORKING CHANNEL DEFLECTION NOT LESS THAN 210 DEGREE UP/DOWN USE WITH LAPTOP/TABLE AND MONITOR DISPOSABLE STERILE (ONE SCREEN FREE OF CHARGE WITH EVERY 100 PC)... | SUPPLEMENTARY GENERAL CONSUMABLES
17870 | 4229633200000 | URETHROCYSTOSCOPY FLEXIBLE BUILT IN LED LIGHT SOURCE ARTICULATION TIP DEFLECTION ( 180 DEGREE OR MORE ) IN BOTH DIRECTION FOR USE WITH LAPTOP/TABLE AND MONITOR DISPOSABLE STERILE (ONE SCREEN FREE OF CHARGE WITH EVERY 150 PC).. | SUPPLEMENTARY GENERAL CONSUMABLES
17871 | 4229633400000 | PROCTOSCOPE LARGE WITH LIGHT DISPOSABLE NON-STERILE.... | SUPPLEMENTARY GENERAL CONSUMABLES
17872 | 4229633400300 | PROTECTOR/RETRACTOR FOR LAPAROSCOPIC SYSTEM FEATURING A LAPAROSCOPIC CAP AND TROCAR TO FACILITATE SPECIMEN EXTRACTION SIZE: MEDIUM 5 - 9 CM DISPOSABLE STERILE.. | SUPPLEMENTARY GEN.CONS SURG SUT,LAP,ROB
17873 | 4229633600400 | RHINOLARYNGOSCOPE, FLEXIBLE, OD 5MM TO 5.5MM, SINGLE USE | EAR, NOSE & THROAT SUPPLIES (ENT)
17874 | 4229633900100 | TUBE SINGLE MC CORTNEY WITH 5 MM AND 10 MM VALVES 35 MM AND 45 MM DIAMETER FOR COLPOTOMY AND VAULT SUTURING WITH LAPAROSCOPIC HYSTERECTOMY STERILE.. | SUPPLEMENTARY GEN.CONS SURG SUT,LAP,ROB
17875 | 4229633900200 | TROCAR THORACOSCOPIC WITH SHREDDED SLEEVES AND BLUNT OBTURATOR SIZE: 11 - 12 MM DISPOSABLE STERILE. | SUPPLEMENTARY GEN.CONS SURG SUT,LAP,ROB
17876 | 4229633900300 | TROCAR THORACOSCOPIC WITH SHREDDED SLEEVES AND BLUNT OBTURATOR SIZE: 5.5 - 7 MM DISPOSABLE STERILE. | SUPPLEMENTARY GEN.CONS SURG SUT,LAP,ROB
17877 | 4229633900800 | FINE NEEDLE ASPIRATION(FNA), (EBUS) ENDOBRONCHIAL ULTRASOUND, ASSORTED SIZES AND LENGTHS | ENDOSCOPY CONSUMABLES SUPPLIES
17878 | 4229633900900 | BALLOON, FOR ENDOBRONCHIAL ULTRA SOUND (EBUS) SCOPE, ASSORTED SIZES | ENDOSCOPY CONSUMABLES SUPPLIES
17879 | 4229633901000 | BALLOON FOR RADIAL EUS SCOPE ASSORTED SIZES. | ENDOSCOPY CONSUMABLES SUPPLIES
17880 | 4229633901900 | BIOPSY VALVE FOR ENDOSCOPIC ULTRASOUND SCOPE (EUS) LINEAR AND RADIAL SCOPE REUSABLE. | ENDOSCOPY CONSUMABLES SUPPLIES
17881 | 4229633902000 | BIOPSY VALVE FOR ENDOSCOPIC ULTRASOUND SCOPE (EUS) LINEAR AND RADIAL SCOPE SINGLE USE. | ENDOSCOPY CONSUMABLES SUPPLIES
17882 | 4229633902500 | BALLOON, CATHETER, DILATATION FOR TRACHEOBRONCHIAL, ASSORTED SIZES AND LENGTHS | ENDOSCOPY CONSUMABLES SUPPLIES
17883 | 4229633903000 | CERAMIC SCISSOR, FOR LASER FIBER OF CHOLANGIOSCOPE, REUSABLE | ENDOSCOPY CONSUMABLES SUPPLIES
17884 | 4229633903100 | COAGULATION GRASPER, FOR ESD/POEM, ASSORTED SIZES OF WORKING CHANNEL AND ASSORTED WORKING LENGTH, SINGLE USE | ENDOSCOPY CONSUMABLES SUPPLIES
17885 | 4229633903400 | MUCOSAL RESECTION (EMR) KIT, FOR ENDOSCOPIC (INCLUDES INJECTION NEEDLE, SNARE, SPRAY CATHETER, AND DISTAL CAP), ASSORTED TYPES, SIZES AND WORKING LENGTH | ENDOSCOPY CONSUMABLES SUPPLIES
17886 | 4229633903500 | CATHETER, POTENTIAL HYDROGEN (PH) MONITORING, ESOPHAGEAL WITHOUT IMPEDANCE, SINGLE CHANNEL PH SENSOR, ASSORTED SIZES FOR ADULT AND P EDIATRIC, SINGLE USE | ENDOSCOPY CONSUMABLES SUPPLIES
17887 | 4229633903700 | CATHETER, MANOMETRY HIGH RESOLUTION, ESOPHAGEAL WITHOUT IMPEDANCE, REUSABLE | ENDOSCOPY CONSUMABLES SUPPLIES
17888 | 4229633903900 | STENT, ESOPHAGEAL VARICEAL BLEEDING, REMOVABLE AND SELF EXPANDABLE, ASSORTED SIZES AND DIAMETERS | ENDOSCOPY CONSUMABLES SUPPLIES
17889 | 4229633904200 | KIT, SUBMUCOSAL LIFTING (AGENT +CATHETER+SYRINGE) FOR GI ENDOSCOPY, STERILE | ENDOSCOPY CONSUMABLES SUPPLIES
17890 | 4229633904400 | STENT, LUMEN APPOSING, METAL, WITH ELECTROCAUTERY ENHANCED DELIVERY SYSTEM, DOUBLE OPERATOR, ASSORTED SIZES AND DIAMETER | ENDOSCOPY CONSUMABLES SUPPLIES
17891 | 4229633904600 | STENT, LUMEN APPOSING, METAL, WITH ELECTROCAUTERY ENHANCED DELIVERY SYSTEM, SINGLE OPERATOR, ASSORTED SIZES AND DIAMETER, SINGLE USE | ENDOSCOPY CONSUMABLES SUPPLIES
17892 | 4229633904800 | LITHOTRIPSY SYSTEM, MECHANICAL, INCLUDES EXTRACTION BASKET, CONNECTED TO LITHOTRIPSY HANDLE, COMPLETE SET, SINGLE USE | ENDOSCOPY CONSUMABLES SUPPLIES
17893 | 4229633904900 | HANDLE, MECHANICAL LITHOTRIPTER FOR CRUSHING STONES THROUGH THE SCOPE, REUSABLE | ENDOSCOPY CONSUMABLES SUPPLIES
17894 | 4229633905100 | PEPTIDE-BASED HEMOSTAT GEL SELF ASSEMBLING PREFILLED SYRINGE ASSORTED SIZE | ENDOSCOPY CONSUMABLES SUPPLIES
17895 | 4229633905200 | RADIOFREQUENCY ABLATION (RFA) CATHETER THROUGH EUS SCOPE (THROUGH FNA NEEDLE 19 G) FOR SOLID MALIGNANCY (PANCREATIC) ASSORTED SIZES OF ACTIVE TIP LENGTH. | ENDOSCOPY CONSUMABLES SUPPLIES
17896 | 4229633905300 | RADIOFREQUENCY ABLATION (RFA) CATHETER THROUGH ERCP SCOPE FOR BILIARY STRICTURE ASSORTED SIZES OF EXPOSURE LENGTH. | ENDOSCOPY CONSUMABLES SUPPLIES
17897 | 4229633905500 | FORCEPS, ALLIGATOR GRASPING FOR FOREIGN BODY, ASSORTED WORKING LENGTH, REUSABLE | ENDOSCOPY CONSUMABLES SUPPLIES
17898 | 4229633906400 | STENT SET, BILIARY, DOUBLE PIGTAIL PLASTIC STENT, WITH POSITION MARKER, (WITH DELIVERY SYSTEM AND PUSHER), LONG WIRE SYSTEM, ASSORTED SIZES | ENDOSCOPY CONSUMABLES SUPPLIES
17899 | 4229633906500 | STENT SET, BILIARY, DOUBLE PIGTAIL PLASTIC STENT, WITH POSITION MARKER, (WITH DELIVERY SYSTEM AND PUSHER), SHORT WIRE SYSTEM, ASSORTED SIZES | ENDOSCOPY CONSUMABLES SUPPLIES
17900 | 4229633907100 | SUCTION VALVE FOR DOUBLE BALLOON ENTEROSCOPE REUSABLE. | ENDOSCOPY CONSUMABLES SUPPLIES
17901 | 4229633908100 | BALLOON APPLICATOR FOR RADIAL EUS SCOPE | ENDOSCOPY CONSUMABLES SUPPLIES
17902 | 4229633908200 | BALLOON APPLICATOR FOR LINEAR EUS SCOPE | ENDOSCOPY CONSUMABLES SUPPLIES
17903 | 4229633908300 | PUSHER, PANCREATIC STENT, SIZE 3 F, DISPOSABLE | ENDOSCOPY CONSUMABLES SUPPLIES
17904 | 4229633908500 | GAS TUBE FOR ENDOSCOPY CO2 INSUFFLATOR COMPATIBLE WITH EACH HOSPITAL MACHINE REUSABLE. | ENDOSCOPY CONSUMABLES SUPPLIES
17905 | 4229633908600 | FINE NEEDLE BIOPSY(FNB), (EBUS) ENDOBRONCHIAL ULTRASOUND, ASSORTED SIZES AND LENGTHS | ENDOSCOPY CONSUMABLES SUPPLIES
17906 | 4229633908700 | GUIDE WIRE, ESOPHAGEAL, FOR GRADUATED MECHANICAL DILATORS, DISPOSABLE | ENDOSCOPY CONSUMABLES SUPPLIES
17907 | 4229633908800 | SET DILATOR, ESOPHAGEAL, WIRE GUIDED SET, ASSORTED SIZES FROM 5MM TO 15MM, REUSABLE | ENDOSCOPY CONSUMABLES SUPPLIES
17908 | 4229633908900 | WORKING ELEMENT, BIPOLAR MOTION BY MEANS OF A FINGER GRIP. IN REST POSITION THE ELECTRODE IS OUTSIDE THE SHEATH COMPATIBLE WITH 30 DEGREE TELESCOPE, REUSABLE | SURGICAL INSTRUMENT TENDER
17909 | 4229633909000 | WORKING ELEMENT, MOTION BY MEANS OF A FINGER GRIP. IN REST POSITION THE ELECTRODE IS OUTSIDE THE SHEATH COMPATIBLE WITH 30 DEGREE TELESCOPE, FOR MONOPOLAR RESECTOSCOPE, REUSABLE | SURGICAL INSTRUMENT TENDER
17910 | 4229633909100 | WORKING ELEMENT, MOTION BY MEANS OF A SPRING. THE THUMB SUPPORT IS MOVABLE. IN REST POSITION THE ELECTRODE IS INSIDE THE SHEATH COMPATIBLE WITH 1.9/2.1 MM TELESCOPE, REUSABLE | SURGICAL INSTRUMENT TENDER
17911 | 4229633909200 | WORKING ELEMENT MOTION BY MEANS OF A SPRING THE THUMB SUPPORT IS MOVABLE IN REST POSITION THE ELECTRODE IS INSIDE THE SHEATH ALSO FOR USE WITH OPTICAL URETHROTOME REUSABLE.- | SURGICAL INSTRUMENT TENDER
17912 | 4229633910700 | LED BATTERY LIGHT SOURCE, RECHARGEABLE, FOR ENDOSCOPE, WITH CHARGING UNIT | EAR, NOSE & THROAT SUPPLIES (ENT)
17913 | 4229633910800 | LAPAROSCOPIC METAL HANDLE, ROTATING, WITHOUT RATCHET, WITHOUT CONNECTOR PIN FOR UNIPOLAR COAGULATION, REUSABLE | SURGICAL INSTRUMENT TENDER
17914 | 4229633910900 | LAPAROSCOPIC METAL HANDLE, WITH DISENGAGEABLE RATCHET, REUSABLE | SURGICAL INSTRUMENT TENDER
17915 | 4229633911000 | LAPAROSCOPIC OUTER SHEATH, METAL, WITH LUER-LOCK CONNECTOR FOR CLEANING, SIZE 3 MM, LENGTH 20 CM, REUSABLE | SURGICAL INSTRUMENT TENDER
17916 | 4229633911200 | LAPAROSCOPIC OUTER SHEATH, INSULATED, WITH LUER-LOCK CONNECTOR FOR CLEANING, SIZE 3 MM, LENGTH 20 CM, REUSABLE | SURGICAL INSTRUMENT TENDER
17917 | 4229633911300 | LAPAROSCOPIC OUTER SHEATH INSULATED WITH LUER-LOCK CONNECTOR FOR CLEANING SIZE 3.5 MM LENGTH 20 CM REUSABLE. | SURGICAL INSTRUMENT TENDER
17918 | 4229633911500 | OUTER SHEATH, WITH LUER-LOCK, CONNECTOR, SIZE 5 MM, LENGTH 43 CM, REUSABLE | SURGICAL INSTRUMENT TENDER
17919 | 4229633911600 | OUTER SHEATH, WITH LUER-LOCK, CONNECTOR, SIZE 5 MM, LENGTH 30 CM, REUSABLE | SURGICAL INSTRUMENT TENDER
17920 | 4229633911700 | LAPAROSCOPIC OUTER SHEATH METAL INSULATED 10MM X 33 - 36CM REUSABLE. | SURGICAL INSTRUMENT TENDER
17921 | 4229633911800 | LAPAROSCOPIC OUTER SHEATH METAL INSULATED 3.5MM X 20CM REUSABLE. | SURGICAL INSTRUMENT TENDER
17922 | 4229633912000 | LAPAROSCOPIC OUTER SHEATH METAL INSULATED 5MM X 33 - 36 CM REUSABLE. | SURGICAL INSTRUMENT TENDER
17923 | 4229633912200 | LAPAROSCOPIC OUTER SHEATH, METAL, INSULATED, 5MM X 36CM, WITH CM MARKING, REUSABLE | SURGICAL INSTRUMENT TENDER
17924 | 4229633912400 | LAPAROSCOPIC OUTER SHEATH, METAL, INSULATED, 5MM X 43CM, WITH CM MARKING, REUSABLE | SURGICAL INSTRUMENT TENDER
17925 | 4229633912600 | OUTER SHEATH, WITH LUER-LOCK, CONNECTOR, SIZE 10 MM, LENGTH 30 CM, REUSABLE | SURGICAL INSTRUMENT TENDER
17926 | 4229633912700 | OUTER SHEATH, WITHOUT LUER-LOCK, CONNECTOR, SIZE 5 MM, LENGTH 30 CM, REUSABLE | SURGICAL INSTRUMENT TENDER
17927 | 4229633912800 | OUTER SHEATH, WITH LUER-LOCK, CONNECTOR, SIZE 10 MM, LENGTH 36 CM, REUSABLE | SURGICAL INSTRUMENT TENDER
17928 | 4229633912900 | REDUCER TUBE FOR LAPAROSCOPIC, REUSABLE | SURGICAL INSTRUMENT TENDER
17929 | 4229633913000 | REDUCER, TUBE FOR LAPAROSCOPIC SIZE 11/5 MM, REUSABLE | SURGICAL INSTRUMENT TENDER
17930 | 4229633913100 | REDUCER, TUBE FOR LAPAROSCOPIC SIZE 6/3 MM, REUSABLE | SURGICAL INSTRUMENT TENDER
17931 | 4229640200200 | WATER JET SYSTEM FOR ARTHROPLASTY, OR EQUIVALENT | ORTHOPEDIC & SPINAL SUPPLIES
17932 | 4229640200400 | FLUID SEAL ADAPTER ASSORTED SIZES, ORTHOPEDIC | ORTHOPEDIC & SPINAL SUPPLIES
17933 | 4229640200900 | FLUID MANAGEMENT SYSTEM CANISTER HI-FLOW.... | SUPPLEMENTARY GEN.CONS SURG SUT,LAP,ROB
17934 | 4229640201100 | FLUID MANAGEMENT SYSTEM OUTFLOW TUBE SET.... | SUPPLEMENTARY GEN.CONS SURG SUT,LAP,ROB
17935 | 4229640300900 | FORCEPS, GRASPER, FOR THORACOSCOPIC, RING HANDLE, CURVED TO LEFT, WITH RATCHET, WORKING LENGTH 32 - 33 CM, TOTAL LENGTH 42 - 43 CM, REUSABLE | SURGICAL INSTRUMENT TENDER
17936 | 4229640600400 | GAS TUBE FOR ENDOSCOPY CO2 INSUFFLATOR, COMPATIBLE WITH EACH HOSPITAL MACHINE, DISPOSABLE | ENDOSCOPY CONSUMABLES SUPPLIES
17937 | 4229640600500 | TUBE, HYBRID, COMBINED IRRIGATION AND CO2 INSUFFLATION TUBE, TO BE CONNECTED TO IRRIGATION PUMP (WATER JET), SINGLE DAY USE | ENDOSCOPY CONSUMABLES SUPPLIES
17938 | 4229640701000 | PAPER PRINTER WITH INK COLOUR MEDICAL PRINTERS SIZE 144 X 100 MM ( A6 PAPER ) COMPATIBLE WITH SONY PRINTER. | SUPPLEMENTARY GEN.SUPPLIES NURS,WOUND
17939 | 4229640800100 | COMPLETE SET AND NECESSARY ACCESSORIES FOR ENDOSCOPIC THORACIC DISCECTOMY AND FUSION, SPINAL | ORTHOPEDIC & SPINAL SUPPLIES
17940 | 4229650000100 | CRYOTHERAPY LIQUID NITROGEN SET FOR DERMATOLOGY MINI CRYOGUN FLASK (SPRAY) 350 ML - 500 ML WITH LUER LOCK CLEANING ADAPTER PLASTIC PROBE STAND AND ATTACHED BASE FOR DERMATOLOGY.... | GENERAL MEDICAL CONSUMABLES
17941 | 4229660100200 | DRILL KIT, FOR STEREOTACTIC FRAME USE, INCLUDES DRILL STOPS AND ADJUSTMENT WRENCHES, DISPOSABLE | NEUROSCIENCES CONSUMABLES SUPPLEMENTARY
17942 | 4229660300100 | SET, COMPLETE INSTRUMENTATION FOR ANTIBIOTIC HIP SPACER, WITH NECESSARY CASES | ORTHOPEDIC & SPINAL SUPPLIES
17943 | 4229660300200 | SET, COMPLETE INSTRUMENTATION FOR AC JOINT IMPLANT FIXATION, WITH NECESSARY CASE | ORTHOPEDIC & SPINAL SUPPLIES
17944 | 4229660300300 | SET, COMPLETE INSTRUMENTATION TRAUMA SHOULDER ARTHROPLASTY AS REQUESTED BY END USER, WITH NECESSARY CASE AND IMPLANT TRAY | ORTHOPEDIC & SPINAL SUPPLIES
17945 | 4229660300400 | SET, COMPLETE INSTRUMENTATION FOR ANTIBIOTIC KNEE SPACER, WITH NECESSARY CASES | ORTHOPEDIC & SPINAL SUPPLIES
17946 | 4229660300500 | SET, COMPLETE INSTRUMENTATION FOR PLATE FOR EPIPHYSIODESIS WITH NECESSARY CASES AND IMPLANT TRAY | ORTHOPEDIC & SPINAL SUPPLIES
17947 | 4229660300600 | SET, COMPLETE INSTRUMENTATION FOR TITANIUM SUPERIOR ANTERIOR CLAVICLE PLATING, WITH NECESSARY CASE AND IMPLANT TRAY | ORTHOPEDIC & SPINAL SUPPLIES
17948 | 4229660300700 | SET, COMPLETE INSTRUMENTATION FOR TITANIUM ANTERIOR MEDIAL CLAVICLE PLATING, WITH NECESSARY CASE AND IMPLANT TRAY | ORTHOPEDIC & SPINAL SUPPLIES
17949 | 4229660300800 | SET, COMPLETE INSTRUMENTATION FOR SLIPPED CAPITAL FEMORAL EPIPHYSIS SCREW OR EQUIVALENT, WITH NECESSARY CASE AND IMPLANT TRAY | ORTHOPEDIC & SPINAL SUPPLIES
17950 | 4229660300900 | SET, COMPLETE INSTRUMENTATION FOR STAINLESS STEEL DISTAL FEMUR PLATING WITH NECESSARY CASE AND IMPLANT TRAY | ORTHOPEDIC & SPINAL SUPPLIES
17951 | 4229660301000 | SET, BROKEN SCREW LARGE FRAGMENT UNIVERSAL INSTRUMENTATION | ORTHOPEDIC & SPINAL SUPPLIES
17952 | 4229660301100 | SET, BROKEN SCREW SMALL FRAGMENT UNIVERSAL INSTRUMENTATION | ORTHOPEDIC & SPINAL SUPPLIES
17953 | 4229660301200 | SET, COMPLETE INSTRUMENTATION FOR 3.5MM OR EQUIVALENT CALCANEAL PLATING | ORTHOPEDIC & SPINAL SUPPLIES
17954 | 4229660301300 | SET, COMPLETE INSTRUMENTATION FOR 4.5MM ANATOMIC PROXIMAL TIBIA TITANIUM PLATING WITH NECESSARY CASE AND IMPLANT TRAY | ORTHOPEDIC & SPINAL SUPPLIES
17955 | 4229660301400 | SET, COMPLETE INSTRUMENTATION FOR HOOK STAINLESS STEEL CLAVICLE PLATING, WITH NECESSARY CASE AND IMPLANT TRAY | ORTHOPEDIC & SPINAL SUPPLIES
17956 | 4229660301500 | SET, COMPLETE INSTRUMENTATION FOR PEDIATRIC LOCKED VARIABLE ANGLE HIP PLATE, WITH NECESSARY CASE AND IMPLANT TRAY | ORTHOPEDIC & SPINAL SUPPLIES
17957 | 4229660301600 | SET, COMPLETE INSTRUMENTATION FOR PROXIMAL RADIUS PLATING, WITH NECESSARY CASE AND IMPLANT TRAY | ORTHOPEDIC & SPINAL SUPPLIES
17958 | 4229660301700 | SET, COMPLETE INSTRUMENTATION FOR STAINLESS STEEL LATERAL DISTAL FIBULA, WITH NECESSARY CASE AND IMPLANT TRAY | ORTHOPEDIC & SPINAL SUPPLIES
17959 | 4229660301800 | SET, COMPLETE INSTRUMENTATION FOR TITANIUM DISTAL FEMUR PLATING WITH NECESSARY CASE AND IMPLANT TRAY | ORTHOPEDIC & SPINAL SUPPLIES
17960 | 4229660301900 | SET, COMPLETE INSTRUMENTATION FOR UNCEMENTED MODULAR TOTAL HIP ARTHROPLASTY, WITH NECESSARY CASE AND IMPLANT TRAY | ORTHOPEDIC & SPINAL SUPPLIES
17961 | 4229660302000 | SET, COMPLETE INSTRUMENTATION FOR 3.5MM ANATOMIC PROXIMAL TIBIA TITANIUM PLATING WITH NECESSARY CASE AND IMPLANT TRAY | ORTHOPEDIC & SPINAL SUPPLIES
17962 | 4229660302100 | SET, COMPLETE INSTRUMENTATION FOR FEMORAL NECK SYSTEM, WITH NECESSARY CASE | ORTHOPEDIC & SPINAL SUPPLIES
17963 | 4229660302200 | SET, COMPLETE INSTRUMENTATION FOR HOOK TITANIUM CLAVICLE PLATING, WITH NECESSARY CASE AND IMPLANT TRAY | ORTHOPEDIC & SPINAL SUPPLIES
17964 | 4229660302300 | SET, COMPLETE INSTRUMENTATION FOR MEGAPROSTHESIS OF HUMERUS ONCOLOGY, WITH NECESSARY CASE AND IMPLANT TRAYS | ORTHOPEDIC & SPINAL SUPPLIES
17965 | 4229660302400 | SET, COMPLETE INSTRUMENTATION FOR MINI FRAGMENT 1.5/2.3 MM, TITANIUM PLATING | ORTHOPEDIC & SPINAL SUPPLIES
17966 | 4229660302500 | SET, COMPLETE INSTRUMENTATION FOR STAINLESS STEEL DISTAL HUMERAL PLATING WITH NECESSARY CASE AND IMPLANT TRAY | ORTHOPEDIC & SPINAL SUPPLIES
17967 | 4229660302600 | SET, COMPLETE INSTRUMENTATION FOR TITANIUM ANTERIOR CLAVICLE PLATING, WITH NECESSARY CASE AND IMPLANT TRAY | ORTHOPEDIC & SPINAL SUPPLIES
17968 | 4229660302700 | SET, COMPLETE INSTRUMENTATION FOR TITANIUM LATERAL DISTAL FIBULA, WITH NECESSARY CASE AND IMPLANT TRAY | ORTHOPEDIC & SPINAL SUPPLIES
17969 | 4229660302800 | SET, COMPLETE INSTRUMENTATION FOR TITANIUM SUPERIOR CLAVICLE PLATING, WITH NECESSARY CASE AND IMPLANT TRAY | ORTHOPEDIC & SPINAL SUPPLIES
17970 | 4229660302900 | SET, COMPLETE INSTRUMENTATION FOR VARIABLE ANGLE TITANIUM DISTAL FEMUR PLATING WITH NECESSARY CASE AND IMPLANT TRAY | ORTHOPEDIC & SPINAL SUPPLIES
17971 | 4229660303000 | SET, INSTRUMENTATION FOR PEDIATRIC BLADE PLATE OSTEOTOMY | ORTHOPEDIC & SPINAL SUPPLIES
17972 | 4229660303300 | SCREW, COMPRESSION FOR TITANIUM DYNAMIC CONDYLAR AND HIP SCREW | ORTHOPEDIC & SPINAL SUPPLIES
17973 | 4229660303400 | SET, COMPLETE INSTRUMENTATION FOR ANATOMIC PROXIMAL FEMUR TITANIUM PLATING | ORTHOPEDIC & SPINAL SUPPLIES
17974 | 4229660303500 | SET, COMPLETE INSTRUMENTATION FOR ANATOMIC PROXIMAL HUMERUS TITANIUM PLATING WITH NECESSARY CASE AND IMPLANT TRAY | ORTHOPEDIC & SPINAL SUPPLIES
17975 | 4229660303600 | SET, COMPLETE INSTRUMENTATION FOR DISTAL HUMERAL VARIABLE ANGLE PLATING WITH NECESSARY CASE AND IMPLANT TRAY | ORTHOPEDIC & SPINAL SUPPLIES
17976 | 4229660303700 | INSTRUMENTATION SET, COMPLETE FOR EXTRACTING ACETABULAR CUPS WITH NECESSARY TRAY FOR STERILIZATION | ORTHOPEDIC & SPINAL SUPPLIES
17977 | 4229660303800 | SET, COMPLETE INSTRUMENTATION FOR LCP DISTAL HUMERAL EXTRA ARTICULAR PLATING, WITH NECESSARY CASE AND IMPLANT TRAY | ORTHOPEDIC & SPINAL SUPPLIES
17978 | 4229660303900 | SET, COMPLETE INSTRUMENTATION FOR MODULAR CONVERTER SHOULDER ARTHROPLASTY WITH NECESSARY CASE AND IMPLANT TRAY | ORTHOPEDIC & SPINAL SUPPLIES
17979 | 4229660304100 | SET, COMPLETE INSTRUMENTATION FOR STAINLESS STEEL ANTERIOR CLAVICLE PLATING, WITH NECESSARY CASE AND IMPLANT TRAY | ORTHOPEDIC & SPINAL SUPPLIES
17980 | 4229660304200 | SET, COMPLETE INSTRUMENTATION FOR STAINLESS STEEL ANTERIOR MEDIAL CLAVICLE PLATING, WITH NECESSARY CASE AND IMPLANT TRAY | ORTHOPEDIC & SPINAL SUPPLIES
17981 | 4229660304300 | SET, COMPLETE INSTRUMENTATION FOR STAINLESS STEEL SUPERIOR ANTERIOR CLAVICLE PLATING, WITH NECESSARY CASE AND IMPLANT TRAY | ORTHOPEDIC & SPINAL SUPPLIES
17982 | 4229660304400 | SET, COMPLETE INSTRUMENTATION FOR STAINLESS STEEL SUPERIOR CLAVICLE PLATING, WITH NECESSARY CASE AND IMPLANT TRAY | ORTHOPEDIC & SPINAL SUPPLIES
17983 | 4229660304500 | SET, COMPLETE INSTRUMENTATION FOR TITANIUM FOREFOOT AND MIDFOOT PLATING, WITH NECESSARY CASE AND IMPLANT TRAY | ORTHOPEDIC & SPINAL SUPPLIES
17984 | 4229660304600 | SET, COMPLETE INSTRUMENTATION FOR VARIABLE ANGLE 2.7MM OR EQUIVALENT CALCANEAL PLATING | ORTHOPEDIC & SPINAL SUPPLIES
17985 | 4229660304700 | SET, COMPLETE INSTRUMENTATION FOR VARIABLE ANGLE LATERAL DISTAL FIBULA, WITH NECESSARY CASE AND IMPLANT TRAY | ORTHOPEDIC & SPINAL SUPPLIES
17986 | 4229660304800 | SET, COMPLETE INSTRUMENTATION FOR VARIABLE ANGLE STAINLESS STEEL DISTAL FEMUR PLATING WITH NECESSARY CASE AND IMPLANT TRAY | ORTHOPEDIC & SPINAL SUPPLIES
17987 | 4229660304900 | SET, COMPLETE INSTRUMENTATION FOR VOLAR DISTAL RADIAL STAINLESS STEEL PLATING | ORTHOPEDIC & SPINAL SUPPLIES
17988 | 4229660305000 | SET, COMPLETE INSTRUMENTATION FOR VOLAR DISTAL RADIAL TITANIUM PLATING | ORTHOPEDIC & SPINAL SUPPLIES
17989 | 4229660305100 | INSTRUMENTATION, PREPARATION AND IMPLANT SET, COMPLETE AND NECESSARY STERILIZATION CASE (TRAY, BOX, LID), LORDOTIC, FOR POSTERIOR LUMBAR INTERBODY FUSION (PLIF) FOR TITANIUM, SPINAL | ORTHOPEDIC & SPINAL SUPPLIES
17990 | 4229660305200 | SET, COMPLETE INSTRUMENTATION FOR STAINLESS STEEL 1.5 MM TO 2 MM HEADLESS SCREW, WITH NECESSARY CASE AND RELATED DRILL BITS AND TAPS | ORTHOPEDIC & SPINAL SUPPLIES
17991 | 4229660305300 | SET, COMPLETE INSTRUMENTATION FOR STAINLESS STEEL 2.1 MM TO 3 MM HEADLESS CANNULATED SCREW, WITH NECESSARY CASE AND RELATED DRILL BITS AND TAPS | ORTHOPEDIC & SPINAL SUPPLIES
17992 | 4229660305500 | SET SCREW, FOR CEPHALOMEDULLARY INTRAMEDULLARY NAILING | ORTHOPEDIC & SPINAL SUPPLIES
17993 | 4229660305600 | SCREW, COMPRESSION (SET SCREW) FOR TIBIAL INTRAMEDULLARY NAILING | ORTHOPEDIC & SPINAL SUPPLIES
17994 | 4229660305700 | SET, COMPLETE INSTRUMENTATION FOR TITANIUM 1.5 MM TO 2 MM HEADLESS CANNULATED SCREW, WITH NECESSARY CASE AND RELATED DRILL BITS AND TAPS | ORTHOPEDIC & SPINAL SUPPLIES
17995 | 4229660305800 | SET, COMPLETE INSTRUMENTATION FOR TITANIUM 2.1 MM TO 3 MM HEADLESS CANNULATED SCREW, WITH NECESSARY CASE AND RELATED DRILL BITS AND TAPS | ORTHOPEDIC & SPINAL SUPPLIES
17996 | 4229660305900 | SET, COMPLETE INSTRUMENTATION FOR TITANIUM 3.1 MM TO 4 MM HEADLESS CANNULATED SCREW, WITH NECESSARY CASE AND RELATED DRILL BITS AND TAPS | ORTHOPEDIC & SPINAL SUPPLIES
17997 | 4229660306000 | SET, COMPLETE INSTRUMENTATION FOR TITANIUM SUPERIOR ANTERIOR CLAVICLE WITH LATERAL EXTENSION PLATING, WITH NECESSARY CASE AND IMPLANT TRAY | ORTHOPEDIC & SPINAL SUPPLIES
17998 | 4229660306100 | SET, COMPLETE INSTRUMENTATION FOR DORSAL DISTAL RADIAL STAINLESS STEEL PLATING, WITH NECESSARY CASE | ORTHOPEDIC & SPINAL SUPPLIES
17999 | 4229660306200 | SET, COMPLETE INSTRUMENTATION FOR 3.5MM ANATOMIC PROXIMAL TIBIA STAINLESS STEEL PLATING WITH NECESSARY CASE AND IMPLANT TRAY | ORTHOPEDIC & SPINAL SUPPLIES
18000 | 4229660306300 | SET, COMPLETE INSTRUMENTATION FOR DORSAL VARIABLE ANGLE DISTAL RADIAL STAINLESS STEEL PLATING | ORTHOPEDIC & SPINAL SUPPLIES
18001 | 4229660306400 | SET, COMPLETE INSTRUMENTATION FOR DORSAL VARIABLE ANGLE DISTAL RADIAL TITANIUM PLATING | ORTHOPEDIC & SPINAL SUPPLIES
18002 | 4229660306500 | SET, COMPLETE INSTRUMENTATION FOR HINGED KNEE ARTHROPLASTY, WITH NECESSARY CASES AND IMPLANT TRAY | ORTHOPEDIC & SPINAL SUPPLIES
18003 | 4229660306600 | SET, COMPLETE INSTRUMENTATION FOR STAINLESS STEEL 4.1 MM TO 6.5 MM HEADLESS CANNULATED SCREW, WITH NECESSARY CASE AND RELATED DRILL BITS AND TAPS | ORTHOPEDIC & SPINAL SUPPLIES
18004 | 4229660306700 | SET, COMPLETE INSTRUMENTATION FOR TITANIUM 4.1 MM TO 6.5 MM HEADLESS CANNULATED SCREW, WITH NECESSARY CASE AND RELATED DRILL BITS AND TAPS | ORTHOPEDIC & SPINAL SUPPLIES
18005 | 4229660306800 | SET, COMPLETE INSTRUMENTATION FOR TITANIUM LOW PROFILE 2.7MM, OR EQUIVALENT SMALL FRAGMENT FIXATION | ORTHOPEDIC & SPINAL SUPPLIES
18006 | 4229660306900 | SET, COMPLETE INSTRUMENTATION FOR MINI FRAGMENT 1.5/2.3 MM, STAINLESS STEEL PLATING, WITH NECESSARY CASES AND IMPLANT TRAY | ORTHOPEDIC & SPINAL SUPPLIES
18007 | 4229660307000 | SET, COMPLETE INSTRUMENTATION FOR 3.5MM VARIABLE ANGLE ANATOMIC PROXIMAL TIBIA PLATING WITH NECESSARY CASE AND IMPLANT TRAY | ORTHOPEDIC & SPINAL SUPPLIES
18008 | 4229660307100 | SET, COMPLETE INSTRUMENTATION FOR LCP METAPHYSEAL MEDIAL DISTAL TIBIA PLATING, WITH NECESSARY CASE AND IMPLANT TRAY | ORTHOPEDIC & SPINAL SUPPLIES
18009 | 4229660307200 | SET, COMPLETE INSTRUMENTATION FOR REVISION ACETABULAR RING/CAGE, WITH NECESSARY CASE | ORTHOPEDIC & SPINAL SUPPLIES
18010 | 4229660307300 | SET, COMPLETE INSTRUMENTATION FOR EXPANDABLE NAIL, WITH ALL RELATED ITEMS AND NECESSARY CASES | ORTHOPEDIC & SPINAL SUPPLIES
18011 | 4229660307400 | SET, COMPLETE INSTRUMENTATION FOR CEMENTED/UNCEMENTED CALCAR TOTAL HIP ARTHROPLASTY, WITH NECESSARY CASE AND IMPLANT TRAY | ORTHOPEDIC & SPINAL SUPPLIES
18012 | 4229660307500 | SET, COMPLETE INSTRUMENTATION FOR SILVER COATED, OR EQUIVALENT INTERCALARY PROSTHESIS, WITH NECESSARY CASES AND IMPLANT TRAY | ORTHOPEDIC & SPINAL SUPPLIES
18013 | 4229660307600 | SET, COMPLETE INSTRUMENTATION FOR INTERCALARY PROSTHESIS, WITH NECESSARY CASES AND IMPLANT TRAY | ORTHOPEDIC & SPINAL SUPPLIES
18014 | 4229660307800 | SET, COMPLETE INSTRUMENTATION FOR STAINLESS STEEL SUPERIOR CLAVICLE WITH LATERAL EXTENSION PLATING, WITH NECESSARY CASE AND IMPLANT TRAY | ORTHOPEDIC & SPINAL SUPPLIES
18015 | 4229660307900 | SET, COMPLETE INSTRUMENTATION FOR TITANIUM BASIC LARGE FRAGMENT FIXATION, WITH NECESSARY CASES | ORTHOPEDIC & SPINAL SUPPLIES
18016 | 4229660308000 | SET, COMPLETE INSTRUMENTATION FOR ANATOMIC DISTAL TITANIUM ANTEROLATERAL TIBIAL FIXATION | ORTHOPEDIC & SPINAL SUPPLIES
18017 | 4229660308100 | SET, COMPLETE INSTRUMENTATION FOR DORSAL DISTAL RADIAL TITANIUM PLATING, AND NECESSARY CASES | ORTHOPEDIC & SPINAL SUPPLIES
18018 | 4229660308300 | SET, COMPLETE INSTRUMENTATION FOR STAINLESS STEEL SUPERIOR ANTERIOR CLAVICLE WITH LATERAL EXTENSION PLATING, WITH NECESSARY CASE AND IMPLANT TRAY | ORTHOPEDIC & SPINAL SUPPLIES
18019 | 4229660308500 | SET, COMPLETE INSTRUMENTATION FOR TITANIUM 6.6MM TO 7.5MM HEADLESS SCREW FIXATION, WITH NECESSARY CASES AND IMPLANT TRAY | ORTHOPEDIC & SPINAL SUPPLIES
18020 | 4229660308600 | SET, COMPLETE INSTRUMENTATION FOR LARGE EXTERNAL FIXATOR, WITH NECESSARY CASES | ORTHOPEDIC & SPINAL SUPPLIES
18021 | 4229660308700 | SET, COMPLETE INSTRUMENTATION FOR PRIMARY CEMENTED TOTAL ANKLE ARTHROPLASTY (FIXED BEARING), WITH NECESSARY CASES AND IMPLANT TRAY | ORTHOPEDIC & SPINAL SUPPLIES
18022 | 4229660308900 | SET, COMPLETE INSTRUMENTATION FOR PRIMARY CEMENTLESS TOTAL ANKLE ARTHROPLASTY (FIXED BEARING), WITH NECESSARY CASES AND IMPLANT TRAY | ORTHOPEDIC & SPINAL SUPPLIES
18023 | 4229660309100 | SET, COMPLETE INSTRUMENTATION FOR COMPLEX PRIMARY CEMENTED TOTAL ANKLE ARTHROPLASTY (FIXED BEARING), WITH NECESSARY CASES AND IMPLANT TRAY | ORTHOPEDIC & SPINAL SUPPLIES
18024 | 4229660309300 | SET, COMPLETE INSTRUMENTATION FOR ADVANCED MATERIAL UNCEMENTED TOTAL HIP ARTHROPLASTY, INCLUDING (ACETABULAR, FEMORAL, AND SCREW FIXATION), WITH NECESSARY CASE AND IMPLANT TRAY | ORTHOPEDIC & SPINAL SUPPLIES
18025 | 4229660309400 | SET, COMPLETE INSTRUMENTATION FOR COLLINEAR REDUCTION CLAMP (OR EQUIVALENT), WITH COMPLETE ATTACHMENTS AND NECESSARY STERILIZATION CASE | ORTHOPEDIC & SPINAL SUPPLIES
18026 | 4229660309500 | SET, COMPLETE INSTRUMENTATION FOR ADVANCED MATERIAL TOTAL KNEE CRUCIATE RETAINING AND POSTERIOR STABILIZER ARTHROPLASTY (FEMORAL, TIBIAL, AND PATELLAR), WITH NECESSARY CASE AND IMPLANT TRAY | ORTHOPEDIC & SPINAL SUPPLIES
18027 | 4229660309600 | SET, COMPLETE INSTRUMENTATION FOR MODULAR TUMOR MEGAPROSTHESIS FOR DISTAL FEMUR AND PROXIMAL TIBIA, WITH NECESSARY ACCESSORIES AND CASES AND IMPLANT TRAY, SILVER COATED, OR EQUIVALENT ONCOLOGY | ORTHOPEDIC & SPINAL SUPPLIES
18028 | 4229660309700 | SET, COMPLETE INSTRUMENTATION FOR TITANIUM SUPERIOR CLAVICLE WITH LATERAL EXTENSION PLATING, WITH NECESSARY CASE AND IMPLANT TRAY | ORTHOPEDIC & SPINAL SUPPLIES
18029 | 4229660309800 | SET, COMPLETE INSTRUMENTATION FOR UNCEMENTED TOTAL KNEE CRUCIATE RETAINING AND POSTERIOR STABILIZER ARTHROPLASTY (FEMORAL, TIBIAL, AND PATELLAR), WITH NECESSARY CASE AND IMPLANT TRAY | ORTHOPEDIC & SPINAL SUPPLIES
18030 | 4229660309900 | SET, COMPLETE INSTRUMENTATION FOR VARIABLE ANGLE ANATOMIC DISTAL TIBIAL FIXATION, WITH NECESSARY CASE AND IMPLANT TRAY | ORTHOPEDIC & SPINAL SUPPLIES
18031 | 4229660310000 | SET, COMPLETE INSTRUMENTATION FOR VARIABLE ANGLE FOR FOREFOOT AND MIDFOOT PLATING, WITH NECESSARY CASE AND IMPLANT TRAY | ORTHOPEDIC & SPINAL SUPPLIES
18032 | 4229660310100 | SET, COMPLETE INSTRUMENTATION FOR VOLAR VARIABLE ANGLE DISTAL RADIAL STAINLESS STEEL PLATING | ORTHOPEDIC & SPINAL SUPPLIES
18033 | 4229660310200 | SET, COMPLETE INSTRUMENTATION FOR VOLAR VARIABLE ANGLE DISTAL RADIAL TITANIUM PLATING | ORTHOPEDIC & SPINAL SUPPLIES
18034 | 4229660310300 | SET, COMPLETE INSTRUMENTATION STAINLESS STEEL SCREW CANNULATED FULL THREADED 2MM TO 3 MM, WITH NECESSARY CASE AND RELATED DRILL BITS AND TAPS | ORTHOPEDIC & SPINAL SUPPLIES
18035 | 4229660310400 | SET, COMPLETE INSTRUMENTATION STAINLESS STEEL SCREW CANNULATED FULL THREADED 3.5MM TO 4.5 MM, WITH NECESSARY CASE AND RELATED DRILL BITS AND TAPS | ORTHOPEDIC & SPINAL SUPPLIES
18036 | 4229660310500 | SET, COMPLETE INSTRUMENTATION STAINLESS STEEL SCREW CANNULATED FULL THREADED 5.0 - 6.0 MM, WITH NECESSARY CASE AND RELATED DRILL BITS AND TAPS | ORTHOPEDIC & SPINAL SUPPLIES
18037 | 4229660310600 | SET, COMPLETE INSTRUMENTATION STAINLESS STEEL SCREW CANNULATED FULL THREADED 6.5MM TO 7.5MM, WITH NECESSARY CASE AND RELATED DRILL BITS AND TAPS | ORTHOPEDIC & SPINAL SUPPLIES
18038 | 4229660310700 | SET, COMPLETE INSTRUMENTATION STAINLESS STEEL SCREW CANNULATED FULL THREADED 8MM, WITH NECESSARY CASE AND RELATED DRILL BITS AND TAPS | ORTHOPEDIC & SPINAL SUPPLIES
18039 | 4229660310800 | SET, COMPLETE INSTRUMENTATION STAINLESS STEEL SCREW CANNULATED PARTIAL THREADED 2MM TO 3 MM, WITH NECESSARY CASE AND RELATED DRILL BITS AND TAPS | ORTHOPEDIC & SPINAL SUPPLIES
18040 | 4229660310900 | SET, COMPLETE INSTRUMENTATION STAINLESS STEEL SCREW CANNULATED PARTIAL THREADED 3.5MM TO 4.5 MM, WITH NECESSARY CASE AND RELATED DRILL BITS AND TAPS | ORTHOPEDIC & SPINAL SUPPLIES
18041 | 4229660311000 | SET, COMPLETE INSTRUMENTATION STAINLESS STEEL SCREW CANNULATED PARTIAL THREADED 5.0 -6.0 MM, WITH NECESSARY CASE AND RELATED DRILL BITS AND TAPS | ORTHOPEDIC & SPINAL SUPPLIES
18042 | 4229660311100 | SET, COMPLETE INSTRUMENTATION STAINLESS STEEL SCREW CANNULATED PARTIAL THREADED 6.5 - 8 MM, WITH NECESSARY CASE AND RELATED DRILL BITS AND TAPS | ORTHOPEDIC & SPINAL SUPPLIES
18043 | 4229660311200 | SET, COMPLETE INSTRUMENTATION TITANIUM SCREW CANNULATED FULL THREADED 2MM TO 3 MM, WITH NECESSARY CASE AND RELATED DRILL BITS AND TAPS | ORTHOPEDIC & SPINAL SUPPLIES
18044 | 4229660311300 | SET, COMPLETE INSTRUMENTATION TITANIUM SCREW CANNULATED FULL THREADED 3.5MM TO 4.5 MM, WITH NECESSARY CASE AND RELATED DRILL BITS AND TAPS | ORTHOPEDIC & SPINAL SUPPLIES
18045 | 4229660311400 | SET, COMPLETE INSTRUMENTATION TITANIUM SCREW CANNULATED FULL THREADED 5.0 - 6.0 MM, WITH NECESSARY CASE AND RELATED DRILL BITS AND TAPS | ORTHOPEDIC & SPINAL SUPPLIES
18046 | 4229660311500 | SET, COMPLETE INSTRUMENTATION TITANIUM SCREW CANNULATED FULL THREADED 6.5MM TO 7.5MM, WITH NECESSARY CASE AND RELATED DRILL BITS AND TAPS | ORTHOPEDIC & SPINAL SUPPLIES
18047 | 4229660311600 | SET, COMPLETE INSTRUMENTATION TITANIUM SCREW CANNULATED FULL THREADED 8MM, WITH NECESSARY CASE AND RELATED DRILL BITS AND TAPS | ORTHOPEDIC & SPINAL SUPPLIES
18048 | 4229660311700 | SET, COMPLETE INSTRUMENTATION TITANIUM SCREW CANNULATED PARTIAL THREADED 2MM TO 3 MM, WITH NECESSARY CASE AND RELATED DRILL BITS AND TAPS | ORTHOPEDIC & SPINAL SUPPLIES
18049 | 4229660311800 | SET, COMPLETE INSTRUMENTATION TITANIUM SCREW CANNULATED PARTIAL THREADED 3.5MM TO 4.5 MM, WITH NECESSARY CASE AND RELATED DRILL BITS AND TAPS | ORTHOPEDIC & SPINAL SUPPLIES
18050 | 4229660311900 | SET, COMPLETE INSTRUMENTATION TITANIUM SCREW CANNULATED PARTIAL THREADED 5.0 - 6.0 MM, WITH NECESSARY CASE AND RELATED DRILL BITS AND TAPS | ORTHOPEDIC & SPINAL SUPPLIES
18051 | 4229660312000 | SET, COMPLETE INSTRUMENTATION TITANIUM SCREW CANNULATED PARTIAL THREADED 6.5 - 8MM, WITH NECESSARY CASE AND RELATED DRILL BITS AND TAPS | ORTHOPEDIC & SPINAL SUPPLIES
18052 | 4229660312100 | SET, COMPLETE INSTRUMENTATION FEMUR DYNAMIC AND CONDYLAR TITANIUM HIP SCREW | ORTHOPEDIC & SPINAL SUPPLIES
18053 | 4229660312200 | TROCHANTERIC STAINLESS STEEL STABILIZER PLATE FOR DYNAMIC HIP COMPRESSION PLATE | ORTHOPEDIC & SPINAL SUPPLIES
18054 | 4229660400100 | CHECKPOINT, 3.5MM HEX X 15MM, STERILE | ORTHOPEDIC & SPINAL SUPPLIES
18055 | 4229670300100 | CEMENT SYRINGE GUN, REUSABLE, ORTHOPEDIC | ORTHOPEDIC & SPINAL SUPPLIES
18056 | 4229670300200 | BONE CEMENT WITH DELIVERY SYSTEM,DISPOSABLE, SPINAL | ORTHOPEDIC & SPINAL SUPPLIES
18057 | 4229670400000 | MEDULLARY CEMENT PLUG APPLICATOR, ORTHOPEDIC | ORTHOPEDIC & SPINAL SUPPLIES
18058 | 4229670400600 | CEMENT SINGLE SYRINGE, FOR NEGATIVE VACUUM CONNECTION AND LONG AND SHORT NOZZLE WITH PRESSURIZING PIECE, ORTHOPEDIC | ORTHOPEDIC & SPINAL SUPPLIES
18059 | 4229670400700 | CEMENT KIT FOR INTRAMEDULLARY FEMUR NAIL | ORTHOPEDIC & SPINAL SUPPLIES
18060 | 4229670500000 | BONE CEMENT WITH ANTIBIOTICS HIGH VISCOSITY, ORTHOPEDIC | ORTHOPEDIC & SPINAL SUPPLIES
18061 | 4229670500100 | BONE CEMENT WITH ANTIBIOTICS LOW VISCOSITY, ORTHOPEDIC | ORTHOPEDIC & SPINAL SUPPLIES
18062 | 4229670500600 | BONE CEMENT PLAIN HIGH VISCOSITY, ORTHOPEDIC | ORTHOPEDIC & SPINAL SUPPLIES
18063 | 4229670500700 | BONE CEMENT PLAIN LOW VISCOSITY, ORTHOPEDIC | ORTHOPEDIC & SPINAL SUPPLIES
18064 | 4229670510100 | BONE CEMENT WITH ANTIBIOTIC MEDIUM VISCOSITY OR EQUIVALENT | ORTHOPEDIC & SPINAL SUPPLIES
18065 | 4229670510200 | BONE CEMENT PLAIN MEDIUM VISCOSITY OR EQUIVALENT | ORTHOPEDIC & SPINAL SUPPLIES
18066 | 4229670600200 | KIT, BONE CEMENT CANAL PREPARATION OR EQUIVALENTS | ORTHOPEDIC & SPINAL SUPPLIES
18067 | 4229670700000 | CEMENT MIXING BOWL AND SPATULA WITH VACUUM, ORTHOPEDIC | ORTHOPEDIC & SPINAL SUPPLIES
18068 | 4229680000000 | SPATULA ABDOMINAL MALLEABLE OBTAIN EXPOSURE TO THE SURGICAL FIELD HABERER WIDTH= 16.0MM-25.0MM LENGTH=20.0CM REUSABLE | SURGICAL INSTRUMENT TENDER
18069 | 4229680000100 | SPATULA ABDOMINAL MALLEABLE OBTAIN EXPOSURE TO THE SURGICAL FIELD MALLEABLE WIDTH= 30.0MM LENGTH=33.0CM REUSABLE | SURGICAL INSTRUMENT TENDER
18070 | 4229680000200 | SPATULA ABDOMINAL MALLEABLE OBTAIN EXPOSURE TO THE SURGICAL FIELD MALLEABLE WIDTH= 50.0MM LENGTH=33.0CM REUSABLE | SURGICAL INSTRUMENT TENDER
18071 | 4229680000300 | RETRACTOR, ABDOMINAL, GOSSET, COMPLETE, STAINLESS STEEL, LENGTH 12.5 CM, REUSABLE | SURGICAL INSTRUMENT TENDER
18072 | 4229680000400 | SPREADER, RIB, BURFORD, ALUMINUM, LENGTH 25 - 27 CM, REUSABLE | SURGICAL INSTRUMENT TENDER
18073 | 4229680000500 | SPREADER, RIB, COOLEY, STAINLESS STEEL, OPENING WIDTH 140 - 150 MM, REUSABLE | SURGICAL INSTRUMENT TENDER
18074 | 4229680000600 | SPREADER, RIB, COOLEY, STAINLESS STEEL, OPENING WIDTH 80 - 95MM, REUSABLE | SURGICAL INSTRUMENT TENDER
18075 | 4229680000900 | FORCEPS, CLAMP, VASCULAR, COOLEY-DERRA, STAINLESS STEEL, LENGTH 16 - 18 CM, REUSABLE | SURGICAL INSTRUMENT TENDER
18076 | 4229680001200 | RETRACTOR, AORTA, ROSS/FLEXIBLE SHAFT, STAINLESS STEEL, TIP 1, LENGTH 24 - 28 CM, REUSABLE | SURGICAL INSTRUMENT TENDER
18077 | 4229680001300 | RETRACTOR, AORTA, ROSS/FLEXIBLE SHAFT, STAINLESS STEEL, TIP 2, LENGTH 24 - 28 CM, REUSABLE | SURGICAL INSTRUMENT TENDER
18078 | 4229680001400 | RETRACTOR, AORTA, ROSS/FLEXIBLE SHAFT, STAINLESS STEEL, TIP 3, LENGTH 24 - 28 CM, REUSABLE | SURGICAL INSTRUMENT TENDER
18079 | 4229680001500 | RETRACTOR, AORTA, ROSS/FLEXIBLE SHAFT, STAINLESS STEEL, TIP 4, LENGTH 24 - 28 CM, REUSABLE | SURGICAL INSTRUMENT TENDER
18080 | 4229680001600 | RETRACTOR, AORTA, ROSS/FLEXIBLE SHAFT, STAINLESS STEEL, TIP 5, LENGTH 24 - 28 CM, REUSABLE | SURGICAL INSTRUMENT TENDER
18081 | 4229680001700 | RETRACTOR, AORTA, ROSS/FLEXIBLE SHAFT, STAINLESS STEEL, TIP 6, LENGTH 24 - 28 CM, REUSABLE | SURGICAL INSTRUMENT TENDER
18082 | 4229680001800 | FORCEPS AORTIC CORE/TRANSTHORACIC STAINLESS STEEL LENGTH=15.0CM REUSABLE | SURGICAL INSTRUMENT TENDER
18083 | 4229680001900 | PUNCH AORTIC CUTTING DIAMETER=4.0MM LENGTH=15.0CM REUSABLE | SURGICAL INSTRUMENT TENDER
18084 | 4229680002000 | PUNCH AORTIC CUTTING DIAMETER=5.0MM LENGTH=15.0CM REUSABLE | SURGICAL INSTRUMENT TENDER
18085 | 4229680002100 | PUNCH AORTIC CUTTING DIAMETER=6.0MM LENGTH=15.0CM REUSABLE | SURGICAL INSTRUMENT TENDER
18086 | 4229680002200 | FORCEPS, APPLICATION, FOR MINIMAL INVASIVE ATRIAL RETRACTOR, REUSABLE | SURGICAL INSTRUMENT TENDER
18087 | 4229680002300 | FORCEPS CLIP APPLYING MINI CLIPS STAINLESS STEEL LENGTH=14.5CM REUSABLE | SURGICAL INSTRUMENT TENDER
18088 | 4229680002400 | RIGID ARM, FOR NATHANSON LIVER RETRACTOR, REUSABLE | SURGICAL INSTRUMENT TENDER
18089 | 4229680002500 | FORCEPS, CLAMP, LAMBERT KAY, DEBAKEY, STAINLESS STEEL, LENGTH 22 - 23 CM, REUSABLE | SURGICAL INSTRUMENT TENDER
18090 | 4229680002600 | FORCEPS, CLAMP, SATINSKY/ATRAUMATIC, STAINLESS STEEL, LENGTH 16 - 17 CM, REUSABLE | SURGICAL INSTRUMENT TENDER
18091 | 4229680002700 | FORCEPS, CLAMP, AORTIC ANEURYSM, ATRAUMATIC/DEBAKEY, SLIGHTLY CURVED, STAINLESS STEEL, LENGTH 25 - 26 CM, REUSABLE | SURGICAL INSTRUMENT TENDER
18092 | 4229680002800 | FORCEPS, CLAMP, AORTIC ANEURYSM, ATRAUMATIC/DEBAKEY, SLIGHTLY CURVED, STAINLESS STEEL, LENGTH 27 - 28 CM, REUSABLE | SURGICAL INSTRUMENT TENDER
18093 | 4229680002900 | FORCEPS, CLAMP, AORTIC, BAHNSON/CURVED, DEBAKEY, STAINLESS STEEL, LENGTH 24 - 25 CM, REUSABLE | SURGICAL INSTRUMENT TENDER
18094 | 4229680003000 | CLAMP, BULLDOG, DEBAKEY, ANGLED JAW, JAW LENGTH 1 CM, TOTAL LENGTH 5 CM, STAINLESS STEEL, REUSABLE | SURGICAL INSTRUMENT TENDER
18095 | 4229680003100 | CLAMP, BULLDOG, DEBAKEY, ANGLED JAW, JAW LENGTH 1.4 CM, TOTAL LENGTH 5 CM, STAINLESS STEEL, REUSABLE | SURGICAL INSTRUMENT TENDER
18096 | 4229680003200 | CLAMP, BULLDOG, DEBAKEY, ANGLED JAW, JAW LENGTH 2 CM, TOTAL LENGTH 6 CM, STAINLESS STEEL, REUSABLE | SURGICAL INSTRUMENT TENDER
18097 | 4229680003300 | CLAMP, BULLDOG, DEBAKEY, STRAIGHT JAW, JAW LENGTH 1 CM, TOTAL LENGTH 5 CM, STAINLESS STEEL, REUSABLE | SURGICAL INSTRUMENT TENDER
18098 | 4229680003400 | CLAMP, BULLDOG, DEBAKEY, STRAIGHT JAW, JAW LENGTH 2 CM, TOTAL LENGTH 6 CM, STAINLESS STEEL, REUSABLE | SURGICAL INSTRUMENT TENDER
18099 | 4229680003500 | FORCEPS, VASCULAR CLAMP, ATRAUMATIC/POTTS/CURVED, STAINLESS STEEL, LENGTH 21.5 CM, REUSABLE | SURGICAL INSTRUMENT TENDER
18100 | 4229680003600 | FORCEPS,CLAMP, ATRAUMATIC/DEBAKEY/BAINBRIDGE/CURVED, STAINLESS STEEL, LENGTH 18 - 19 CM, REUSABLE | SURGICAL INSTRUMENT TENDER
18101 | 4229680003700 | FORCEPS, CLAMP, VASCULAR, ATRAUMATIC/COOLEY-BECK/DOUBLE CURVED, STAINLESS STEEL, LENGTH 17 CM, REUSABLE | SURGICAL INSTRUMENT TENDER
18102 | 4229680003900 | FORCEPS, CLAMP, VASCULAR, ATRAUMATIC/COOLEY/ANGLED, STAINLESS STEEL, LENGTH 14.5 CM, REUSABLE | SURGICAL INSTRUMENT TENDER
18103 | 4229680004000 | FORCEPS, CLAMP, VASCULAR, ATRAUMATIC/COOLEY/CURVED, STAINLESS STEEL, LENGTH 17 CM, REUSABLE | SURGICAL INSTRUMENT TENDER
18104 | 4229680004100 | FORCEPS, CLAMP, VASCULAR, ATRAUMATIC/COOLEY/DOUBLE CURVED, STAINLESS STEEL, LENGTH 14 CM, REUSABLE | SURGICAL INSTRUMENT TENDER
18105 | 4229680004200 | FORCEPS, CLAMP, VASCULAR, ATRAUMATIC/COOLEY, 45 - 60 DEGREE ANGLED, STAINLESS STEEL, LENGTH 16 - 17 CM, REUSABLE | SURGICAL INSTRUMENT TENDER
18106 | 4229680004300 | FORCEPS, CLAMP, VASCULAR, ATRAUMATIC/COOLEY, 30 - 35 DEGREE ANGLED, STAINLESS STEEL, LENGTH 16 - 17 CM, REUSABLE | SURGICAL INSTRUMENT TENDER
18107 | 4229680004400 | FORCEPS, CLAMP, VASCULAR, ATRAUMATIC/SPOON-SHAPE, STAINLESS STEEL, LENGTH 14 - 16 CM, REUSABLE | SURGICAL INSTRUMENT TENDER
18108 | 4229680004500 | FORCEPS, CLAMP, VASCULAR, ATRAUMATIC/COOLEY/SPOON-SHAPE, STAINLESS STEEL, LENGTH 17.5 CM, REUSABLE | SURGICAL INSTRUMENT TENDER
18109 | 4229680004600 | FORCEPS, CLAMP, VASCULAR, ATRAUMATIC/COOLEY/STRAIGHT/ANGLED, STAINLESS STEEL, LENGTH 14.5 CM, REUSABLE | SURGICAL INSTRUMENT TENDER
18110 | 4229680004700 | FORCEPS, CLAMP, VASCULAR, ATRAUMATIC/COOLEY/STRAIGHT/CURVED, STAINLESS STEEL, LENGTH 16 -17 CM, REUSABLE | SURGICAL INSTRUMENT TENDER
18111 | 4229680004800 | FORCEPS, CLAMP, VASCULAR, ATRAUMATIC/COOLEY/STRAIGHT, STAINLESS STEEL, LENGTH 14.5 CM, REUSABLE | SURGICAL INSTRUMENT TENDER
18112 | 4229680004900 | FORCEPS VASCULAR ATRAUMATIC/COOLEY/STRAIGHT STAINLESS STEEL LENGTH=17.0CM REUSABLE | SURGICAL INSTRUMENT TENDER
18113 | 4229680005000 | FORCEPS, CLAMP, VASCULAR, ATRAUMATIC/COOLEY-BECK/ANGLED, STAINLESS STEEL, LENGTH 17 CM, REUSABLE | SURGICAL INSTRUMENT TENDER
18114 | 4229680005100 | FORCEPS, VASCULAR, ATRAUMATIC/DEBAKEY, LENGTH 16 CM, TIP WIDTH 2.8 MM, REUSABLE | SURGICAL INSTRUMENT TENDER
18115 | 4229680005200 | FORCEPS VASCULAR ATRAUMATIC/DEBAKEY STAINLESS STEEL LENGTH=20.0CM TIP WIDTH= 2.7MM REUSABLE | SURGICAL INSTRUMENT TENDER
18116 | 4229680005300 | FORCEPS VASCULAR ATRAUMATIC/DEBAKEY STAINLESS STEEL LENGTH=25.0CM TIP WIDTH= 2.7MM REUSABLE | SURGICAL INSTRUMENT TENDER
18117 | 4229680005400 | FORCEPS VASCULAR ATRAUMATIC/DEBAKEY STAINLESS STEEL LENGTH=30.0CM TIP WIDTH= 2.7MM REUSABLE | SURGICAL INSTRUMENT TENDER
18118 | 4229680005500 | FORCEPS VASCULAR ATRAUMATIC/DEBAKEY STAINLESS STEEL LENGTH=23.0CM REUSABLE | SURGICAL INSTRUMENT TENDER
18119 | 4229680005600 | FORCEPS VASCULAR ATRAUMATIC/DEBAKEY STAINLESS STEEL LENGTH=20.0CM TIP WIDTH= 3.5MM REUSABLE | SURGICAL INSTRUMENT TENDER
18120 | 4229680005900 | FORCEPS, CLAMP, VASCULAR, ATRAUMATIC/DEBAKEY/ANGLED, STAINLESS STEEL, LENGTH 30 - 32 CM, REUSABLE | SURGICAL INSTRUMENT TENDER
18121 | 4229680006100 | FORCEPS, CLAMP, VASCULAR, ATRAUMATIC/DEBAKEY/ANGLED, STAINLESS STEEL, LENGTH 15 - 16 CM, REUSABLE | SURGICAL INSTRUMENT TENDER
18122 | 4229680006200 | FORCEPS, CLAMP, VASCULAR, ATRAUMATIC/S-SHAPE, STAINLESS STEEL, LENGTH 19 CM, REUSABLE | SURGICAL INSTRUMENT TENDER
18123 | 4229680006400 | FORCEPS VASCULAR ATRAUMATIC/DEBAKEY/STRAIGHT STAINLESS STEEL LENGTH=13.0CM REUSABLE | SURGICAL INSTRUMENT TENDER
18124 | 4229680006500 | FORCEPS VASCULAR ATRAUMATIC/LELAND/ANGLED STAINLESS STEEL LENGTH=20.0CM REUSABLE | SURGICAL INSTRUMENT TENDER
18125 | 4229680006600 | FORCEPS, CLAMP, ATRAUMATIC/DEBAKEY/MOSQUITO/STRAIGHT, STAINLESS STEEL, LENGTH 12.5 CM, REUSABLE | SURGICAL INSTRUMENT TENDER
18126 | 4229680006700 | FORCEPS, CLAMP, ATRAUMATIC/PEDIATRIC/CURVED, STAINLESS STEEL, LENGTH 15 - 16 CM, REUSABLE | SURGICAL INSTRUMENT TENDER
18127 | 4229680006800 | FORCEPS, CLAMP, VASCULAR, ATRAUMATIC/PEDIATRIC, 30 DEGREE ANGLED, STAINLESS STEEL, LENGTH 14 - 15 CM, REUSABLE | SURGICAL INSTRUMENT TENDER
18128 | 4229680006900 | FORCEPS, CLAMP, SATINSKY/ATRAUMATIC, STAINLESS STEEL, LENGTH 14 - 15 CM, REUSABLE | SURGICAL INSTRUMENT TENDER
18129 | 4229680007000 | FORCEPS, CLAMP, VASCULAR, ATRAUMATIC/PEDIATRIC/STRAIGHT, STAINLESS STEEL, LENGTH 14 CM, REUSABLE | SURGICAL INSTRUMENT TENDER
18130 | 4229680007100 | FORCEPS CARDIOVASCULAR ATRAUMATIC/POTTS/CURVED STAINLESS STEEL LENGTH=22.0CM TIP WIDTH= 55.0MM REUSABLE | SURGICAL INSTRUMENT TENDER
18131 | 4229680007200 | FORCEPS, CLAMP, VASCULAR, GUYON/PEDICLE, DEBAKEY, STAINLESS STEEL, LENGTH 19 CM, REUSABLE | SURGICAL INSTRUMENT TENDER
18132 | 4229680007300 | FORCEPS, MICRO, DEBAKEY/STRAIGHT, ROUND HANDLE, STAINLESS STEEL, LENGTH 20 - 21 CM, TIP WIDTH 1.2 MM, REUSABLE | SURGICAL INSTRUMENT TENDER
18133 | 4229680007400 | FORCEPS, CLAMP, VASCULAR, ATRAUMATIC/NEONATAL/30 DEGREE ANGLED, STAINLESS STEEL, LENGTH 12 - 13 CM, REUSABLE | SURGICAL INSTRUMENT TENDER
18134 | 4229680007500 | FORCEPS, CLAMP, VASCULAR, ATRAUMATIC/NEONATAL, 40 - 45 DEGREE ANGLED, STAINLESS STEEL, LENGTH 12 - 13 CM, REUSABLE | SURGICAL INSTRUMENT TENDER
18135 | 4229680007600 | FORCEPS,CLAMP, VASCULAR, ATRAUMATIC/DEBAKEY/CURVED, STAINLESS STEEL, LENGTH 12 - 13 CM, REUSABLE | SURGICAL INSTRUMENT TENDER
18136 | 4229680007700 | FORCEPS, CLAMP, ATRAUMATIC DUVAL/ORGAN SEIZING/SCHEIBE, STAINLESS STEEL, LENGTH 19 - 20.5 CM, REUSABLE | SURGICAL INSTRUMENT TENDER
18137 | 4229680007800 | FORCEPS VASCULAR ATRAUMATIC/SUBRAMANIAN/135 DEGREE ANGLED STAINLESS STEEL LENGTH=16.0CM REUSABLE | SURGICAL INSTRUMENT TENDER
18138 | 4229680007900 | FORCEPS VASCULAR ATRAUMATIC/SUBRAMANIAN/LEFT STAINLESS STEEL LENGTH=16.0CM REUSABLE | SURGICAL INSTRUMENT TENDER
18139 | 4229680008000 | FORCEPS VASCULAR ATRAUMATIC/SUBRAMANIAN/RIGHT STAINLESS STEEL LENGTH=16.0CM REUSABLE | SURGICAL INSTRUMENT TENDER
18140 | 4229680008100 | FORCEPS, TISSUE, BABCOCK/ATRAUMATIC, STAINLESS STEEL, LENGTH 21 - 22 CM, REUSABLE | SURGICAL INSTRUMENT TENDER
18141 | 4229680008300 | RETRACTOR, COOLEY, MITRAL VALVE, HAND-HELD SERRATED TIP, DIFFERENT SIZES SMALL, MEDIUM, LARGE (OR EQUIVALENT), REUSABLE | SURGICAL INSTRUMENT TENDER
18142 | 4229680008400 | DILATOR BILE DUCT BAKES LENGTH=32.0CM TIP DIAMETER=11.0MM REUSABLE | SURGICAL INSTRUMENT TENDER
18143 | 4229680008500 | DILATOR BILE DUCT BAKES LENGTH=32.0CM TIP DIAMETER=13.0MM REUSABLE | SURGICAL INSTRUMENT TENDER
18144 | 4229680008700 | BLADE, FOR MINIMAL INVASIVE ATRIAL RETRACTOR, MITRAL, SIZE: 40.0 MM X 35.0 MM, REUSABLE | SURGICAL INSTRUMENT TENDER
18145 | 4229680008800 | BLADE, FOR MINIMAL INVASIVE ATRIAL RETRACTOR, MITRAL, SIZE: 50.0 MM X 35.0 MM, REUSABLE | SURGICAL INSTRUMENT TENDER
18146 | 4229680008900 | BLADE, FOR MINIMAL INVASIVE ATRIAL RETRACTOR, MITRAL, SIZE: 50.0 MM X 45.0 MM, REUSABLE | SURGICAL INSTRUMENT TENDER
18147 | 4229680009000 | BLADE, FOR MINIMAL INVASIVE ATRIAL RETRACTOR, MITRAL, SIZE: 60.0 MM X 45.0 MM, REUSABLE | SURGICAL INSTRUMENT TENDER
18148 | 4229680009100 | BLADE, FOR MINIMAL INVASIVE ATRIAL RETRACTOR, MITRAL, SIZE: 70.0 MM X 45.0 MM, REUSABLE | SURGICAL INSTRUMENT TENDER
18149 | 4229680009200 | CURETTE, BONE, VOLKMANN, SILICONE HANDLE, SIZE: NO.4, LENGTH 27 - 28 CM, REUSABLE | SURGICAL INSTRUMENT TENDER
18150 | 4229680009300 | CURETTE, BONE, VOLKMANN, SILICONE HANDLE, SIZE: NO.3, LENGTH 27 - 28 CM, REUSABLE | SURGICAL INSTRUMENT TENDER
18151 | 4229680009400 | FORCEPS, CLAMP, BONE CUTTING, STILLE-LIST, STAINLESS STEEL, LENGTH 23.5 CM, REUSABLE | SURGICAL INSTRUMENT TENDER
18152 | 4229680009500 | FORCEPS, CLAMP, BONE CUTTING, STILLE-LISTON, STAINLESS STEEL, LENGTH 28 CM, REUSABLE | SURGICAL INSTRUMENT TENDER
18153 | 4229680009600 | BOWL METAL DIAMETER=116.0MM HEIGHT: 50.0MM CAPACITY: 0.25L REUSABLE | SURGICAL INSTRUMENT TENDER
18154 | 4229680009700 | FORCEPS, BRONCHUS, PRICE-THOMAS/NO.1, STAINLESS STEEL, REUSABLE | SURGICAL INSTRUMENT TENDER
18155 | 4229680009800 | FORCEPS, BRONCHUS, PRICE-THOMAS/NO.2, STAINLESS STEEL, REUSABLE | SURGICAL INSTRUMENT TENDER
18156 | 4229680009900 | CLAMP, BULLDOG, GREGORY-STYLE, CURVED JAW TO LEFT, TOTAL LENGTH 9 - 10 CM, STAINLESS STEEL, REUSABLE | SURGICAL INSTRUMENT TENDER
18157 | 4229680010000 | CLAMP, BULLDOG, GREGORY-STYLE, CURVED JAW TO RIGHT, TOTAL LENGTH 9 - 10 CM, STAINLESS STEEL, REUSABLE | SURGICAL INSTRUMENT TENDER
18158 | 4229680010100 | CLAMP, BULLDOG, DEBAKEY, CURVED JAW, JAW LENGTH 3 - 5 CM, TOTAL LENGTH 9 - 10 CM, TITANIUM, REUSABLE | SURGICAL INSTRUMENT TENDER
18159 | 4229680010200 | CLAMP, BULLDOG, DEBAKEY, CURVED JAW, JAW LENGTH 6.8 CM, TOTAL LENGTH 11.5 - 12.5 CM, STAINLESS STEEL, REUSABLE | SURGICAL INSTRUMENT TENDER
18160 | 4229680010300 | CLAMP, BULLDOG, DEBAKEY, CURVED JAW, JAW LENGTH 2.5 CM, TOTAL LENGTH 8 CM, STAINLESS STEEL, REUSABLE | SURGICAL INSTRUMENT TENDER
18161 | 4229680010400 | CLAMP, BULLDOG, DEBAKEY, STRAIGHT JAW, JAW LENGTH 6.8 CM, TOTAL LENGTH 11.5 - 12.5 CM, STAINLESS STEEL, REUSABLE | SURGICAL INSTRUMENT TENDER
18162 | 4229680010500 | CLAMP, BULLDOG, DEBAKEY/SATINSKY, TOTAL LENGTH 10 CM, STAINLESS STEEL, REUSABLE | SURGICAL INSTRUMENT TENDER
18163 | 4229680010600 | CLAMP, BULLDOG, DIETHRICH, CURVED JAW, JAW LENGTH 12 MM, TOTAL LENGTH 5 CM, STAINLESS STEEL, REUSABLE | SURGICAL INSTRUMENT TENDER
18164 | 4229680010700 | CLAMP, BULLDOG, DIETHRICH, CURVED JAW, JAW LENGTH 20 MM, TOTAL LENGTH 6 CM, STAINLESS STEEL, REUSABLE | SURGICAL INSTRUMENT TENDER
18165 | 4229680010800 | CLAMP, BULLDOG, DIETHRICH, CURVED JAW, JAW LENGTH 8 MM, TOTAL LENGTH 5 CM, STAINLESS STEEL, REUSABLE | SURGICAL INSTRUMENT TENDER
18166 | 4229680010900 | CLAMP, BULLDOG, DIETHRICH, STRAIGHT JAW, JAW LENGTH 12 MM, TOTAL LENGTH 5 CM, STAINLESS STEEL, REUSABLE | SURGICAL INSTRUMENT TENDER
18167 | 4229680011000 | CLAMP, BULLDOG, DIETHRICH, STRAIGHT JAW, JAW LENGTH 8 MM, TOTAL LENGTH 5 CM, STAINLESS STEEL, REUSABLE | SURGICAL INSTRUMENT TENDER
18168 | 4229680011100 | CLAMP, BULLDOG, GLOVER, ANGLED JAW, TOTAL LENGTH 6 - 7 CM, STAINLESS STEEL, REUSABLE | SURGICAL INSTRUMENT TENDER
18169 | 4229680011200 | CLAMP, BULLDOG, GLOVER, CURVED JAW, JAW LENGTH 60 - 70 MM, TOTAL LENGTH 10 - 11 CM, STAINLESS STEEL, REUSABLE | SURGICAL INSTRUMENT TENDER
18170 | 4229680011400 | CLAMP, BULLDOG, GLOVER, CURVED JAW, JAW LENGTH 50 MM, TOTAL LENGTH 8 - 9 CM, STAINLESS STEEL, REUSABLE | SURGICAL INSTRUMENT TENDER
18171 | 4229680011500 | CLAMP, BULLDOG, GLOVER, STRAIGHT JAW, TOTAL LENGTH 11 CM, STAINLESS STEEL, REUSABLE | SURGICAL INSTRUMENT TENDER
18172 | 4229680011600 | CLAMP, BULLDOG, GLOVER, STRAIGHT JAW, TOTAL LENGTH 8 CM, STAINLESS STEEL, REUSABLE | SURGICAL INSTRUMENT TENDER
18173 | 4229680011700 | PROBE, TISSUE MANIPULATION, STAINLESS STEEL, BUTTON/JACOBSON/ANGLED DOWNWARDS, LENGTH 18 - 19 CM, REUSABLE | SURGICAL INSTRUMENT TENDER
18174 | 4229680011900 | SIZER, MINIMALLY INVASIVE, CHORDAE TENDINEAE, FOR CARDIOVASCULAR, TOTAL LENGTH 41 CM, REUSABLE | SURGICAL INSTRUMENT TENDER
18175 | 4229680012200 | CONTAINER, STERILIZATION INSTRUMENT, WITH LID, SIZE 30 CM X 30 CM X 10 CM, STAINLESS STEEL, REUSABLE | SURGICAL INSTRUMENT TENDER
18176 | 4229680012700 | CONTAINER, STERILIZATION INSTRUMENT, WITH LID, SIZE 31 CM X 19 CM X 7 CM, STAINLESS STEEL, REUSABLE | SURGICAL INSTRUMENT TENDER
18177 | 4229680012800 | CONTAINER, STERILIZATION INSTRUMENT, WITH LID, SIZE 30 CM X 30 CM X 11 CM, STAINLESS STEEL, REUSABLE | SURGICAL INSTRUMENT TENDER
18178 | 4229680013200 | CONTAINER, STERILIZATION INSTRUMENT, WITH LID, SIZE 30 CM X 30 CM X 16 CM, STAINLESS STEEL, REUSABLE | SURGICAL INSTRUMENT TENDER
18179 | 4229680013400 | SCISSORS MICRO CORONARY/ANGLED 125 DEGREE STAINLESS STEEL LENGTH=18.0CM TIP WIDTH= 10.0MM REUSABLE | SURGICAL INSTRUMENT TENDER
18180 | 4229680013500 | SCISSORS, MICRO, CORONARY, ANGLED 45 DEGREE, FLAT HANDLE STAINLESS STEEL, LENGTH 18 CM, TIP WIDTH 10 MM, REUSABLE | SURGICAL INSTRUMENT TENDER
18181 | 4229680013600 | SCISSORS MICRO CORONARY/ANGLED 45 DEGREE/ROUND HANDLE STAINLESS STEEL LENGTH=18.0CM TIP WIDTH= 10.0MM REUSABLE | SURGICAL INSTRUMENT TENDER
18182 | 4229680013700 | SPREADER, CORONARY, STANDARD, STAINLESS STEEL, LENGTH 25 - 28 MM, TEETH: 1X1, REUSABLE | SURGICAL INSTRUMENT TENDER
18183 | 4229680013800 | SPREADER, CORONARY, STANDARD, STAINLESS STEEL, LENGTH 38 - 45 MM, TEETH: 3X3, REUSABLE | SURGICAL INSTRUMENT TENDER
18184 | 4229680013900 | SPREADER, CORONARY, STANDARD, STAINLESS STEEL, LENGTH 50 - 55 MM, TEETH: 3X3, REUSABLE | SURGICAL INSTRUMENT TENDER
18185 | 4229680014000 | SCISSORS VASCULAR DIETRICH/ANGLED 125 DEGREE/WITH GUIDE STAINLESS STEEL LENGTH=17.5CM REUSABLE | SURGICAL INSTRUMENT TENDER
18186 | 4229680014100 | DILATOR VASCULAR DEBAKEY LENGTH=14.0CM TIP DIAMETER=0.5MM REUSABLE | SURGICAL INSTRUMENT TENDER
18187 | 4229680014200 | DILATOR VASCULAR DEBAKEY LENGTH=14.0CM TIP DIAMETER=1.0MM REUSABLE | SURGICAL INSTRUMENT TENDER
18188 | 4229680014300 | DILATOR VASCULAR DEBAKEY NITINOL LENGTH=19.0CM TIP DIAMETER=1.0MM REUSABLE | SURGICAL INSTRUMENT TENDER
18189 | 4229680014400 | DILATOR VASCULAR DEBAKEY LENGTH=14.0CM TIP DIAMETER=1.5MM REUSABLE | SURGICAL INSTRUMENT TENDER
18190 | 4229680014500 | DILATOR VASCULAR DEBAKEY NITINOL LENGTH=19.0CM TIP DIAMETER=1.5MM REUSABLE | SURGICAL INSTRUMENT TENDER
18191 | 4229680014600 | DILATOR VASCULAR DEBAKEY LENGTH=14.0CM TIP DIAMETER=2.0MM REUSABLE | SURGICAL INSTRUMENT TENDER
18192 | 4229680014700 | DILATOR VASCULAR DEBAKEY NITINOL LENGTH=19.0CM TIP DIAMETER=2.0MM REUSABLE | SURGICAL INSTRUMENT TENDER
18193 | 4229680014800 | DILATOR VASCULAR DEBAKEY LENGTH=14.0CM TIP DIAMETER=2.5MM REUSABLE | SURGICAL INSTRUMENT TENDER
18194 | 4229680014900 | DILATOR VASCULAR DEBAKEY LENGTH=14.0CM TIP DIAMETER=3.0MM REUSABLE | SURGICAL INSTRUMENT TENDER
18195 | 4229680015000 | DILATOR VASCULAR DEBAKEY LENGTH=14.0CM TIP DIAMETER=3.5MM REUSABLE | SURGICAL INSTRUMENT TENDER
18196 | 4229680015100 | DILATOR VASCULAR DEBAKEY LENGTH=14.0CM TIP DIAMETER=4.0MM REUSABLE | SURGICAL INSTRUMENT TENDER
18197 | 4229680015200 | DILATOR VASCULAR DEBAKEY LENGTH=14.0CM TIP DIAMETER=4.5MM REUSABLE | SURGICAL INSTRUMENT TENDER
18198 | 4229680015300 | DILATOR VASCULAR DEBAKEY LENGTH=14.0CM TIP DIAMETER=5.0MM REUSABLE | SURGICAL INSTRUMENT TENDER
18199 | 4229680015400 | DILATOR AORTA TUBBS DIAMETERSPREADING/8.0MM-42.0MM REUSABLE | SURGICAL INSTRUMENT TENDER
18200 | 4229680015500 | FORCEPS, CLAMP, GEMINI/CURVED, STAINLESS STEEL, LENGTH 13 - 15 CM, REUSABLE | SURGICAL INSTRUMENT TENDER
18201 | 4229680015600 | FORCEPS, CLAMP, GEMINI/CURVED, STAINLESS STEEL, LENGTH 18 CM, REUSABLE | SURGICAL INSTRUMENT TENDER
18202 | 4229680015700 | FORCEPS, CLAMP, GEMINI/CURVED, STAINLESS STEEL, LENGTH 21 CM, REUSABLE | SURGICAL INSTRUMENT TENDER
18203 | 4229680015800 | FORCEPS, CLAMP, GEMINI/CURVED, STAINLESS STEEL, LENGTH 23 CM, REUSABLE | SURGICAL INSTRUMENT TENDER
18204 | 4229680015900 | FORCEPS, CLAMP, GEMINI/CURVED, STAINLESS STEEL, LENGTH 28 CM, REUSABLE | SURGICAL INSTRUMENT TENDER
18205 | 4229680016000 | FORCEPS, CLAMP, HEISS/STRAIGHT, STAINLESS STEEL, LENGTH 21 CM, REUSABLE | SURGICAL INSTRUMENT TENDER
18206 | 4229680016100 | FORCEPS, CLAMP, KELLY/SLIGHT CURVED, STAINLESS STEEL, LENGTH 19 CM, REUSABLE | SURGICAL INSTRUMENT TENDER
18207 | 4229680016200 | FORCEPS, CLAMP, KELLY/SLIGHT CURVED, STAINLESS STEEL, LENGTH 22 - 24 CM, REUSABLE | SURGICAL INSTRUMENT TENDER
18208 | 4229680016300 | FORCEPS, CLAMP, DISSECTING, OVERHOLT/S-SHAPE, STAINLESS STEEL, LENGTH 18.5 CM, REUSABLE | SURGICAL INSTRUMENT TENDER
18209 | 4229680016400 | FORCEPS, CLAMP, DISSECTING, OVERHOLT/S-SHAPE, STAINLESS STEEL, LENGTH 20.5 CM, REUSABLE | SURGICAL INSTRUMENT TENDER
18210 | 4229680016500 | FORCEPS, CLAMP, DISSECTING, OVERHOLT/S-SHAPE, STAINLESS STEEL, LENGTH 21 CM, REUSABLE | SURGICAL INSTRUMENT TENDER
18211 | 4229680016600 | FORCEPS, CLAMP, DISSECTING, OVERHOLT/S-SHAPE, STAINLESS STEEL, LENGTH 21.5 CM, REUSABLE | SURGICAL INSTRUMENT TENDER
18212 | 4229680016700 | FORCEPS, CLAMP, DISSECTING, OVERHOLT/S-SHAPE, STAINLESS STEEL, LENGTH 24.5 CM, REUSABLE | SURGICAL INSTRUMENT TENDER
18213 | 4229680016800 | FORCEPS, CLAMP, DISSECTING, OVERHOLT-MIXTER/CURVED, STAINLESS STEEL, LENGTH 22 - 23 CM, REUSABLE | SURGICAL INSTRUMENT TENDER
18214 | 4229680016900 | FORCEPS, CLAMP, DISSECTING, OVERHOLT/CURVED, STAINLESS STEEL, LENGTH 13.5 CM, REUSABLE | SURGICAL INSTRUMENT TENDER
18215 | 4229680017000 | FORCEPS, CLAMP, DISSECTING, OVERHOLT, NO. 2, STAINLESS STEEL, LENGTH 26.5 CM, REUSABLE | SURGICAL INSTRUMENT TENDER
18216 | 4229680017100 | FORCEPS, CLAMP, DISSECTING, OVERHOLT, NO. 6, STAINLESS STEEL, LENGTH 28 CM, REUSABLE | SURGICAL INSTRUMENT TENDER
18217 | 4229680017200 | FORCEPS, CLAMP, DISSECTING, OVERHOLT, NO. 7, STAINLESS STEEL, LENGTH 22 CM, REUSABLE | SURGICAL INSTRUMENT TENDER
18218 | 4229680017300 | FORCEPS, SEMKEN, STAINLESS STEEL, LENGTH 15 CM, TEETH: 1X2, REUSABLE | SURGICAL INSTRUMENT TENDER
18219 | 4229680017400 | SCISSORS, DISSECTING, FINE TIP/CURVED, STAINLESS STEEL, LENGTH 23 CM, REUSABLE | SURGICAL INSTRUMENT TENDER
18220 | 4229680017500 | SCISSORS DISSECTING METZENBUM FINE/STRAIGHT STAINLESS STEEL LENGTH = 23.0CM REUSABLE | SURGICAL INSTRUMENT TENDER
18221 | 4229680017600 | SCISSORS DISSECTING IRIS SHARP-SHARP/CURVED STAINLESS STEEL LENGTH=15.5CM REUSABLE | SURGICAL INSTRUMENT TENDER
18222 | 4229680017800 | FORCEPS, CLAMP, RUMEL, NO. 5, STAINLESS STEEL, LENGTH 24 - 24.5 CM, REUSABLE | SURGICAL INSTRUMENT TENDER
18223 | 4229680017900 | SCISSORS DISSECTING CURVED STAINLESS STEEL LENGTH=31.0CM REUSABLE | SURGICAL INSTRUMENT TENDER
18224 | 4229680018000 | DISSECTOR, ROBB/DOUBLE, STAINLESS STEEL, SIZE: 1, LENGTH 24 CM, REUSABLE | SURGICAL INSTRUMENT TENDER
18225 | 4229680018100 | DISSECTOR, ROBB/DOUBLE, STAINLESS STEEL, SIZE: 2, LENGTH 24 CM, REUSABLE | SURGICAL INSTRUMENT TENDER
18226 | 4229680018200 | DISSECTOR, ROBB/DOUBLE, STAINLESS STEEL, SIZE: 3, LENGTH 24 CM, REUSABLE | SURGICAL INSTRUMENT TENDER
18227 | 4229680018300 | DISSECTOR, ROBB/DOUBLE, STAINLESS STEEL, SIZE: 4, LENGTH 24 CM, REUSABLE | SURGICAL INSTRUMENT TENDER
18228 | 4229680018500 | FORCEPS, CUSHING, STRAIGHT, STAINLESS STEEL, LENGTH 17 - 18 CM, REUSABLE | SURGICAL INSTRUMENT TENDER
18229 | 4229680018600 | FORCEPS, GERALD/STRAIGHT, STAINLESS STEEL, LENGTH 17 - 18 CM, REUSABLE | SURGICAL INSTRUMENT TENDER
18230 | 4229680018800 | FORCEPS, MEDIUM WIDE/SERRATED TIP STAINLESS STEEL, LENGTH 16 CM, REUSABLE | SURGICAL INSTRUMENT TENDER
18231 | 4229680018900 | FORCEPS, POTTS-SMITH, STAINLESS STEEL, LENGTH 18 CM, REUSABLE | SURGICAL INSTRUMENT TENDER
18232 | 4229680019000 | FORCEPS, SEMKEN, STAINLESS STEEL, LENGTH 14 - 15 CM, REUSABLE | SURGICAL INSTRUMENT TENDER
18233 | 4229680019100 | FORCEPS, TAYLOR, STRAIGHT, STAINLESS STEEL, LENGTH 17 - 18 CM, REUSABLE | SURGICAL INSTRUMENT TENDER
18234 | 4229680019200 | DISSECTOR, DURA/PENFIELD, STAINLESS STEEL, SIZE: 5, LENGTH 18 - 19 CM, REUSABLE | SURGICAL INSTRUMENT TENDER
18235 | 4229680019300 | HOOKLET DURA FIXATION/TRACTION ADSON/BLUNT/ANGULATED LENGTH=20.0CM REUSABLE | SURGICAL INSTRUMENT TENDER
18236 | 4229680019400 | DISSECTOR, OLIVECRONA/DURA/DOUBLE, STAINLESS STEEL, LENGTH 19 - 20 CM, REUSABLE | SURGICAL INSTRUMENT TENDER
18237 | 4229680019500 | DISSECTOR, OLIVECRONA/DURA/DOUBLE, STAINLESS STEEL, LENGTH 24 CM, REUSABLE | SURGICAL INSTRUMENT TENDER
18238 | 4229680019600 | DISSECTOR, TOENNIS/DURA/DOUBLE END, STAINLESS STEEL, LENGTH 24 CM, REUSABLE | SURGICAL INSTRUMENT TENDER
18239 | 4229680019700 | ELEVATOR SURGICAL FREER/POINTED/BLUNT/WITHOUT PIN STAINLESS STEEL LENGTH=18.0CM REUSABLE | SURGICAL INSTRUMENT TENDER
18240 | 4229680019800 | FORCEPS, CLAMP, KOCHER-NIPPON/STRAIGHT, STAINLESS STEEL, LENGTH 16 -17 CM, 1X2, REUSABLE | SURGICAL INSTRUMENT TENDER
18241 | 4229680019900 | HOLDER, INSTRUMENT FIXATION, FOR STERILIZATION BASKET, 6 FOLD, DIAMETER 4 - 6 MM, SILICONE, REUSABLE | SURGICAL INSTRUMENT TENDER
18242 | 4229680020000 | HOLDER, INSTRUMENT FIXATION, FOR STERILIZATION BASKET, 6 FOLD, DIAMETER 6 - 8 MM, SILICONE, REUSABLE | SURGICAL INSTRUMENT TENDER
18243 | 4229680020100 | HOLDER, INSTRUMENT FIXATION, FOR STERILIZATION BASKET, SILICONE, NUBBED/6 UNITS, REUSABLE | SURGICAL INSTRUMENT TENDER
18244 | 4229680020300 | FORCEPS, BLADE CHANGING, STAINLESS STEEL, CASPAR RETRACTOR BLADES, REUSABLE | SURGICAL INSTRUMENT TENDER
18245 | 4229680020400 | FORCEPS, CLAMP, MICRO-MOSQUITO/CURVED, STAINLESS STEEL, LENGTH 10 CM, REUSABLE | SURGICAL INSTRUMENT TENDER
18246 | 4229680020900 | FORCEPS, RESANO, STAINLESS STEEL, SIZE 20 - 22 CM REUSABLE | SURGICAL INSTRUMENT TENDER
18247 | 4229680021000 | FORCEPS, CLAMP, CRAFOORD/CURVED, STAINLESS STEEL, LENGTH 24 -25 CM, REUSABLE | SURGICAL INSTRUMENT TENDER
18248 | 4229680021100 | FORCEPS, CLAMP, SPONGE HOLDING, FOERSTER/SERRATED/STRAIGHT, STAINLESS STEEL, LENGTH 20 - 21 CM, REUSABLE | SURGICAL INSTRUMENT TENDER
18249 | 4229680021200 | FORCEPS CLAMP FUCHSIG/CURVED STAINLESS STEEL LENGTH 20 - 21 CM REUSABLE | SURGICAL INSTRUMENT TENDER
18250 | 4229680021300 | FORCEPS, GERALD/STRAIGHT, STAINLESS STEEL, LENGTH 17 - 18 CM, 1X2, REUSABLE | SURGICAL INSTRUMENT TENDER
18251 | 4229680021400 | FORCEPS, DELICATE JEWELER/CURVED/NO.7, STAINLESS STEEL, LENGTH 12 CM, REUSABLE | SURGICAL INSTRUMENT TENDER
18252 | 4229680021500 | FORCEPS, DELICATE JEWELER/STRAIGHT/NO.3, STAINLESS STEEL, LENGTH 12 CM, REUSABLE | SURGICAL INSTRUMENT TENDER
18253 | 4229680021600 | FORCEPS, CLAMP, KOCHER/CURVED, STAINLESS STEEL, LENGTH 14 CM, 1X2, REUSABLE | SURGICAL INSTRUMENT TENDER
18254 | 4229680021700 | FORCEPS, CLAMP, KOCHER/CURVED, STAINLESS STEEL, LENGTH 24 CM, 1X2, REUSABLE | SURGICAL INSTRUMENT TENDER
18255 | 4229680021900 | FORCEPS, CLAMP, KOCHER/STRAIGHT, STAINLESS STEEL, LENGTH 22 - 23 CM, 1X2, REUSABLE | SURGICAL INSTRUMENT TENDER
18256 | 4229680022000 | FORCEPS, HEMOSTATIC, LERICHE/CURVED, STAINLESS STEEL, LENGTH 15 CM, 1X2, REUSABLE | SURGICAL INSTRUMENT TENDER
18257 | 4229680022100 | FORCEPS, CLAMP, MOSQUITO/CURVED, STAINLESS STEEL, LENGTH 18 CM, TEETH: 1X2, REUSABLE | SURGICAL INSTRUMENT TENDER
18258 | 4229680022200 | FORCEPS, CLAMP, DISSECTING, OVERHOLT-MINI, STAINLESS STEEL, LENGTH 20 CM, REUSABLE | SURGICAL INSTRUMENT TENDER
18259 | 4229680022300 | FORCEPS, CLAMP, HEMOSTATIC, OVERHOLT-MINI/S-SHAPE, STAINLESS STEEL, LENGTH 15 CM, REUSABLE | SURGICAL INSTRUMENT TENDER
18260 | 4229680022400 | FORCEPS, POTTS-SMITH, STAINLESS STEEL, LENGTH 25 CM, REUSABLE | SURGICAL INSTRUMENT TENDER
18261 | 4229680022500 | FORCEPS, CLAMP, ROCHESTER-CARMALT/STRAIGHT, STAINLESS STEEL, LENGTH 16 - 17 CM, REUSABLE | SURGICAL INSTRUMENT TENDER
18262 | 4229680022600 | FORCEPS, CLAMP, SAROT/CURVED, STAINLESS STEEL, LENGTH 23 -25 CM, REUSABLE | SURGICAL INSTRUMENT TENDER
18263 | 4229680022700 | FORCEPS, CLAMP, SPENCER-WELLS/CURVED, STAINLESS STEEL, LENGTH 18 CM, REUSABLE | SURGICAL INSTRUMENT TENDER
18264 | 4229680022800 | FORCEPS, CLAMP, SPENCER-WELLS/STRAIGHT, STAINLESS STEEL, LENGTH 20 CM, REUSABLE | SURGICAL INSTRUMENT TENDER
18265 | 4229680022900 | GUIDE, NEEDLE, SLIGHTLY CURVED/KNIFE SHAPE, STAINLESS STEEL, SIZE 14 CH, REUSABLE | SURGICAL INSTRUMENT TENDER
18266 | 4229680023000 | GUIDE, NEEDLE, SLIGHTLY CURVED/KNIFE SHAPE, STAINLESS STEEL, SIZE 16 CH, REUSABLE | SURGICAL INSTRUMENT TENDER
18267 | 4229680023100 | FORCEPS, HEMOSTATIC, ADSON/CURVED, STAINLESS STEEL, LENGTH 18 - 19 CM, REUSABLE | SURGICAL INSTRUMENT TENDER
18268 | 4229680023200 | FORCEPS, CLAMP, KELLY/STRAIGHT, STAINLESS STEEL, LENGTH 14 - 15 CM, REUSABLE | SURGICAL INSTRUMENT TENDER
18269 | 4229680023300 | FORCEPS, CLAMP, KELLY-RANKIN/STRAIGHT, STAINLESS STEEL, LENGTH 16 CM, REUSABLE | SURGICAL INSTRUMENT TENDER
18270 | 4229680023400 | FORCEPS, CLAMP, MOSQUITO/CURVED, STAINLESS STEEL, LENGTH 20 - 21 CM, REUSABLE | SURGICAL INSTRUMENT TENDER
18271 | 4229680023500 | FORCEPS, CLAMP, HEMOSTATIC, CRILE/CURVED, STAINLESS STEEL, LENGTH 14 - 14.5 CM, REUSABLE | SURGICAL INSTRUMENT TENDER
18272 | 4229680023600 | FORCEPS, CLAMP, HEMOSTATIC, CRILE/STRAIGHT, STAINLESS STEEL, LENGTH 14 - 15 CM, REUSABLE | SURGICAL INSTRUMENT TENDER
18273 | 4229680023800 | FORCEPS, CLAMP, PEAN/CURVED, STAINLESS STEEL, LENGTH 22 - 23 CM, REUSABLE | SURGICAL INSTRUMENT TENDER
18274 | 4229680023900 | FORCEPS, CLAMP, PEAN/CURVED, STAINLESS STEEL, LENGTH 14 - 15 CM, REUSABLE | SURGICAL INSTRUMENT TENDER
18275 | 4229680024000 | FORCEPS, CLAMP, PEAN/CURVED, STAINLESS STEEL, LENGTH 16 - 17 CM, REUSABLE | SURGICAL INSTRUMENT TENDER
18276 | 4229680024100 | FORCEPS, CLAMP, PEAN/STRAIGHT, STAINLESS STEEL, LENGTH 16 - 17 CM, REUSABLE | SURGICAL INSTRUMENT TENDER
18277 | 4229680024300 | CANNULA, HEPARIN, MOCK, DIAMETER 2.0 MM X 6.5 CM, REUSABLE | SURGICAL INSTRUMENT TENDER
18278 | 4229680024400 | HANDLE, GIGLI HOOK, FOR WIRE SAWS, REUSABLE | SURGICAL INSTRUMENT TENDER
18279 | 4229680024500 | BLADE, FOR KIRSCHNER/DENNIS-BROWN, SIZE: 80 MM X 90 MM, REUSABLE | SURGICAL INSTRUMENT TENDER
18280 | 4229680024600 | HOOK, RETRACTION, MINIMAL INVASIVE, LENGTH 36 CM, TIP LENGTH 10 MM, REUSABLE | SURGICAL INSTRUMENT TENDER
18281 | 4229680024700 | HOOK, RETRACTION, MINIMAL INVASIVE/WITH BUTTON, LENGTH 36 CM, TIP LENGTH 5 MM, REUSABLE | SURGICAL INSTRUMENT TENDER
18282 | 4229680024800 | HOOKLET WOUND FIXATION/TRACTION CUSHING VEIN RETRACTOR TIP SIZE: 10.0MM LENGTH=24.0CM REUSABLE | SURGICAL INSTRUMENT TENDER
18283 | 4229680024900 | HOOKLET WOUND FIXATION/TRACTION CUSHING VEIN RETRACTOR TIP SIZE: 12.0MM LENGTH=20.5CM REUSABLE | SURGICAL INSTRUMENT TENDER
18284 | 4229680025000 | HOOKLET WOUND FIXATION/TRACTION CUSHING VEIN RETRACTOR TIP SIZE: 16.0MM LENGTH=20.5CM REUSABLE | SURGICAL INSTRUMENT TENDER
18285 | 4229680025100 | HOOKLET WOUND FIXATION/TRACTION CUSHING VEIN RETRACTOR TIP SIZE: 16.0MM LENGTH=24.0CM REUSABLE | SURGICAL INSTRUMENT TENDER
18286 | 4229680025200 | HOOKLET WOUND FIXATION/TRACTION CUSHING VEIN RETRACTOR TIP SIZE: 18.0MM LENGTH=24.0CM REUSABLE | SURGICAL INSTRUMENT TENDER
18287 | 4229680025300 | HOOKLET WOUND FIXATION/TRACTION CUSHING VEIN RETRACTOR TIP SIZE: 8.0MM LENGTH=20.5CM REUSABLE | SURGICAL INSTRUMENT TENDER
18288 | 4229680025500 | HOOKLET WOUND FIXATION/TRACTION MALLEABLE SHAFT TIP SIZE: 8.0MM LENGTH=24.0CM REUSABLE | SURGICAL INSTRUMENT TENDER
18289 | 4229680025600 | HOOKLET WOUND FIXATION/TRACTION MINI LANGENBECK TIP SIZE: 12.0MM X 6.0MM LENGTH=16.0CM REUSABLE | SURGICAL INSTRUMENT TENDER
18290 | 4229680025700 | RETRACTOR, SENN MUELLER/BLUNT, STAINLESS STEEL, LENGTH 15 - 16 CM, REUSABLE | SURGICAL INSTRUMENT TENDER
18291 | 4229680025900 | PUSHER, KNOT, MINIMAL INVASIVE, TIGHTENING, WORKING LENGTH 23 - 24 CM, REUSABLE | SURGICAL INSTRUMENT TENDER
18292 | 4229680026000 | LIGATURE, CATCHER, SUTURE HOLDING, MINIMAL INVASIVE, LENGTH 35 - 36CM, REUSABLE | SURGICAL INSTRUMENT TENDER
18293 | 4229680026100 | SPATULA, LUNG, OBTAIN EXPOSURE TO THE SURGICAL FIELD, EXTRA WIDE, LENGTH 29 - 30 CM, REUSABLE | SURGICAL INSTRUMENT TENDER
18294 | 4229680026300 | MALLET HAMMERING PLASTIC INSERTS WEIGHT: 345.0GM LENGTH=24.0CM REUSABLE | SURGICAL INSTRUMENT TENDER
18295 | 4229680026400 | MALLET HAMMERING WILLIGER WEIGHT: 320.0GM LENGTH=24.0CM REUSABLE | SURGICAL INSTRUMENT TENDER
18296 | 4229680026500 | CURETTE, MICRO, YASARGIL/SHARP, STAINLESS STEEL, LENGTH 18 - 20 CM, REUSABLE | SURGICAL INSTRUMENT TENDER
18297 | 4229680026600 | DISSECTOR, MICRO, CASPAR/CURVED, BLUNT TIP, LENGTH 20 CM, TIP WIDTH 1.0 MM, REUSABLE | SURGICAL INSTRUMENT TENDER
18298 | 4229680026700 | FORCEPS, MICRO, STRAIGHT, STAINLESS STEEL, LENGTH 18 CM, TIP SIZE: 0.4 - 0.5 MM, 1X2, REUSABLE | SURGICAL INSTRUMENT TENDER
18299 | 4229680026800 | FORCEPS, MICRO, STRAIGHT, STAINLESS STEEL, LENGTH 15 CM, TIP SIZE: 0.7 MM, 1X2, REUSABLE | SURGICAL INSTRUMENT TENDER
18300 | 4229680026900 | FORCEPS MICRO STRAIGHT TITANIUM LENGTH=18.0CM TIP WIDTH= 0.4MM TEETH: 1X1 REUSABLE | SURGICAL INSTRUMENT TENDER
18301 | 4229680027000 | FORCEPS, MICRO, CURVED, STAINLESS STEEL, LENGTH 15 CM, TIP SIZE: 0.4 MM, REUSABLE | SURGICAL INSTRUMENT TENDER
18302 | 4229680027100 | FORCEPS, MICRO, PIERSE TIP/STRAIGHT, STAINLESS STEEL, LENGTH 13 - 14 CM, REUSABLE | SURGICAL INSTRUMENT TENDER
18303 | 4229680027200 | FORCEPS, MICRO, STRAIGHT, STAINLESS STEEL, LENGTH 15 CM, TIP SIZE: 6 MM X 0.7MM, REUSABLE | SURGICAL INSTRUMENT TENDER
18304 | 4229680027300 | FORCEPS, MICRO, STRAIGHT, STAINLESS STEEL, LENGTH 18 CM, TIP SIZE: 0.6 MM - 0.7 MM, REUSABLE | SURGICAL INSTRUMENT TENDER
18305 | 4229680027400 | FORCEPS MICRO STRAIGHT TITANIUM LENGTH=23.0CM TIP SIZE: 6.0MM X 0.7MM TEETH: 1X1 REUSABLE | SURGICAL INSTRUMENT TENDER
18306 | 4229680027500 | FORCEPS MICRO TRIANGLE TIP STAINLESS STEEL LENGTH=11.0CM REUSABLE | SURGICAL INSTRUMENT TENDER
18307 | 4229680027600 | HOOKLET NEUROSURGERY FIXATION/TRACTION MICRO/SHARP LENGTH=23.0CM REUSABLE | SURGICAL INSTRUMENT TENDER
18308 | 4229680027700 | NEEDLE HOLDER MICRO/STRAIGHT/WITH LOCK LENGTH=15.0CM REUSABLE | SURGICAL INSTRUMENT TENDER
18309 | 4229680027800 | NEEDLE HOLDER, JACOBSON/MICRO, LENGTH 18 -19 CM, STRAIGHT, WIDTH 1 MM, WITH RATCHET, TUNGSTEN CARBIDE JAW, REUSABLE | SURGICAL INSTRUMENT TENDER
18310 | 4229680027900 | NEEDLE HOLDER, MICRO/CURVED/WITHOUT LOCK, STAINLESS STEEL, LENGTH 14 - 15 CM, REUSABLE | SURGICAL INSTRUMENT TENDER
18311 | 4229680028000 | NEEDLE HOLDER MICRO/STRAIGHT/WITHOUT LOCK STAINLESS STEEL LENGTH=15.0CM REUSABLE | SURGICAL INSTRUMENT TENDER
18312 | 4229680028100 | NEEDLE HOLDER MICRO/STRAIGHT/WITHOUT LOCK STAINLESS STEEL LENGTH=18.0CM REUSABLE | SURGICAL INSTRUMENT TENDER
18313 | 4229680028200 | NEEDLE HOLDER MICRO/STRAIGHT/WITH LOCK STAINLESS STEEL LENGTH=21.0CM REUSABLE | SURGICAL INSTRUMENT TENDER
18314 | 4229680028300 | RASPATORY, MICRO, SCRAPING, YASARGIL/CURVED, LENGTH 18 - 19 CM, REUSABLE | SURGICAL INSTRUMENT TENDER
18315 | 4229680028400 | SCISSORS MICRO BLUNT-BLUNT/CURVED STAINLESS STEEL LENGTH=18.0CM REUSABLE | SURGICAL INSTRUMENT TENDER
18316 | 4229680028500 | SCISSORS MICRO SHARP-SHARP/CURVED STAINLESS STEEL LENGTH=15.0CM REUSABLE | SURGICAL INSTRUMENT TENDER
18317 | 4229680028600 | SCISSORS MICRO SHARP-SHARP/CURVED STAINLESS STEEL LENGTH=18.0CM REUSABLE | SURGICAL INSTRUMENT TENDER
18318 | 4229680028700 | SCISSORS MICRO SHARP-SHARP/STRAIGHT STAINLESS STEEL LENGTH=18.0CM REUSABLE | SURGICAL INSTRUMENT TENDER
18319 | 4229680028800 | SCISSORS MICRO VEIN BIEMER/STRAIGHT STAINLESS STEEL LENGTH=12.0CM REUSABLE | SURGICAL INSTRUMENT TENDER
18320 | 4229680028900 | DISSECTOR/DISSECTOR, PHLEBO, VARADY/MICRO, DOUBLE END, LENGTH 17 - 18 CM, REUSABLE | SURGICAL INSTRUMENT TENDER
18321 | 4229680029000 | NEEDLE HOLDER, JACOBSON/MICRO, LENGTH 22 - 23 CM, STRAIGHT, WIDTH 1.4 MM, WITH RATCHET, TUNGSTEN CARBIDE JAW, REUSABLE | SURGICAL INSTRUMENT TENDER
18322 | 4229680029100 | EXTRACTOR/DISSECTOR, PHLEBO, VARADY/MINI, DOUBLE END, LENGTH 17 - 18 CM, REUSABLE | SURGICAL INSTRUMENT TENDER
18323 | 4229680029200 | RETRACTOR THORACOTOMY MINIMAL INVASIVE ADJUSTABLE/JOINTED ARMS/DETACHABLE CROSS BAR/2 PAIR OF BLADE COMPLETE SYSTEM STAINLESS STEEL REUSABLE | SURGICAL INSTRUMENT TENDER
18324 | 4229680029300 | CLIP, VASCULAR, MINI, STRAIGHT JAW, JAW LENGTH 4 MM, JAW WIDTH 0.75 MM, STAINLESS STEEL, REUSABLE | SURGICAL INSTRUMENT TENDER
18325 | 4229680029400 | CLIP, VASCULAR, MINI, STRAIGHT JAW, JAW LENGTH 6 MM, JAW WIDTH 1 MM, STAINLESS STEEL, REUSABLE | SURGICAL INSTRUMENT TENDER
18326 | 4229680029500 | CLIP, VASCULAR, MINI, STRAIGHT JAW, JAW LENGTH 8 MM, JAW WIDTH 2 MM, STAINLESS STEEL, REUSABLE | SURGICAL INSTRUMENT TENDER
18327 | 4229680029600 | FORCEPS, WEIL-BLAKES, NASAL, STRAIGHT, JAW WIDTH 5.5 MM, STAINLESS STEEL, REUSABLE | SURGICAL INSTRUMENT TENDER
18328 | 4229680029700 | CASE, NEEDLE, PERFORATED, SIZE: 150.0MM X 95.0MM X 13.0MM, REUSABLE | SURGICAL INSTRUMENT TENDER
18329 | 4229680029800 | NEEDLE HOLDER, MAYO-HEGAR, STAINLESS STEEL, LENGTH 14 - 15 CM, REUSABLE | SURGICAL INSTRUMENT TENDER
18330 | 4229680029900 | NEEDLE HOLDER MAYO-HEGAR STAINLESS STEEL LENGTH=16.0CM REUSABLE | SURGICAL INSTRUMENT TENDER
18331 | 4229680030000 | NEEDLE HOLDER, MAYO-HEGAR/SLIM, STAINLESS STEEL, LENGTH 20 -21 CM, REUSABLE | SURGICAL INSTRUMENT TENDER
18332 | 4229680030100 | NEEDLE HOLDER, WANGENSTEEN, STAINLESS STEEL, LENGTH 26 - 27 CM, REUSABLE | SURGICAL INSTRUMENT TENDER
18333 | 4229680030200 | HOOK NERVE MANIPULATION KRAYENBUEHL/NO.1 LENGTH=19.0CM REUSABLE | SURGICAL INSTRUMENT TENDER
18334 | 4229680030300 | HOOK NERVE NEUROSURGERY KRAYENBUEHL/NO.2 LENGTH=19.0CM REUSABLE | SURGICAL INSTRUMENT TENDER
18335 | 4229680030500 | SCISSORS, BLUNT-BLUNT, CURVED, STAINLESS STEEL, LENGTH 14.5 CM, REUSABLE | SURGICAL INSTRUMENT TENDER
18336 | 4229680030600 | HOLDER OPTIC 5 MM AND 10 MM FOR MARTIN SYSTEM ARM REUSABLE. | SURGICAL INSTRUMENT TENDER
18337 | 4229680030700 | SEPARATOR, FOR INSTRUMENT TRAY, SIZE 12 CM X 1 CM X 2 CM, WITH CLIP, REUSABLE | SURGICAL INSTRUMENT TENDER
18338 | 4229680030800 | FORCEPS, PERITONEAL CLAMP/MIKULICZ, STAINLESS STEEL, 1X2, LENGTH 18 - 19 CM, REUSABLE | SURGICAL INSTRUMENT TENDER
18339 | 4229680030900 | FORCEPS, PERITONEAL CLAMP/MIKULICZ, STAINLESS STEEL, 1X2, LENGTH 20 CM, REUSABLE | SURGICAL INSTRUMENT TENDER
18340 | 4229680031000 | PROBE, TISSUE MANIPULATION, STAINLESS STEEL, WITH EYE, DIAMETER 2 MM, LENGTH 14 - 15 CM, REUSABLE | SURGICAL INSTRUMENT TENDER
18341 | 4229680031100 | PROBE SURGICAL TISSUE MANIPULATION STAINLESS STEEL WITH EYE DIAMETER=2.0MM LENGTH=16.0CM REUSABLE | SURGICAL INSTRUMENT TENDER
18342 | 4229680031200 | PROBE SURGICAL TISSUE MANIPULATION STAINLESS STEEL BUTTON END DIAMETER=2.0MM LENGTH=18.0CM REUSABLE | SURGICAL INSTRUMENT TENDER
18343 | 4229680031300 | PROBE, TISSUE MANIPULATION, JACOBSON/DOUBLE PROBE, STAINLESS STEEL, LENGTH 18 - 19 CM, REUSABLE | SURGICAL INSTRUMENT TENDER
18344 | 4229680031400 | ROD, PULL /HOLD, FOR MINIMAL INVASIVE ATRIAL RETRACTOR, REUSABLE | SURGICAL INSTRUMENT TENDER
18345 | 4229680031500 | RASPATORY SCRAPING ALEXANDER/DOUBLE LENGTH=21.0CM REUSABLE | SURGICAL INSTRUMENT TENDER
18346 | 4229680031600 | RASPATORY, SCRAPING, MARTIN CUSHING, BLADE SIZE: 7 MM, LENGTH 19 - 20 CM, REUSABLE | SURGICAL INSTRUMENT TENDER
18347 | 4229680031700 | RASPATORY, SCRAPING, FARABEUF/CURVED, LENGTH 15 - 16 CM, REUSABLE | SURGICAL INSTRUMENT TENDER
18348 | 4229680031800 | RASPATORY SCRAPING SEMB/NO.3 BLADE SIZE: 13.0MM LENGTH=19.0CM REUSABLE | SURGICAL INSTRUMENT TENDER
18349 | 4229680031900 | RETRACTOR, BRUNNER/STRAIGHT, STAINLESS STEEL, TIP SIZE: 160 MM X 30 MM, LENGTH 24 - 26 CM, REUSABLE | SURGICAL INSTRUMENT TENDER
18350 | 4229680032000 | RETRACTOR, ISRAEL/BLUNT, TIP SIZE: 40 MM X 40 MM, LENGTH 24 - 26 CM, REUSABLE | SURGICAL INSTRUMENT TENDER
18351 | 4229680032100 | RETRACTOR, WOUND, LANGENBECK, STAINLESS STEEL, TIP SIZE: 25 MM X 6 MM, LENGTH 21.5 CM, REUSABLE | SURGICAL INSTRUMENT TENDER
18352 | 4229680032200 | RETRACTOR, WOUND, LANGENBECK, STAINLESS STEEL, TIP SIZE: 35 MM X 11 MM, LENGTH 21.5 CM, REUSABLE | SURGICAL INSTRUMENT TENDER
18353 | 4229680032300 | RETRACTOR, WOUND, KOCHER LANG, STAINLESS STEEL, TIP SIZE: 35 MM X 8 MM, LENGTH 21 - 22 CM, REUSABLE | SURGICAL INSTRUMENT TENDER
18354 | 4229680032400 | RETRACTOR, WOUND, KOCHER LANG, STAINLESS STEEL, TIP SIZE: 40 MM X 11 MM, LENGTH 21 - 22 CM, REUSABLE | SURGICAL INSTRUMENT TENDER
18355 | 4229680032500 | RETRACTOR, CORYLLOS, STAINLESS STEEL, TIP SIZE: 119 MM X 65 MM (+ / - 5MM), LENGTH 24 - 26 CM, REUSABLE | SURGICAL INSTRUMENT TENDER
18356 | 4229680032600 | RETRACTOR WOUND DEAVER STAINLESS STEEL TIP SIZE: 19.0MM/WIDE LENGTH=18.0CM REUSABLE | SURGICAL INSTRUMENT TENDER
18357 | 4229680032700 | RETRACTOR, WOUND, DEAVER, STAINLESS STEEL, TIP SIZE: 22 MM WIDE, LENGTH 20 - 22 CM, REUSABLE | SURGICAL INSTRUMENT TENDER
18358 | 4229680032800 | RETRACTOR, WOUND, DEAVER, STAINLESS STEEL, TIP SIZE: 25 MM WIDE, LENGTH 30 - 31 CM, REUSABLE | SURGICAL INSTRUMENT TENDER
18359 | 4229680032900 | RETRACTOR, WOUND, DEAVER, STAINLESS STEEL, TIP SIZE: 50 MM WIDE, LENGTH 30 - 31 CM, REUSABLE | SURGICAL INSTRUMENT TENDER
18360 | 4229680033000 | RETRACTOR, WOUND, DEAVER, STAINLESS STEEL, TIP SIZE: 75 MM WIDE, LENGTH 30 - 31 CM, REUSABLE | SURGICAL INSTRUMENT TENDER
18361 | 4229680033100 | RETRACTOR, DOUBLE/BABY ROUX, STAINLESS STEEL, LENGTH 12.5 - 13.5 CM, REUSABLE | SURGICAL INSTRUMENT TENDER
18362 | 4229680033200 | RETRACTOR, FRITSCH, STAINLESS STEEL, TIP SIZE: 53 MM X 85 MM, LENGTH 24 - 26 CM, REUSABLE | SURGICAL INSTRUMENT TENDER
18363 | 4229680033300 | RETRACTOR, HARRINGTON, STAINLESS STEEL, TIP SIZE: 137 MM X 44 MM (+/- 10MM), LENGTH 31 - 33 CM, REUSABLE | SURGICAL INSTRUMENT TENDER
18364 | 4229680033400 | RETRACTOR, MIKULICZ, STAINLESS STEEL, TIP SIZE: 205 MM X 38 MM, LENGTH 27 - 28 CM, REUSABLE | SURGICAL INSTRUMENT TENDER
18365 | 4229680033500 | RETRACTOR, KOCHER, STAINLESS STEEL, TIP SIZE: 20 MM (+/-2MM) X 12 MM, LENGTH 20 - 22 CM, REUSABLE | SURGICAL INSTRUMENT TENDER
18366 | 4229680033600 | RETRACTOR, KOCHER, STAINLESS STEEL, TIP SIZE: 23 MM (+/-2MM) X 14 MM, LENGTH 20 - 22 CM, REUSABLE | SURGICAL INSTRUMENT TENDER
18367 | 4229680033700 | RETRACTOR, KOCHER, STAINLESS STEEL, TIP SIZE: 40 MM (+/-2MM) X 20 MM, LENGTH 22 - 24 CM, REUSABLE | SURGICAL INSTRUMENT TENDER
18368 | 4229680033800 | RETRACTOR, KOCHER, STAINLESS STEEL, TIP SIZE: 41 MM (+/- 2MM) X 18 MM, LENGTH 22 - 24 CM, REUSABLE | SURGICAL INSTRUMENT TENDER
18369 | 4229680033900 | RETRACTOR, KOCHER, BLUNT/4 PRONGS, STAINLESS STEEL, LENGTH 22 - 23 CM, REUSABLE | SURGICAL INSTRUMENT TENDER
18370 | 4229680034000 | RETRACTOR, LITTLE, STAINLESS STEEL, TIP SIZE: 13 MM X 15 MM (+/-2MM), LENGTH 20 - 21 CM, REUSABLE | SURGICAL INSTRUMENT TENDER
18371 | 4229680034100 | RETRACTOR, MIDDELDORF, STAINLESS STEEL, TIP SIZE: 15 MM X 17 MM (+/-2MM), LENGTH 21 - 22 CM, REUSABLE | SURGICAL INSTRUMENT TENDER
18372 | 4229680034200 | RETRACTOR, SET, PARKER/SMALL, STAINLESS STEEL, LENGTH 13 - 14 CM, (PAIR), REUSABLE | SURGICAL INSTRUMENT TENDER
18373 | 4229680034300 | RETRACTOR, SET, ARMY/PARKER LANGENBECK, STAINLESS STEEL, LENGTH 21 - 22 CM, (PAIR), REUSABLE | SURGICAL INSTRUMENT TENDER
18374 | 4229680034400 | RETRACTOR, RICHARDSON/KELLY, STAINLESS STEEL, TIP SIZE: 25 MM X 21 MM, LENGTH 23 - 24 CM, REUSABLE | SURGICAL INSTRUMENT TENDER
18375 | 4229680034500 | RETRACTOR, RICHARDSON/KELLY, STAINLESS STEEL, TIP SIZE: 30 MM X 29 MM, LENGTH 23 - 24 CM, REUSABLE | SURGICAL INSTRUMENT TENDER
18376 | 4229680034600 | RETRACTOR, RICHARDSON/KELLY, STAINLESS STEEL, TIP SIZE: 38 MM X 40 MM, LENGTH 23 - 24 CM, REUSABLE | SURGICAL INSTRUMENT TENDER
18377 | 4229680034700 | RETRACTOR, RICHARDSON/KELLY, STAINLESS STEEL, TIP SIZE: 48 MM X 22 MM, LENGTH 23 - 24 CM, REUSABLE | SURGICAL INSTRUMENT TENDER
18378 | 4229680034800 | RETRACTOR, SAUERBRUCH, STAINLESS STEEL, TIP SIZE: 60 MM X 23 MM, LENGTH 22 - 23 CM, REUSABLE | SURGICAL INSTRUMENT TENDER
18379 | 4229680034900 | RETRACTOR, SAUERBRUCH, STAINLESS STEEL, TIP SIZE: 70 MM (+/-5MM) X 20 MM, LENGTH 22 - 23 CM, REUSABLE | SURGICAL INSTRUMENT TENDER
18380 | 4229680035000 | RETRACTOR SURGICAL VOLKMANN/BLUNT/3 PRONGS STAINLESS STEEL LENGTH=22.5CM REUSABLE | EAR, NOSE & THROAT SUPPLIES (ENT)
18381 | 4229680035100 | RETRACTOR SURGICAL VOLKMANN/BLUNT/4 PRONGS STAINLESS STEEL LENGTH=22.5CM REUSABLE | SURGICAL INSTRUMENT TENDER
18382 | 4229680035200 | RETRACTOR SURGICAL VOLKMANN/BLUNT/6 PRONGS STAINLESS STEEL LENGTH=22.5CM REUSABLE | SURGICAL INSTRUMENT TENDER
18383 | 4229680035300 | RETRIEVER, MAGNETIC, MINIMALLY INVASIVE, MALLEABLE, LENGTH 36 CM, REUSABLE | SURGICAL INSTRUMENT TENDER
18384 | 4229680035400 | SHEARS, RIB, CUTTING, CURVED, LENGTH 22 - 23 CM, REUSABLE | SURGICAL INSTRUMENT TENDER
18385 | 4229680035500 | SPREADER, RIB, DEBAKEY COMPLETE SET, OPENING WIDTH 185.0 - 200 MM, STAINLESS STEEL, REUSABLE | SURGICAL INSTRUMENT TENDER
18386 | 4229680035600 | SPREADER, RIB, FINOCHIETTO-BABY, STAINLESS STEEL, SIZE: 15.0MM X 20.0MM X 75.0MM, REUSABLE | SURGICAL INSTRUMENT TENDER
18387 | 4229680035700 | SPREADER, RIB, FINOCHIETTO, STAINLESS STEEL, SIZE: 30 - 40 MM X 45 MM X 140 -150 MM, REUSABLE | SURGICAL INSTRUMENT TENDER
18388 | 4229680035800 | SPREADER, RIB, FINOCHIETTO, STAINLESS STEEL, SIZE: 45.0MM X 65.0MM X 165.0MM, REUSABLE | SURGICAL INSTRUMENT TENDER
18389 | 4229680035900 | SPREADER, RIB, HAIGHT, STAINLESS STEEL, SIZE: 30.0MM X 30.0MM X 120.0MM, REUSABLE | SURGICAL INSTRUMENT TENDER
18390 | 4229680036000 | SPREADER, RIB, TUFFIER, STAINLESS STEEL, REUSABLE | SURGICAL INSTRUMENT TENDER
18391 | 4229680036100 | SPREADER, RIB, COOLEY, STAINLESS STEEL, OPENING WIDTH 185 - 200 MM, REUSABLE | SURGICAL INSTRUMENT TENDER
18392 | 4229680036300 | FORCEPS RING STRAIGHT STAINLESS STEEL LENGTH=18.0CM TIP SIZE: 1.0X0.5MM REUSABLE | SURGICAL INSTRUMENT TENDER
18393 | 4229680036400 | FORCEPS RING STRAIGHT TITANIUM LENGTH=18.0CM TIP SIZE: 2.0MM X 1.0MM REUSABLE | SURGICAL INSTRUMENT TENDER
18394 | 4229680036500 | RONGEUR, LAMINA, GOUGING OUT, CASPAR/STRAIGHT, STAINLESS STEEL, TIP SIZE: 4 MM, LENGTH 15 - 16 CM, REUSABLE | SURGICAL INSTRUMENT TENDER
18395 | 4229680036600 | RONGEUR, LAMINA, GOUGING OUT, CASPAR/STRAIGHT, STAINLESS STEEL, TIP SIZE: 4 MM, LENGTH 18 - 19 CM, REUSABLE | SURGICAL INSTRUMENT TENDER
18396 | 4229680036700 | RONGEUR, LAMINA, GOUGING OUT, CASPAR/UPWARD, STAINLESS STEEL, TIP SIZE: 4 MM, LENGTH 15 - 16 CM, REUSABLE | SURGICAL INSTRUMENT TENDER
18397 | 4229680036800 | RONGEUR, LAMINA, GOUGING OUT, CASPAR/UPWARD, STAINLESS STEEL, TIP SIZE: 4 MM, LENGTH 18 - 19 CM, REUSABLE | SURGICAL INSTRUMENT TENDER
18398 | 4229680036900 | RONGEUR BONE GOUGING OUT WAGNER/UPWARD STAINLESS STEEL TIP SIZE: 4.0MM LENGTH=30.0CM REUSABLE | SURGICAL INSTRUMENT TENDER
18399 | 4229680037000 | RULER MEASUREMENT MM/INCH LENGTH=30.0CM REUSABLE | SURGICAL INSTRUMENT TENDER
18400 | 4229680037100 | HANDLE SCALPEL CASPAR/ROUND LENGTH=18.0CM REUSABLE | SURGICAL INSTRUMENT TENDER
18401 | 4229680037200 | HANDLE SCALPEL CORE/MICROBLADE LENGTH=34.0CM REUSABLE | SURGICAL INSTRUMENT TENDER
18402 | 4229680037400 | SCISSORS MINIMALLY INVASIVE SURGICAL CORE/ANGLED 30 DEGREE/MEDIUM STAINLESS STEEL LENGTH=24.0CM (OR EQUIVALENT) REUSABLE | SURGICAL INSTRUMENT TENDER
18403 | 4229680037500 | SCISSORS MINIMALLY INVASIVE SURGICAL CORE/ANGLED 70 DEGREE/MEDIUM STAINLESS STEEL LENGTH=24.0CM (OR EQUIVALENT) REUSABLE | SURGICAL INSTRUMENT TENDER
18404 | 4229680037600 | SCISSORS MINIMALLY INVASIVE SURGICAL CORE POTTS-DIETRICH/ANGLED 45 DEGREE/MEDIUM STAINLESS STEEL LENGTH=24.0CM (OR EQUIVALENT) REUSABLE | SURGICAL INSTRUMENT TENDER
18405 | 4229680037700 | SCISSORS SURGICAL DELICATE/BLUNT-BLUNT/STRAIGHT STAINLESS STEEL LENGTH=11.5CM REUSABLE | SURGICAL INSTRUMENT TENDER
18406 | 4229680037800 | SCISSORS VASCULAR DIETRICH-POTTS/ANGLED 125 DEGREE STAINLESS STEEL LENGTH=18.0CM TIP WIDTH= 10.0MM REUSABLE | SURGICAL INSTRUMENT TENDER
18407 | 4229680037900 | SCISSORS VASCULAR DIETRICH-POTTS/ANGLED 25 DEGREE STAINLESS STEEL LENGTH=18.0CM TIP WIDTH= 10.0MM REUSABLE | SURGICAL INSTRUMENT TENDER
18408 | 4229680038000 | SCISSORS VASCULAR DIETRICH-POTTS/ANGLED 45 DEGREE STAINLESS STEEL LENGTH=18.0CM TIP WIDTH= 10.0MM REUSABLE. | SURGICAL INSTRUMENT TENDER
18409 | 4229680038100 | SCISSORS VASCULAR DIETRICH-POTTS/ANGLED 60 DEGREE STAINLESS STEEL LENGTH=18.0CM TIP WIDTH= 10.0MM REUSABLE | SURGICAL INSTRUMENT TENDER
18410 | 4229680038200 | SCISSORS VASCULAR DIETRICH-POTTS/ANGLED 90 DEGREE STAINLESS STEEL LENGTH=18.0CM TIP WIDTH= 10.0MM REUSABLE | SURGICAL INSTRUMENT TENDER
18411 | 4229680038300 | SCISSORS OPERATING DOYEN/BLUNT-BLUNT/CURVED STAINLESS STEEL LENGTH=18.5CM REUSABLE | SURGICAL INSTRUMENT TENDER
18412 | 4229680038400 | SCISSORS OPERATING DOYEN/BLUNT-BLUNT/STRAIGHT STAINLESS STEEL LENGTH=18.5CM REUSABLE | SURGICAL INSTRUMENT TENDER
18413 | 4229680038500 | SCISSORS, JOSEPH/SHARP-SHARP/STRAIGHT, STAINLESS STEEL, LENGTH 14 - 15 CM, REUSABLE | SURGICAL INSTRUMENT TENDER
18414 | 4229680038600 | SCISSORS OPERATING KELLY/CURVED STAINLESS STEEL LENGTH=16.0CM REUSABLE | SURGICAL INSTRUMENT TENDER
18415 | 4229680038700 | SCISSORS, LOCKLIN/ANGLED TIP/STRAIGHT BODY/SERRATED, STAINLESS STEEL, LENGTH 16 CM, REUSABLE | SURGICAL INSTRUMENT TENDER
18416 | 4229680038900 | SCISSORS OPERATING SIMS/BLUNT-BLUNT/STRAIGHT STAINLESS STEEL LENGTH=20.0CM REUSABLE | SURGICAL INSTRUMENT TENDER
18417 | 4229680039000 | SCISSORS DISSECTING TOENNIS-ADSON/CURVED STAINLESS STEEL LENGTH=17.5CM REUSABLE | SURGICAL INSTRUMENT TENDER
18418 | 4229680039100 | SCISSORS VASCULAR SUPERCUT/DEBAKEY/ANGLED 45 DEGREE STAINLESS STEEL LENGTH=16.5CM REUSABLE | SURGICAL INSTRUMENT TENDER
18419 | 4229680039300 | HOOK SKIN FIXATION/TRACTION GILLIES/NO.2 LENGTH=18.0CM REUSABLE | SURGICAL INSTRUMENT TENDER
18420 | 4229680039400 | SPATULA ABDOMINAL MALLEABLE OBTAIN EXPOSURE TO THE SURGICAL FIELD MALLEABLE WIDTH= 13.0MM LENGTH=20.0CM REUSABLE | SURGICAL INSTRUMENT TENDER
18421 | 4229680039500 | SPATULA ABDOMINAL MALLEABLE OBTAIN EXPOSURE TO THE SURGICAL FIELD MALLEABLE WIDTH= 16.0MM LENGTH=20.0CM REUSABLE | SURGICAL INSTRUMENT TENDER
18422 | 4229680039600 | SPATULA ABDOMINAL MALLEABLE OBTAIN EXPOSURE TO THE SURGICAL FIELD MALLEABLE WIDTH= 25.0MM LENGTH=20.0CM REUSABLE | SURGICAL INSTRUMENT TENDER
18423 | 4229680039700 | SPATULA ABDOMINAL MALLEABLE OBTAIN EXPOSURE TO THE SURGICAL FIELD MALLEABLE WIDTH= 6.5MM LENGTH=20.0CM REUSABLE | SURGICAL INSTRUMENT TENDER
18424 | 4229680039800 | FORCEPS,CLAMP, SPONGE HOLDING, BOZEMANN/S-SHAPE, STAINLESS STEEL, LENGTH 26 CM, REUSABLE | SURGICAL INSTRUMENT TENDER
18425 | 4229680039900 | SPREADER RETRACTOR ADSON/BLUNT STAINLESS STEEL LENGTH=26.0CM TEETH: 3X3 REUSABLE | SURGICAL INSTRUMENT TENDER
18426 | 4229680040100 | SPREADER RETRACTOR ADSON/BLUNT STAINLESS STEEL LENGTH=29.0CM TEETH: 6X5 REUSABLE | SURGICAL INSTRUMENT TENDER
18427 | 4229680040200 | SPREADER RETRACTOR ADSON/SHARP STAINLESS STEEL LENGTH=24.5CM TEETH: 3X3 REUSABLE | SURGICAL INSTRUMENT TENDER
18428 | 4229680040300 | SPREADER RETRACTOR ADSON/SHARP STAINLESS STEEL LENGTH=29.0CM TEETH: 6X5 REUSABLE | SURGICAL INSTRUMENT TENDER
18429 | 4229680040400 | SPREADER, RETRACTOR, HENLEY/BLUNT, STAINLESS STEEL, LENGTH 16 - 18 CM, 3X4, REUSABLE | SURGICAL INSTRUMENT TENDER
18430 | 4229680040500 | RETRACTOR, SELF RETAINING, JANSEN/BLUNT, STAINLESS STEEL, LENGTH 9 - 10 CM, TEETH: 3X2, REUSABLE | SURGICAL INSTRUMENT TENDER
18431 | 4229680040600 | SPREADER VASCULAR BIEMER STAINLESS STEEL LENGTH=16.0CM REUSABLE | SURGICAL INSTRUMENT TENDER
18432 | 4229680040800 | TUBE SUCTION COOLEY/CURVED DIAMETER=7.0MM LENGTH=31.0CM REUSABLE | SURGICAL INSTRUMENT TENDER
18433 | 4229680040900 | TUBE SUCTION COOLEY/CURVED DIAMETER=8.0MM LENGTH=36.0CM REUSABLE | SURGICAL INSTRUMENT TENDER
18434 | 4229680041000 | TUBE, SUCTION, MARCORE/WITH CUTOFF, DIAMETER 5 - 6 MM, LENGTH 35 - 40 CM, REUSABLE | SURGICAL INSTRUMENT TENDER
18435 | 4229680041300 | TUBE, SUCTION, POOLE/ANGLED, DIAMETER 8 MM, LENGTH 24 - 25CM, REUSABLE | SURGICAL INSTRUMENT TENDER
18436 | 4229680041500 | HOOK SUTURE NEUROSURGERY DIAMETER=2.5MM LENGTH=26.0CM REUSABLE | SURGICAL INSTRUMENT TENDER
18437 | 4229680041600 | FORCEPS, CLAMP, TAMPON, ULRICH/CURVED, STAINLESS STEEL, LENGTH 26 - 27 CM, REUSABLE | SURGICAL INSTRUMENT TENDER
18438 | 4229680041700 | SCISSORS DISSECTING METZENBAUM FINE/CURVED TUNGSTEN CARBIDE LENGTH=23.0CM REUSABLE | SURGICAL INSTRUMENT TENDER
18439 | 4229680041800 | SCISSORS, DISSECTING, METZENBAUM/CURVED, TUNGSTEN CARBIDE, LENGTH = 14.0 - 15.0 CM, REUSABLE | SURGICAL INSTRUMENT TENDER
18440 | 4229680041900 | SCISSORS DISSECTING DEBAKEY TUNGSTEN CARBIDE LENGTH=17.5CM REUSABLE | SURGICAL INSTRUMENT TENDER
18441 | 4229680042000 | SCISSORS DISSECTING STRAIGHT TUNGSTEN CARBIDE LENGTH=28.5CM REUSABLE | SURGICAL INSTRUMENT TENDER
18442 | 4229680042100 | FORCEPS, POTTS-SMITH, TUNGSTEN CARBIDE, LENGTH 18 - 19 CM, REUSABLE | SURGICAL INSTRUMENT TENDER
18443 | 4229680042200 | FORCEPS, POTTS-SMITH, TUNGSTEN CARBIDE, LENGTH 25 CM, REUSABLE | SURGICAL INSTRUMENT TENDER
18444 | 4229680042300 | FORCEPS, CUSHING, TISSUE, STRAIGHT, TUNGSTEN CARBIDE, LENGTH 17 - 18 CM, REUSABLE | SURGICAL INSTRUMENT TENDER
18445 | 4229680042400 | SCISSORS, CURVED/SERRATED, TUNGSTEN CARBIDE, LENGTH 25 CM, REUSABLE | SURGICAL INSTRUMENT TENDER
18446 | 4229680042500 | NEEDLE HOLDER, MICRO, STRAIGHT/WITH LOCK, LENGTH 18 - 19 CM, TUNGSTEN CARBIDE, REUSABLE | SURGICAL INSTRUMENT TENDER
18447 | 4229680042600 | NEEDLE HOLDER, MICRO, STRAIGHT/WITH LOCK, LENGTH 14 - 15 CM, TUNGSTEN CARBIDE, REUSABLE | SURGICAL INSTRUMENT TENDER
18448 | 4229680042700 | NEEDLE HOLDER MARTINI/SMOOTH TUNGSTEN CARBIDE LENGTH=17.5CM REUSABLE | SURGICAL INSTRUMENT TENDER
18449 | 4229680043100 | NEEDLE HOLDER, DEBAKEY, TUNGSTEN CARBIDE, LENGTH 20 - 21 CM, REUSABLE | SURGICAL INSTRUMENT TENDER
18450 | 4229680043500 | NEEDLE HOLDER, RYDER/VASCULAR, TUNGSTEN CARBIDE, LENGTH 15 - 16 CM, REUSABLE | SURGICAL INSTRUMENT TENDER
18451 | 4229680043600 | NEEDLE HOLDER, RYDER/VASCULAR, TUNGSTEN CARBIDE, LENGTH 17 - 18 CM, REUSABLE | SURGICAL INSTRUMENT TENDER
18452 | 4229680043700 | NEEDLE HOLDER, RYDER/VASCULAR, TUNGSTEN CARBIDE, LENGTH 20 CM, REUSABLE | SURGICAL INSTRUMENT TENDER
18453 | 4229680043800 | NEEDLE HOLDER, SAROT, TUNGSTEN CARBIDE, LENGTH 15 CM, REUSABLE | SURGICAL INSTRUMENT TENDER
18454 | 4229680043900 | NEEDLE HOLDER, SAROT, TUNGSTEN CARBIDE, LENGTH 17 - 18 CM, REUSABLE | SURGICAL INSTRUMENT TENDER
18455 | 4229680044000 | NEEDLE HOLDER WANGENSTEEN TUNGSTEN CARBIDE LENGTH=27.0CM REUSABLE | SURGICAL INSTRUMENT TENDER
18456 | 4229680044100 | SCISSORS VASCULAR DEBAKEY/ANGLED 25 DEGREE TUNGSTEN CARBIDE LENGTH=19.0CM REUSABLE | SURGICAL INSTRUMENT TENDER
18457 | 4229680044200 | SCISSORS VASCULAR DEBAKEY/ANGLED 25 DEGREE STAINLESS STEEL LENGTH=18.0CM REUSABLE | SURGICAL INSTRUMENT TENDER
18458 | 4229680044400 | SCISSORS, DISSECTING, MAYO/STRAIGHT, TUNGSTEN CARBIDE, LENGTH 17 CM, REUSABLE | SURGICAL INSTRUMENT TENDER
18459 | 4229680044600 | SCISSORS, MICRO, SHARP/BLUNT/STRAIGHT, TUNGSTEN CARBIDE, LENGTH = 14.0 - 15.0 CM, REUSABLE | SURGICAL INSTRUMENT TENDER
18460 | 4229680044700 | NIPPER, SIDE, CUTTING, TUNGSTEN CARBIDE, LENGTH 13 - 14 CM, REUSABLE | SURGICAL INSTRUMENT TENDER
18461 | 4229680044800 | FORCEPS, ADSON, TUNGSTEN CARBIDE, LENGTH 12 CM, TEETH: 1X2, REUSABLE | SURGICAL INSTRUMENT TENDER
18462 | 4229680044900 | SCISSORS WIRE UNIVERSAL/ANGLED TUNGSTEN CARBIDE LENGTH=12.5CM REUSABLE | SURGICAL INSTRUMENT TENDER
18463 | 4229680045000 | WIRE TWISTING, STANDARD, TUNGSTEN CARBIDE, LENGTH 18 CM, REUSABLE | SURGICAL INSTRUMENT TENDER
18464 | 4229680045100 | WIRE TWISTING, WIDE, TUNGSTEN CARBIDE, LENGTH 19 CM, REUSABLE | SURGICAL INSTRUMENT TENDER
18465 | 4229680045300 | FORCEPS MICRO ATRAUMATIC/STRAIGHT TITANIUM LENGTH=21.0CM TIP WIDTH= 1.2MM REUSABLE | SURGICAL INSTRUMENT TENDER
18466 | 4229680045400 | FORCEPS TISSUE ATRAUMATIC TITANIUM LENGTH=16.0CM TIP WIDTH= 1.5MM REUSABLE | SURGICAL INSTRUMENT TENDER
18467 | 4229680045500 | FORCEPS ATRAUMATIC TITANIUM LENGTH=24.5CM TIP WIDTH= 1.8MM REUSABLE | SURGICAL INSTRUMENT TENDER
18468 | 4229680045600 | CLAMP, BULLDOG, ARTERIES, CURVED JAW, JAW LENGTH 50 MM, TITANIUM, REUSABLE | SURGICAL INSTRUMENT TENDER
18469 | 4229680045700 | CLAMP, BULLDOG, ARTERIES, STRAIGHT JAW, JAW LENGTH 50 MM, TITANIUM, REUSABLE | SURGICAL INSTRUMENT TENDER
18470 | 4229680045800 | CLAMP, BULLDOG, VEINS, CURVED JAW, JAW LENGTH 35 MM, STAINLESS STEEL, REUSABLE | SURGICAL INSTRUMENT TENDER
18471 | 4229680045900 | CLAMP, BULLDOG, VEINS, CURVED JAW, JAW LENGTH 50 MM, STAINLESS STEEL, REUSABLE | SURGICAL INSTRUMENT TENDER
18472 | 4229680046000 | CLAMP, BULLDOG, VEINS, STRAIGHT JAW, JAW LENGTH 35 MM, STAINLESS STEEL, REUSABLE | SURGICAL INSTRUMENT TENDER
18473 | 4229680046100 | CLAMP, BULLDOG, VEINS, STRAIGHT JAW, JAW LENGTH 50 MM, STAINLESS STEEL, REUSABLE | SURGICAL INSTRUMENT TENDER
18474 | 4229680046200 | FORCEPS MICRO CURVED TITANIUM LENGTH=18.0CM TIP SIZE: 6.0MM X 0.4MM REUSABLE | SURGICAL INSTRUMENT TENDER
18475 | 4229680046300 | FORCEPS MICRO STRAIGHT TITANIUM LENGTH=18.0CM TIP SIZE: 6.0MM X 0.4MM REUSABLE | SURGICAL INSTRUMENT TENDER
18476 | 4229680046400 | NEEDLE HOLDER TI/MICRO/STRAIGHT/WITH LOCK LENGTH=18.0CM REUSABLE | SURGICAL INSTRUMENT TENDER
18477 | 4229680046500 | NEEDLE HOLDER TI/MICRO/STRAIGHT/WITH LOCK LENGTH=21.0CM REUSABLE | SURGICAL INSTRUMENT TENDER
18478 | 4229680046600 | FORCEPS RING STRAIGHT/PLATEAU TITANIUM LENGTH=18.0CM TIP SIZE: 1.0MM X 0.5MM REUSABLE | SURGICAL INSTRUMENT TENDER
18479 | 4229680046700 | FORCEPS RING STRAIGHT/PLATEAU TITANIUM LENGTH=21.0CM TIP SIZE: 2.0MM X 1.0MM REUSABLE | SURGICAL INSTRUMENT TENDER
18480 | 4229680046800 | FORCEPS TISSUE ALLIS-BABY STAINLESS STEEL LENGTH=13.0CM TEETH: 4X4 REUSABLE | SURGICAL INSTRUMENT TENDER
18481 | 4229680046900 | FORCEPS, TISSUE, STANDARD, STAINLESS STEEL, LENGTH 16 CM, TEETH: 1X2, REUSABLE | SURGICAL INSTRUMENT TENDER
18482 | 4229680047000 | FORCEPS, TISSUE, STANDARD, STAINLESS STEEL, LENGTH 18 CM, TEETH: 1X2, REUSABLE | SURGICAL INSTRUMENT TENDER
18483 | 4229680047100 | FORCEPS, TISSUE, STANDARD, STAINLESS STEEL, LENGTH 25 CM, TEETH: 1X2, REUSABLE | SURGICAL INSTRUMENT TENDER
18484 | 4229680047200 | FORCEPS, TISSUE, STANDARD, STAINLESS STEEL, LENGTH 30 - 31 CM, TEETH: 1X2, REUSABLE | SURGICAL INSTRUMENT TENDER
18485 | 4229680047300 | FORCEPS, TISSUE, SLIM, STAINLESS STEEL, LENGTH 13 - 14 CM, TEETH: 1X2, REUSABLE | SURGICAL INSTRUMENT TENDER
18486 | 4229680047400 | FORCEPS, TISSUE, SLIM, STAINLESS STEEL, LENGTH 16 - 17 CM, TEETH: 1X2, REUSABLE | SURGICAL INSTRUMENT TENDER
18487 | 4229680047500 | FORCEPS, ADSON, STAINLESS STEEL, LENGTH 12 CM, TEETH: 1X2, REUSABLE | SURGICAL INSTRUMENT TENDER
18488 | 4229680047600 | FORCEPS TISSUE ALLIS STAINLESS STEEL LENGTH=16.0CM TEETH: 11X11 REUSABLE | SURGICAL INSTRUMENT TENDER
18489 | 4229680047800 | FORCEPS TISSUE BOYS-ALLIS STAINLESS STEEL LENGTH=15.5CM TEETH: 5X5 REUSABLE | SURGICAL INSTRUMENT TENDER
18490 | 4229680047900 | FORCEPS, CLAMP, SLIM/DUVAL, STAINLESS STEEL, LENGTH 18 CM, REUSABLE | SURGICAL INSTRUMENT TENDER
18491 | 4229680048000 | FORCEPS TISSUE WIDE/DUVAL STAINLESS STEEL LENGTH=20.5CM REUSABLE | SURGICAL INSTRUMENT TENDER
18492 | 4229680048100 | FORCEPS TISSUE RUSSIAN STAINLESS STEEL LENGTH=15.0CM REUSABLE | SURGICAL INSTRUMENT TENDER
18493 | 4229680048200 | FORCEPS TISSUE RUSSIAN STAINLESS STEEL LENGTH=20.0CM REUSABLE | SURGICAL INSTRUMENT TENDER
18494 | 4229680048300 | DEPRESSOR TONGUE DISTANCING WIEDER BLADE SIZE: 43.0MM LENGTH=15.0CM REUSABLE | SURGICAL INSTRUMENT TENDER
18495 | 4229680048400 | FORCEPS, TOWEL, LORNA/FINE SERRATED, STAINLESS STEEL, LENGTH 13 - 15 CM, REUSABLE | SURGICAL INSTRUMENT TENDER
18496 | 4229680048500 | FORCEPS, TOWEL, PEERS-BERTRAM, STAINLESS STEEL, LENGTH 14 - 16 CM, REUSABLE | SURGICAL INSTRUMENT TENDER
18497 | 4229680048600 | TRAY, STERILIZATION INSTRUMENT, WITH LID, SIZE: 53 CM X 25 CM X 4 CM, STAINLESS STEEL, REUSABLE | SURGICAL INSTRUMENT TENDER
18498 | 4229680048700 | TRAY, STERILIZATION INSTRUMENT, WITH LID, SIZE: 24 CM X 25 CM X 2 CM, STAINLESS STEEL, REUSABLE | SURGICAL INSTRUMENT TENDER
18499 | 4229680048800 | TRAY, STERILIZATION INSTRUMENT, WITH LID, SIZE: 24 CM X 25 CM X 4 CM, STAINLESS STEEL, REUSABLE | SURGICAL INSTRUMENT TENDER
18500 | 4229680048900 | TRAY, STERILIZATION INSTRUMENT, WITH LID, SIZE: 27 CM X 17 CM X 3 CM, STAINLESS STEEL, REUSABLE | SURGICAL INSTRUMENT TENDER
18501 | 4229680049000 | CLAMP, TUBE, SMOOTH JAW, STAINLESS STEEL, LENGTH 16 - 17 CM, REUSABLE | SURGICAL INSTRUMENT TENDER
18502 | 4229680049100 | CLAMP, TUBE, SMOOTH JAW, STAINLESS STEEL, LENGTH 18 - 19 CM, REUSABLE | SURGICAL INSTRUMENT TENDER
18503 | 4229680049200 | TUBING CLAMP, WITH SAFETY GUARD, SERRATED, LENGTH 20 CM REUSABLE | SURGICAL INSTRUMENT TENDER
18504 | 4229680049400 | FIXATOR CLAMP/TABLE POST, FOR NATHANSON LIVER RETRACTOR, UNIVERSAL, REUSABLE | SURGICAL INSTRUMENT TENDER
18505 | 4229680049500 | CURETTE SCOOP, UTERINE, SIMON, SIZE: NO.2, LENGTH 23 - 25 CM, REUSABLE | SURGICAL INSTRUMENT TENDER
18506 | 4229680049600 | CURETTE SCOOP, UTERINE, SIMON, SIZE: NO.4, LENGTH 23 - 25 CM, REUSABLE | SURGICAL INSTRUMENT TENDER
18507 | 4229680049700 | EXTRACTOR/DISSECTOR, PHLEBO, VARADY, DOUBLE END, LENGTH 20 - 21 CM, REUSABLE | SURGICAL INSTRUMENT TENDER
18508 | 4229680049800 | DILATOR VASCULAR DEBAKEY LENGTH=19.0CM TIP DIAMETER=0.5MM REUSABLE | SURGICAL INSTRUMENT TENDER
18509 | 4229680049900 | DILATOR VASCULAR DEBAKEY LENGTH=19.0CM TIP DIAMETER=1.0MM REUSABLE | SURGICAL INSTRUMENT TENDER
18510 | 4229680050000 | DILATOR VASCULAR DEBAKEY LENGTH=19.0CM TIP DIAMETER=1.5MM REUSABLE | SURGICAL INSTRUMENT TENDER
18511 | 4229680050100 | DILATOR VASCULAR DEBAKEY LENGTH=19.0CM TIP DIAMETER=2.0MM REUSABLE | SURGICAL INSTRUMENT TENDER
18512 | 4229680050200 | DILATOR VASCULAR DEBAKEY LENGTH=19.0CM TIP DIAMETER=2.5MM REUSABLE | SURGICAL INSTRUMENT TENDER
18513 | 4229680050300 | DILATOR VASCULAR DEBAKEY LENGTH=19.0CM TIP DIAMETER=3.0MM REUSABLE | SURGICAL INSTRUMENT TENDER
18514 | 4229680050400 | DILATOR VASCULAR DEBAKEY LENGTH=19.0CM TIP DIAMETER=3.5MM REUSABLE | SURGICAL INSTRUMENT TENDER
18515 | 4229680050500 | DILATOR VASCULAR DEBAKEY LENGTH=19.0CM TIP DIAMETER=4.0MM REUSABLE | SURGICAL INSTRUMENT TENDER
18516 | 4229680050600 | DILATOR VASCULAR DEBAKEY LENGTH=19.0CM TIP DIAMETER=4.5MM REUSABLE | SURGICAL INSTRUMENT TENDER
18517 | 4229680050700 | DILATOR VASCULAR DEBAKEY LENGTH=19.0CM TIP DIAMETER=5.0MM REUSABLE | SURGICAL INSTRUMENT TENDER
18518 | 4229680050800 | DILATOR VASCULAR DEBAKEY LENGTH=19.0CM TIP DIAMETER=7.0MM REUSABLE | SURGICAL INSTRUMENT TENDER
18519 | 4229680050900 | DILATOR VASCULAR DEBAKEY LENGTH=19.0CM TIP DIAMETER=9.0MM REUSABLE | SURGICAL INSTRUMENT TENDER
18520 | 4229680051000 | SCISSORS, METZENBAUM FINE/SHARP-SHARP/STRAIGHT, STAINLESS STEEL, LENGTH 20 CM, REUSABLE | SURGICAL INSTRUMENT TENDER
18521 | 4229680051100 | SCISSORS VASCULAR SATINSKY/S-SHAPE STAINLESS STEEL LENGTH=25.5CM REUSABLE | SURGICAL INSTRUMENT TENDER
18522 | 4229680051200 | CALIPER VASCULAR STAINLESS STEEL LENGTH=18.0CM REUSABLE | SURGICAL INSTRUMENT TENDER
18523 | 4229680051300 | SCISSORS, VASCULAR, POTTS, ANGLED 60 DEGREE, STAINLESS STEEL, LENGTH 16 CM, REUSABLE | SURGICAL INSTRUMENT TENDER
18524 | 4229680051400 | CANNULA VESSEL IRRIGATION MALLEABLE DIAMETER=5.0MM LENGTH=15.0CM REUSABLE | SURGICAL INSTRUMENT TENDER
18525 | 4229680051500 | CANNULA VESSEL IRRIGATION MALLEABLE DIAMETER=6.0MM LENGTH=15.0CM REUSABLE | SURGICAL INSTRUMENT TENDER
18526 | 4229680051600 | CANNULA VESSEL IRRIGATION DIAMETER=1.5MM LENGTH=6.0CM REUSABLE | SURGICAL INSTRUMENT TENDER
18527 | 4229680051700 | CANNULA VESSEL IRRIGATION DIAMETER=2.0MM LENGTH=6.0CM REUSABLE | SURGICAL INSTRUMENT TENDER
18528 | 4229680051800 | CANNULA VESSEL IRRIGATION DIAMETER=2.5MM LENGTH=6.0CM REUSABLE | SURGICAL INSTRUMENT TENDER
18529 | 4229680051900 | CANNULA VESSEL IRRIGATION DIAMETER=3.0MM LENGTH=6.0CM REUSABLE | SURGICAL INSTRUMENT TENDER
18530 | 4229680052000 | CANNULA VESSEL IRRIGATION DIAMETER=4.0MM LENGTH=6.0CM REUSABLE | SURGICAL INSTRUMENT TENDER
18531 | 4229680052100 | SAW WIRE CUTTING BONE GIGLI/FOURFOLD LENGTH=40.0CM REUSABLE | SURGICAL INSTRUMENT TENDER
18532 | 4229680052500 | RETRACTOR, ALM SELF RETAINING, 4X4 TEETH BLUNT, LENGTH 7.0 CM, STAINLESS STEEL, REUSABLE | SURGICAL INSTRUMENT TENDER
18533 | 4229680052600 | RETRACTOR, SELF RETAINING,WEITLANER/ BLUNT/2X3 TEETH, STAINLESS STEEL, SIZE 10 - 11.0 CM REUSABLE | SURGICAL INSTRUMENT TENDER
18534 | 4229680052700 | RETRACTOR GELPI STAINLESS STEEL LENGTH: 16.0 - 18.0CM REUSABLE | SURGICAL INSTRUMENT TENDER
18535 | 4229680052800 | RETRACTOR, SELF RETAINING,WEITLANER/ SHARP/3X4 TEETH, STAINLESS STEEL, SIZE 16.0 - 17.0 CM REUSABLE | SURGICAL INSTRUMENT TENDER
18536 | 4229680054600 | CURETTE, BONE, EXTRACTION, FURKATION, STAINLESS STEEL, REUSABLE | SURGICAL INSTRUMENT TENDER
18537 | 4229680054700 | CURETTE, BONE, MOLT/DOUBLE ENDED, STAINLESS STEEL, LENGTH 18 - 19 CM, REUSABLE | SURGICAL INSTRUMENT TENDER
18538 | 4229680054800 | CURETTE, BONE, WILLIGER, DOUBLE ENDED, NO.1/1, OVAL, STAINLESS STEEL, LENGTH 16 - 17 CM, REUSABLE | SURGICAL INSTRUMENT TENDER
18539 | 4229680054900 | BONE FILE SMOOTH OUT ACROMIAL RESECTION NO.1 LENGTH=18.0CM REUSABLE | SURGICAL INSTRUMENT TENDER
18540 | 4229680055100 | FORCEPS, TOWEL, BULLDOG/JONES, STAINLESS STEEL, LENGTH 8.5 - 9.0 CM, REUSABLE | SURGICAL INSTRUMENT TENDER
18541 | 4229680055200 | FORCEPS TOWEL BULLDOG/SCHAEDEL STAINLESS STEEL LENGTH=9.0CM REUSABLE | SURGICAL INSTRUMENT TENDER
18542 | 4229680056200 | CURETTE, BONE, DOUBLE ENDED, COLUMBIA/SIZE NO:13/14, STAINLESS STEEL, REUSABLE | SURGICAL INSTRUMENT TENDER
18543 | 4229680056300 | CURETTE BONE DOUBLE ENDED COLUMBIA/FIG N0 : 4R/4L STAINLESS STEEL REUSABLE | SURGICAL INSTRUMENT TENDER
18544 | 4229680058500 | FORCEPS, ADSON/SERRATED, STAINLESS STEEL, LENGTH 15 CM, NON TEETH, REUSABLE | SURGICAL INSTRUMENT TENDER
18545 | 4229680063700 | PROBE, MEASURING, PERIODONTAL/GOLDMAN FOX, STAINLESS STEEL, REUSABLE | SURGICAL INSTRUMENT TENDER
18546 | 4229680065400 | SCISSORS, OPERATING, GUM/S-SHAPE, STAINLESS STEEL, LENGTH = 11.0 - 12.0 CM, REUSABLE | SURGICAL INSTRUMENT TENDER
18547 | 4229680067000 | HOOKLET WOUND FIXATION/TRACTION MINI LANGENBECK TIP SIZE: 20.0MM X 6.0MM LENGTH=16.0CM REUSABLE | SURGICAL INSTRUMENT TENDER
18548 | 4229680068300 | FRAME, LABEL FOR CONTAINERS, COLOR BLUE, REUSABLE | SURGICAL INSTRUMENT TENDER
18549 | 4229680068600 | FRAME, LABEL FOR CONTAINERS, COLOR YELLOW, REUSABLE | SURGICAL INSTRUMENT TENDER
18550 | 4229680068700 | CURETTE, BONE, DOUBLE ENDED, LUCAS/SIZE NO: 0/0 STAINLESS STEEL, REUSABLE | SURGICAL INSTRUMENT TENDER
18551 | 4229680068800 | CURETTE, BONE, DOUBLE ENDED, LUCAS/SIZE NO: 2/2, STAINLESS STEEL, REUSABLE | SURGICAL INSTRUMENT TENDER
18552 | 4229680069000 | FORCEPS, MICRO, CURVED, STAINLESS STEEL, LENGTH 18 CM, TIP SIZE: 0.7 MM, 1X2, REUSABLE | SURGICAL INSTRUMENT TENDER
18553 | 4229680069100 | FORCEPS, MICRO, STRAIGHT, STAINLESS STEEL, LENGTH 18 CM, TIP SIZE: 0.7 MM, 1X2, REUSABLE | SURGICAL INSTRUMENT TENDER
18554 | 4229680069200 | FORCEPS, HOLDING, MILLER/FOR ARTICULATION PAPER, STAINLESS STEEL, REUSABLE | SURGICAL INSTRUMENT TENDER
18555 | 4229680069300 | CURETTE, BONE, EXTRACTION, MILLER-COLBURN/FIG.1, STAINLESS STEEL, REUSABLE | SURGICAL INSTRUMENT TENDER
18556 | 4229680069500 | GAG MOUTH PREVENT MOUTH CLOSING MOLT SIZE: CHILDREN LENGTH=11.0CM REUSABLE | SURGICAL INSTRUMENT TENDER
18557 | 4229680069600 | HANDLE, MOUTH, RETRACTION/EXAMINATION, WITH SIMP THREA, REUSABLE | SURGICAL INSTRUMENT TENDER
18558 | 4229680069700 | PROP, MOUTH, KEEPING MOUTH OPEN, MCKESSON/LARGE, SIZE: ADULT, REUSABLE | SURGICAL INSTRUMENT TENDER
18559 | 4229680069800 | PROP, MOUTH, KEEPING MOUTH OPEN, MCKESSON/EXTRA LARGE, SIZE: ADULT, REUSABLE | SURGICAL INSTRUMENT TENDER
18560 | 4229680069900 | MIRROR MOUTH RHODIUM/PLANE DIAMETER=5/24.0MM REUSABLE | SURGICAL INSTRUMENT TENDER
18561 | 4229680070100 | SPECULUM, HARTMANN HALLE NASAL, STAINLESS STEEL, NO.3, REUSABLE | SURGICAL INSTRUMENT TENDER
18562 | 4229680070200 | NEEDLE HOLDER MAYO-HEGAR/SLIM STAINLESS STEEL LENGTH=16.0CM REUSABLE | SURGICAL INSTRUMENT TENDER
18563 | 4229680070300 | NEEDLE HOLDER, OLSEN-HEGARR/STRAIGHT, STAINLESS STEEL, LENGTH 14 CM, REUSABLE | SURGICAL INSTRUMENT TENDER
18564 | 4229680072000 | PROBE, PERIODONTAL, IGLHAUT, REUSABLE | SURGICAL INSTRUMENT TENDER
18565 | 4229680072100 | PROBE SURGICAL TISSUE MANIPULATION STAINLESS STEEL PERIODONTAL/ROUND HANDLE DIAMETER=0.5MM LENGTH=16.0CM PERIODONTAL REUSABLE | SURGICAL INSTRUMENT TENDER
18566 | 4229680072200 | ELEVATOR PERIOSTEAL DR IGLHAUT STAINLESS STEEL LENGTH=18.0CM REUSABLE | SURGICAL INSTRUMENT TENDER
18567 | 4229680072300 | ELEVATOR, PERIOSTEAL, ALLEN, STAINLESS STEEL, DIAMETER 2 MM ,REUSABLE | SURGICAL INSTRUMENT TENDER
18568 | 4229680072400 | ELEVATOR PERIOSTEAL ALLEN STAINLESS STEEL DIAMETER=3.0MM REUSABLE | SURGICAL INSTRUMENT TENDER
18569 | 4229680072500 | BOWL, PLASTER, SOFT RUBBER, SIZE: STANDARD, REUSABLE | SURGICAL INSTRUMENT TENDER
18570 | 4229680072700 | ELEVATOR, PERIOSTEAL, PRICHARD, STAINLESS STEEL, LENGTH 17 - 20 CM, REUSABLE | SURGICAL INSTRUMENT TENDER
18571 | 4229680073200 | HANDLE SCALPEL ROUND/ANGULATED/NO.3 LENGTH=14.0CM REUSABLE | SURGICAL INSTRUMENT TENDER
18572 | 4229680073300 | HANDLE SCALPEL NO.3 LENGTH=16.0CM REUSABLE | SURGICAL INSTRUMENT TENDER
18573 | 4229680073500 | SCISSORS SURGICAL DEAN/SERRATED/ANGLED UPWARDS STAINLESS STEEL LENGTH=17.5CM REUSABLE | SURGICAL INSTRUMENT TENDER
18574 | 4229680073600 | SCISSORS SURGICAL GOLDMAN-FOX/CURVED/SERRATED STAINLESS STEEL LENGTH=13.0CM REUSABLE | SURGICAL INSTRUMENT TENDER
18575 | 4229680073700 | SCISSORS SURGICAL GOLDMAN-FOX/STRAIGHT/SERRATED STAINLESS STEEL LENGTH=13.0CM REUSABLE | SURGICAL INSTRUMENT TENDER
18576 | 4229680073800 | SCISSORS, LOCKLIN/ANGLED TIP/CURVED BODY/SERRATED, STAINLESS STEEL, LENGTH 16 CM, REUSABLE | SURGICAL INSTRUMENT TENDER
18577 | 4229680073900 | RASPATORY, SELDIN, CURVED SCRAPING, DOUBLE ENDED, LENGTH 19.0 -20.0 CM, REUSABLE | SURGICAL INSTRUMENT TENDER
18578 | 4229680074400 | FORCEPS, SINUS, LISTER, STRAIGHT, LENGTH 16 CM, STAINLESS STEEL, REUSABLE | SURGICAL INSTRUMENT TENDER
18579 | 4229680074600 | HOOK, SKIN, FIXATION/TRACTION, KILNER/GRACILE, LENGTH 14 - 16 CM, REUSABLE | SURGICAL INSTRUMENT TENDER
18580 | 4229680077300 | HANDLE SCALPEL NO.3 WITH METRIC RULE/FITS 10 - 15 LENGTH 12.5CM REUSABLE. | SURGICAL INSTRUMENT TENDER
18581 | 4229680077900 | FORCEPS, TISSUE, ADSON/WITH SUTURE TYING PLATFORM, TUNGSTEN CARBIDE, LENGTH 9 - 10 CM, TIP 1.5 MM, 1X2, REUSABLE | SURGICAL INSTRUMENT TENDER
18582 | 4229680079600 | FORCEPS, CLAMP, CHALAZION, OVAL SHAPE SMALL, TIP SIZE: 11 MM X 17 MM, STAINLESS STEEL, REUSABLE | SURGICAL INSTRUMENT TENDER
18583 | 4229680080100 | EXTRACTOR, SAALFEL DCOMEDONE, DOUBLE END, TIP LENGTH 1.7 CM X 1.1 CM, TOTAL LENGTH 11 - 12 CM, STAINLESS STEEL, REUSABLE | SURGICAL INSTRUMENT TENDER
18584 | 4229680080300 | SCISSORS, OPERATING, DEAVER/SHARP-SHARP/CURVED, STAINLESS STEEL, LENGTH = 14.0 - 15.0 CM, REUSABLE | SURGICAL INSTRUMENT TENDER
18585 | 4229680080400 | SCISSORS, OPERATING, DEAVER/BLUNT-BLUNT/CURVED, STAINLESS STEEL, LENGTH = 14.0 - 15.0 CM, REUSABLE | SURGICAL INSTRUMENT TENDER
18586 | 4229680080500 | SCISSORS, OPERATING, DEAVER/SHARP-SHARP TIPS/STRAIGHT, STAINLESS STEEL, LENGTH = 14.0 - 15.0 CM, REUSABLE | SURGICAL INSTRUMENT TENDER
18587 | 4229680080600 | SCISSORS, OPERATING, DEAVER/BLUNT-BLUNT/STRAIGHT, STAINLESS STEEL, LENGTH = 14.0 - 15.0 CM, REUSABLE | SURGICAL INSTRUMENT TENDER
18588 | 4229680081400 | CURETTE, DERMAL, EXCAVATOR, MARTINI/MILTEX/DOUBLE-ENDED/ROUND CUPS, STAINLESS STEEL, TIP SIZES: 2.5 - 3.0 MM, LENGTH 13 - 14 CM, REUSABLE | SURGICAL INSTRUMENT TENDER
18589 | 4229680081700 | RETRACTOR, DESMARRES, LID/VEIN, BLADE LENGTH 12 - 13 MM, STAINLESS STEEL, REUSABLE | SURGICAL INSTRUMENT TENDER
18590 | 4229680081900 | NIPPER, NAIL, DUAL ACTION/CONCAVE JAWS/BARREL SPRING, STAINLESS STEEL, LENGTH 15 - 16 CM, REUSABLE | SURGICAL INSTRUMENT TENDER
18591 | 4229680083200 | HOOK, SKIN RETRACTION, FRAZIER/BLUNT, LENGTH 12 - 14 CM, REUSABLE | SURGICAL INSTRUMENT TENDER
18592 | 4229680083300 | HOOK, SKIN RETRACTION, FRAZIER/SHARP, LENGTH 12 - 14 CM, REUSABLE | SURGICAL INSTRUMENT TENDER
18593 | 4229680083800 | SCISSORS, SURGICAL, INGROWN NAIL SPLITTING/SERRATED, STAINLESS STEEL, LENGTH = 15.0 - 16.0 CM, REUSABLE | SURGICAL INSTRUMENT TENDER
18594 | 4229680084900 | ELEVATOR, LOCKE/SMALL BLADE, STAINLESS STEEL, DIAMETER 3 MM X 15 MM, LENGTH 11 -12 CM, REUSABLE | SURGICAL INSTRUMENT TENDER
18595 | 4229680085000 | ELEVATOR, LOCKE/LARGE BLADE, STAINLESS STEEL, DIAMETER 5 MM X 20 MM, LENGTH 12 - 14 CM, REUSABLE | SURGICAL INSTRUMENT TENDER
18596 | 4229680085100 | CURETTE, BONE, ROUND/NON-FENESTRATED CUPS /MILTEX, STAINLESS STEEL, DOUBLE ENDED,TIP SIZES: 4 MM/5 MM, LENGTH 12 - 14 CM, REUSABLE | SURGICAL INSTRUMENT TENDER
18597 | 4229680085300 | SCISSORS DISSECTING METZENBAUM FINE/BLUNT-BLUNTS/STRAIGHT STAINLESS STEEL LENGTH=18.0CM REUSABLE | SURGICAL INSTRUMENT TENDER
18598 | 4229680085400 | NIPPER, NAIL, CONCAVE JAWS / BARREL SPRING, STAINLESS STEEL, LENGTH 13 - 14 CM, REUSABLE | SURGICAL INSTRUMENT TENDER
18599 | 4229680086800 | SCISSORS DISSECTING RAGNELL UNDERMINING/FLAT TIP/BLUNT-BLUNT/STRAIGHT STAINLESS STEEL LENGTH=12.5CM REUSABLE | SURGICAL INSTRUMENT TENDER
18600 | 4229680086900 | SCISSORS DISSECTING RAGNELL UNDERMINING/FLAT TIP/BLUNT-BLUNT/CURVED STAINLESS STEEL LENGTH=12.5CM REUSABLE | SURGICAL INSTRUMENT TENDER
18601 | 4229680087200 | HOOK, ROLLET, SKIN RETRACTION, SHARP/2 PRONGS, LENGTH 12 - 13 CM, REUSABLE | SURGICAL INSTRUMENT TENDER
18602 | 4229680089200 | NEEDLE HOLDER, WEBSTER/SERRATED JAW, STAINLESS STEEL, LENGTH 12 -13 CM, REUSABLE | SURGICAL INSTRUMENT TENDER
18603 | 4229680089400 | NEEDLE HOLDER, WEBSTER/SMOOTH JAW, STAINLESS STEEL, LENGTH 12 -13 CM, REUSABLE | SURGICAL INSTRUMENT TENDER
18604 | 4229680089600 | CURETTE, ADENOID, BECKMANN, STRAIGHT, STAINLESS STEEL, TIP WIDTH 13 MM, LENGTH 22 - 23 CM, REUSABLE | SURGICAL INSTRUMENT TENDER
18605 | 4229680089700 | CURETTE, ADENOID, BECKMANN, STRAIGHT, STAINLESS STEEL, TIP WIDTH 15 MM, LENGTH 22 - 23 CM, REUSABLE | SURGICAL INSTRUMENT TENDER
18606 | 4229680089800 | CURETTE, ADENOID, BECKMANN, CURVED, STAINLESS STEEL, TIP WIDTH 13 MM, LENGTH 22 - 23 CM, REUSABLE | SURGICAL INSTRUMENT TENDER
18607 | 4229680089900 | CURETTE, ADENOID, BECKMANN, CURVED, STAINLESS STEEL, TIP WIDTH 15 MM, LENGTH 22 - 23 CM, REUSABLE | SURGICAL INSTRUMENT TENDER
18608 | 4229680090000 | CURETTE, ADENOID, BECKMANN, CURVED, STAINLESS STEEL, TIP WIDTH 17 MM, LENGTH 22 - 23 CM, REUSABLE | SURGICAL INSTRUMENT TENDER
18609 | 4229680090100 | CURETTE, ADENOID, BECKMANN, CURVED, STAINLESS STEEL, TIP WIDTH 19 MM, LENGTH 22 - 23 CM, REUSABLE | SURGICAL INSTRUMENT TENDER
18610 | 4229680090200 | CURETTE, ADENOID, BECKMANN, CURVED, STAINLESS STEEL, TIP WIDTH 21 MM, LENGTH 22 - 23 CM, REUSABLE | SURGICAL INSTRUMENT TENDER
18611 | 4229680090300 | PUNCH, ANTRUM/KERRISON, UPWARDS, JAW WIDTH 5 MM X 5 MM, LENGTH 9 - 10 CM, REUSABLE | SURGICAL INSTRUMENT TENDER
18612 | 4229680090400 | ELECTRODE, BALL, COAGULATION, DIAMETER 4 MM, LENGTH 7 - 8 CM, REUSABLE | SURGICAL INSTRUMENT TENDER
18613 | 4229680090500 | FORCEPS, BIPOLAR COAGULATION, NON-STICK, ANGLED/BLUNT, STAINLESS STEEL, LENGTH 20 CM, INSULATED,TIP WIDTH 1.2 MM, REUSABLE | SURGICAL INSTRUMENT TENDER
18614 | 4229680090600 | FORCEPS, BIPOLAR COAGULATION, NON-STICK, ANGLED/BLUNT, STAINLESS STEEL, LENGTH 20 CM, INSULATED, TIP WIDTH 2 MM, REUSABLE | SURGICAL INSTRUMENT TENDER
18615 | 4229680090700 | CURETTE, BONE, BRUNS/ROUND, SIZE: NO. 00, LENGTH 17.0 - 18.0 CM, REUSABLE | SURGICAL INSTRUMENT TENDER
18616 | 4229680090800 | CURETTE, BONE, BRUNS/ROUND, SIZE: NO. 000, LENGTH 17.0 - 18.0 CM, REUSABLE | SURGICAL INSTRUMENT TENDER
18617 | 4229680090900 | CURETTE, BONE, BRUNS/ROUND, SIZE: NO. 0, LENGTH 17.0 - 18.0 CM, REUSABLE | SURGICAL INSTRUMENT TENDER
18618 | 4229680091000 | CURETTE, BONE, BRUNS/ROUND, SIZE: NO. 1, LENGTH 17.0 - 18.0 CM, REUSABLE | SURGICAL INSTRUMENT TENDER
18619 | 4229680091100 | CURETTE, BONE, BRUNS/ROUND, SIZE: NO. 2, LENGTH 17.0 - 18.0 CM, REUSABLE | SURGICAL INSTRUMENT TENDER
18620 | 4229680091200 | CURETTE, BONE, HALLE/MALLEABLE SHAFT, NO.2, STAINLESS STEEL, LENGTH 20 - 22 CM, REUSABLE | SURGICAL INSTRUMENT TENDER
18621 | 4229680091300 | PUNCH, BONE, BEYER, JAW WIDTH 1 - 1.8 MM, REUSABLE | SURGICAL INSTRUMENT TENDER
18622 | 4229680091400 | RONGEUR, BONE, GOUGING OUT, JANSEN/STRAIGHT, STAINLESS STEEL, LENGTH 17 - 18 CM, REUSABLE | SURGICAL INSTRUMENT TENDER
18623 | 4229680091500 | RONGEUR, BONE, GOUGING OUT, LUER/CURVED, STAINLESS STEEL, LENGTH 14 - 15 CM, REUSABLE | SURGICAL INSTRUMENT TENDER
18624 | 4229680091600 | RONGEUR, BONE, GOUGING OUT, LUER/STRAIGHT/CURVED, STAINLESS STEEL, LENGTH 14 - 15 CM, REUSABLE | SURGICAL INSTRUMENT TENDER
18625 | 4229680091700 | NEEDLE, INJECTION FOR LARYNGEAL PROCEDURES | EAR, NOSE & THROAT SUPPLIES (ENT)
18626 | 4229680091900 | CHISEL, CUTTING, ALEXANDER, BLADE WIDTH 10 MM, LENGTH 17 - 18 CM, REUSABLE | SURGICAL INSTRUMENT TENDER
18627 | 4229680092000 | CHISEL, CUTTING, ALEXANDER, BLADE WIDTH 6 MM, LENGTH 17 - 18 CM, REUSABLE | SURGICAL INSTRUMENT TENDER
18628 | 4229680092100 | CHISEL, CUTTING, ALEXANDER, BLADE WIDTH 8 MM, LENGTH 17 - 18 CM, REUSABLE | SURGICAL INSTRUMENT TENDER
18629 | 4229680092200 | CHISEL, CUTTING, FOMON/WITH GUIDE, BLADE WIDTH 7MM, LENGTH 16 - 17 CM, REUSABLE | SURGICAL INSTRUMENT TENDER
18630 | 4229680092400 | CURETTE, BONE, DOUBLE-ENDED/FAULKNER/OVAL/ROUND, STAINLESS STEEL, LENGTH 20 - 21 CM, REUSABLE | SURGICAL INSTRUMENT TENDER
18631 | 4229680092500 | CURETTE, BONE, EXTRACTION, SHARP/COAKLEY, SIZE NO 1, STAINLESS STEEL, LENGTH 17 - 18 CM, REUSABLE | SURGICAL INSTRUMENT TENDER
18632 | 4229680092600 | CURETTE, BONE, LEMPERT/SHARP, SIZE: NO 2, STAINLESS STEEL, LENGTH 21 - 22 CM, REUSABLE | SURGICAL INSTRUMENT TENDER
18633 | 4229680092700 | CURETTE/HOOKLET, FOR EAR, BLUNT, STAINLESS STEEL, LENGTH 13 - 14 CM, REUSABLE | SURGICAL INSTRUMENT TENDER
18634 | 4229680092800 | PROBE, TISSUE MANIPULATION, STAINLESS STEEL, DILATORY/RITTER HALLE, DIAMETER 4 MM, LENGTH 14 - 15 CM, REUSABLE | SURGICAL INSTRUMENT TENDER
18635 | 4229680093000 | SCISSORS, DISSECTING, METZENBAUM FINE/CURVED, STAINLESS STEEL, LENGTH = 11.0 - 12.0 CM, REUSABLE | SURGICAL INSTRUMENT TENDER
18636 | 4229680093100 | RETRACTOR, TONSILLECTOMY, WITH DISSECTOR/HURD, STAINLESS STEEL, LENGTH 22 - 23 CM, REUSABLE | SURGICAL INSTRUMENT TENDER
18637 | 4229680093200 | DISSECTOR, FISCH/LEFT/ANGULATED, STAINLESS STEEL, LENGTH 15 - 16 CM, REUSABLE | SURGICAL INSTRUMENT TENDER
18638 | 4229680093300 | DISSECTOR, FISCH/LEFT/ANGULATED, CURVED, STAINLESS STEEL, LENGTH 15 - 16 CM, REUSABLE | SURGICAL INSTRUMENT TENDER
18639 | 4229680093400 | DISSECTOR, FISCH/RIGHT/ANGULATED, STAINLESS STEEL, LENGTH 15 - 16 CM, REUSABLE | SURGICAL INSTRUMENT TENDER
18640 | 4229680093500 | DISSECTOR, FISCH/RIGHT/ANGULATED, CURVED, STAINLESS STEEL, LENGTH 15 - 16 CM, REUSABLE | SURGICAL INSTRUMENT TENDER
18641 | 4229680093600 | FORCEPS, EAR DRESSING, JANSEN/BAYONET, STAINLESS STEEL, LENGTH 18 - 19 CM, REUSABLE | SURGICAL INSTRUMENT TENDER
18642 | 4229680093700 | FORCEPS, GERALD/CURVED, STAINLESS STEEL, LENGTH 17 - 18 CM, REUSABLE | SURGICAL INSTRUMENT TENDER
18643 | 4229680093800 | CURETTE, BUCK, EAR, CURVED/BLUNT, SIZE: NO.0, STAINLESS STEEL, REUSABLE | SURGICAL INSTRUMENT TENDER
18644 | 4229680093900 | CURETTE, BUCK, EAR, CURVED/BLUNT, SIZE: NO.00, STAINLESS STEEL, REUSABLE | SURGICAL INSTRUMENT TENDER
18645 | 4229680094000 | CURETTE, BUCK, EAR, CURVED/BLUNT, SIZE: NO.000, STAINLESS STEEL, REUSABLE | SURGICAL INSTRUMENT TENDER
18646 | 4229680094100 | CURETTE, BUCK, EAR, CURVED/SHARP, SIZE: NO.0, STAINLESS STEEL, REUSABLE | SURGICAL INSTRUMENT TENDER
18647 | 4229680094200 | CURETTE, BUCK, EAR, CURVED/SHARP, SIZE: NO.00, STAINLESS STEEL, REUSABLE | SURGICAL INSTRUMENT TENDER
18648 | 4229680094300 | CURETTE, BUCK, EAR, CURVED/SHARP, SIZE: NO.000, STAINLESS STEEL, REUSABLE | SURGICAL INSTRUMENT TENDER
18649 | 4229680094400 | CURETTE, BUCK, EAR, CURVED/SHARP, SIZE: NO.1, STAINLESS STEEL, REUSABLE | SURGICAL INSTRUMENT TENDER
18650 | 4229680094500 | CURETTE, BUCK, EAR, STRAIGHT/BLUNT, SIZE: NO.1, STAINLESS STEEL, REUSABLE | SURGICAL INSTRUMENT TENDER
18651 | 4229680094600 | CURETTE, HOUSE, EAR, DOUBLE ENDED 1.0 AND 1.2, STAINLESS STEEL, LENGTH 14 - 15 CM, REUSABLE | SURGICAL INSTRUMENT TENDER
18652 | 4229680094700 | CURETTE, HOUSE, EAR, DOUBLE ENDED 1.5 AND 1.8, STAINLESS STEEL, LENGTH 14 - 15 CM, REUSABLE | SURGICAL INSTRUMENT TENDER
18653 | 4229680094800 | FORCEPS, EAR, TAMPON, TROELTSCH, LENGTH 10 - 11 CM, STAINLESS STEEL, REUSABLE | SURGICAL INSTRUMENT TENDER
18654 | 4229680094900 | HOOKLET OTOLOGY FIXATION/TRACTION DAY/LONG HOOK LENGTH=17.0CM REUSABLE | SURGICAL INSTRUMENT TENDER
18655 | 4229680095000 | HOOKLET OTOLOGY FIXATION/TRACTION DAY/SHORT HOOK LENGTH=17.0CM REUSABLE | SURGICAL INSTRUMENT TENDER
18656 | 4229680095100 | LOOP EAR OTOLOGY BILLEAU/NO.1 LENGTH=16.5CM REUSABLE | EAR, NOSE & THROAT SUPPLIES (ENT)
18657 | 4229680095200 | LOOP EAR OTOLOGY BILLEAU/NO.2 LENGTH=16.5CM REUSABLE | EAR, NOSE & THROAT SUPPLIES (ENT)
18658 | 4229680095300 | FORCEPS, EAR POLYPUS, HARTMANN/HOFFMANN, STRAIGHT, TIP WIDTH 2 MM, STAINLESS STEEL, REUSABLE | SURGICAL INSTRUMENT TENDER
18659 | 4229680095400 | FORCEPS, EAR POLYPUS, HARTMANN/WULLSTEIN, TIP WIDTH 1 MM, STAINLESS STEEL, REUSABLE | SURGICAL INSTRUMENT TENDER
18660 | 4229680095500 | FORCEPS, CUP, EAR POLYPUS, HARTMANN, ANGLED, TIP WIDTH 2 - 3 MM, STAINLESS STEEL, REUSABLE | SURGICAL INSTRUMENT TENDER
18661 | 4229680095600 | SNARE, EAR POLYPUS/KRAUSE, TOTAL LENGTH 18 CM, REUSABLE | SURGICAL INSTRUMENT TENDER
18662 | 4229680096000 | SPECULUM, EAR, DILATION, FARRIOR, STAINLESS STEEL, SIZE: 4/8.5MM, REUSABLE | SURGICAL INSTRUMENT TENDER
18663 | 4229680096100 | SPECULUM, EAR, DILATION, FARRIOR, STAINLESS STEEL, SIZE: 5/9.5MM, REUSABLE | SURGICAL INSTRUMENT TENDER
18664 | 4229680096300 | ELEVATOR, ADSON, CURVED/ROUND, STAINLESS STEEL, LENGTH 17 - 18 CM, REUSABLE | SURGICAL INSTRUMENT TENDER
18665 | 4229680096400 | ELEVATOR, BALLENGER HAJEK, STAINLESS STEEL, DIAMETER 6 MM, LENGTH 18 - 20 CM, RHINOLOGY, REUSABLE | SURGICAL INSTRUMENT TENDER
18666 | 4229680096500 | ELEVATOR, PERIOSTEAL, BAYONET SHAPED, STAINLESS STEEL, DIAMETER 4 MM, LENGTH 21.5 CM, REUSABLE | SURGICAL INSTRUMENT TENDER
18667 | 4229680096600 | ELEVATOR, PERIOSTEAL, BOIES/STRAIGHT, STAINLESS STEEL, DIAMETER 8 MM, LENGTH 18 -20 CM, REUSABLE | SURGICAL INSTRUMENT TENDER
18668 | 4229680096700 | ELEVATOR, PERIOSTEAL, COTTLE, STAINLESS STEEL, DIAMETER 4.5 MM, LENGTH 19 - 22 CM, REUSABLE | SURGICAL INSTRUMENT TENDER
18669 | 4229680096800 | ELEVATOR, HENKE, STAINLESS STEEL, DIAMETER 11.5 MM X 5 MM, LENGTH 22 - 25 CM, TONSILLECTOMY, REUSABLE | SURGICAL INSTRUMENT TENDER
18670 | 4229680097000 | FORCEPS ETHMOIDAL ANGLED 45 DEGREE UPWARD/NO.3 STAINLESS STEEL TIP WIDTH= 4.5MM REUSABLE | SURGICAL INSTRUMENT TENDER
18671 | 4229680097100 | FORCEPS, ETHMOIDAL, 45 DEGREE, UPWARD, NO. 4, TIP WIDTH 5 MM, STAINLESS STEEL, REUSABLE | SURGICAL INSTRUMENT TENDER
18672 | 4229680097200 | FORCEPS, ETHMOIDAL, 90 DEGREE, UPWARD, NO. 2, TIP WIDTH 3.5 MM, STAINLESS STEEL, REUSABLE | SURGICAL INSTRUMENT TENDER
18673 | 4229680097300 | FORCEPS, ETHMOIDAL, 90 DEGREE, UPWARD, NO. 3, TIP WIDTH 4.5 MM, STAINLESS STEEL, REUSABLE | SURGICAL INSTRUMENT TENDER
18674 | 4229680097400 | FORCEPS, ETHMOIDAL, WATSON-WILLIAM, SERRATED, STRAIGHT, WORKING LENGTH 12 CM, STAINLESS STEEL, REUSABLE | SURGICAL INSTRUMENT TENDER
18675 | 4229680097500 | FORCEPS, ETHMOIDAL, TAKAHASHI, STRAIGHT, WORKING LENGTH 12 CM, TOTAL LENGTH 19 CM, STAINLESS STEEL, REUSABLE | SURGICAL INSTRUMENT TENDER
18676 | 4229680097600 | TUBE, EXTENSION, BRUENINGS/CURVED, LENGTH 18 CM, FOR BRONCHOSCOPY, REUSABLE | SURGICAL INSTRUMENT TENDER
18677 | 4229680097700 | TUBE, EXTENSION, BRUENINGS/STRAIGHT, LENGTH 22 CM, FOR BRONCHOSCOPY, REUSABLE | SURGICAL INSTRUMENT TENDER
18678 | 4229680097800 | TUBE, EXTENSION, BRUENINGS/STRAIGHT, LENGTH 32 CM, FOR BRONCHOSCOPY, REUSABLE | SURGICAL INSTRUMENT TENDER
18679 | 4229680098000 | FORCEPS, MICRO CUP, CURVED/LEFT, DIAMETER 2 MM, LENGTH 23 CM, STAINLESS STEEL, REUSABLE | SURGICAL INSTRUMENT TENDER
18680 | 4229680098100 | FORCEPS, MICRO CUP, CURVED/RIGHT, DIAMETER 2 MM, LENGTH 23 CM, STAINLESS STEEL, REUSABLE | SURGICAL INSTRUMENT TENDER
18681 | 4229680098200 | FORCEPS, MICRO CUP, STRAIGHT, DIAMETER 2 MM, LENGTH 23 CM, STAINLESS STEEL, REUSABLE | SURGICAL INSTRUMENT TENDER
18682 | 4229680098300 | FORCEPS, MICRO CUP, UPWARD, DIAMETER 2 MM, LENGTH 23 CM, STAINLESS STEEL, REUSABLE | SURGICAL INSTRUMENT TENDER
18683 | 4229680098400 | FORCEPS, MICRO ALLIGATOR, UPWARD TO LEFT, LENGTH 22 - 23 CM, STAINLESS STEEL, REUSABLE | SURGICAL INSTRUMENT TENDER
18684 | 4229680098600 | FORCEPS, MICRO ALLIGATOR, UPWARD TO RIGHT, LENGTH 22 - 23 CM, STAINLESS STEEL, REUSABLE | SURGICAL INSTRUMENT TENDER
18685 | 4229680098800 | FORCEPS, CLAMP, MICRO, MOSQUITO/CURVED, STAINLESS STEEL, LENGTH 23 CM, REUSABLE | SURGICAL INSTRUMENT TENDER
18686 | 4229680098900 | FORCEPS, MICRO ALLIGATOR, CURVED UPWARD, LENGTH 22 - 23 CM, STAINLESS STEEL, REUSABLE | SURGICAL INSTRUMENT TENDER
18687 | 4229680099000 | FORCEPS, NASAL, TAMPON, WESTMACOTT, LENGTH 19 - 20 CM, STAINLESS STEEL, REUSABLE | SURGICAL INSTRUMENT TENDER
18688 | 4229680099100 | FORCEPS, CLAMP, NEGUS/NARROW/U-SHAPED/CURVED, STAINLESS STEEL, LENGTH 19 - 20 CM, REUSABLE | SURGICAL INSTRUMENT TENDER
18689 | 4229680099200 | FORCEPS, CLAMP, NEGUS/WIDE/CURVED, STAINLESS STEEL, LENGTH 18 - 20 CM, REUSABLE | SURGICAL INSTRUMENT TENDER
18690 | 4229680099300 | FORCEPS CLAMP SCHNIDT TONSIL/SLIGHTLY CURVED STAINLESS STEEL LENGTH 19 - 20 CM REUSABLE | SURGICAL INSTRUMENT TENDER
18691 | 4229680099400 | FORCEPS CLAMP SCHNIDT TONSIL /STRONGLY CURVED STAINLESS STEEL LENGTH 18 - 20 CM REUSABLE | SURGICAL INSTRUMENT TENDER
18692 | 4229680099500 | FORCEPS, FOREIGN BODY/MATHIEU/SHAFT, STAINLESS STEEL, LENGTH 19 - 20 CM, REUSABLE | SURGICAL INSTRUMENT TENDER
18693 | 4229680099600 | PROBE, TISSUE MANIPULATION, STAINLESS STEEL, KOCHER/GOITRE, WITH HOLE, LENGTH 15 - 17 CM, REUSABLE | SURGICAL INSTRUMENT TENDER
18694 | 4229680099700 | FORCEPS, CLAMP, GOITRE SEIZING/LAHEY, STAINLESS STEEL, LENGTH 20 CM, WITH TEETH, REUSABLE | SURGICAL INSTRUMENT TENDER
18695 | 4229680099800 | GOUGE, BONE, LENGTH 13 - 14 CM, TIP WIDTH 10 MM, REUSABLE | SURGICAL INSTRUMENT TENDER
18696 | 4229680099900 | GOUGE, BONE, LENGTH 13 - 14 CM, TIP WIDTH 8 MM, REUSABLE | SURGICAL INSTRUMENT TENDER
18697 | 4229680100000 | GOUGE, ALEXANDER, DIAMETER 10 MM, LENGTH 17 - 18 CM, REUSABLE | SURGICAL INSTRUMENT TENDER
18698 | 4229680100100 | GOUGE, ALEXANDER, DIAMETER 6 MM, LENGTH 17 - 18 CM, REUSABLE | SURGICAL INSTRUMENT TENDER
18699 | 4229680100200 | GOUGE, ALEXANDER, DIAMETER 8 MM, LENGTH 17 - 18 CM, REUSABLE | SURGICAL INSTRUMENT TENDER
18700 | 4229680100300 | GOUGE, BALLENGER, STRAIGHT, LENGTH 15 CM, TIP WIDTH 6 MM, REUSABLE | SURGICAL INSTRUMENT TENDER
18701 | 4229680100400 | GOUGE, PARTSCH, LENGTH 16 - 17 CM, TIP WIDTH 6 MM, REUSABLE | SURGICAL INSTRUMENT TENDER
18702 | 4229680100500 | DIRECTOR GROOVED STRAIGHT STAINLESS STEEL LENGTH=13.0CM REUSABLE | SURGICAL INSTRUMENT TENDER
18703 | 4229680100600 | FORCEPS, CLAMP, PEAN/STRAIGHT, STAINLESS STEEL, LENGTH 18 - 19 CM, REUSABLE | SURGICAL INSTRUMENT TENDER
18704 | 4229680100700 | HANDLE, ROD, KLEINSASSER INSTRUMENTS, REUSABLE | SURGICAL INSTRUMENT TENDER
18705 | 4229680100900 | HOOKLET OTOLOGY FIXATION/TRACTION WAGNER/CURVED/BLUNT/NO.7 LENGTH=14.0CM REUSABLE | SURGICAL INSTRUMENT TENDER
18706 | 4229680101000 | HOOKLET OTOLOGY FIXATION/TRACTION BARBARA/25.0 DEGREES TIP SIZE: 0.3MM LENGTH=16.0CM REUSABLE | SURGICAL INSTRUMENT TENDER
18707 | 4229680101100 | HOOKLET OTOLOGY FIXATION/TRACTION BARBARA/45.0 DEGREES TIP SIZE: 0.3MM LENGTH=16.0CM REUSABLE | SURGICAL INSTRUMENT TENDER
18708 | 4229680101200 | HOOKLET OTOLOGY FIXATION/TRACTION BARBARA/45.0 DEGREES TIP SIZE: 0.6MM LENGTH=16.0CM REUSABLE | SURGICAL INSTRUMENT TENDER
18709 | 4229680101300 | HOOKLET OTOLOGY FIXATION/TRACTION BARBARA/45.0 DEGREES TIP SIZE: 1.5MM LENGTH=16.0CM REUSABLE | SURGICAL INSTRUMENT TENDER
18710 | 4229680101400 | HOOKLET OTOLOGY FIXATION/TRACTION BARBARA/90.0 DEGREES TIP SIZE: 0.3MM LENGTH=16.0CM REUSABLE | SURGICAL INSTRUMENT TENDER
18711 | 4229680101500 | HOOKLET OTOLOGY FIXATION/TRACTION BARBARA/90.0 DEGREES TIP SIZE: 0.6MM LENGTH=16.0CM REUSABLE | SURGICAL INSTRUMENT TENDER
18712 | 4229680101600 | HOOKLET OTOLOGY FIXATION/TRACTION BARBARA/90.0 DEGREES TIP SIZE: 1.0MM LENGTH=16.0CM REUSABLE | SURGICAL INSTRUMENT TENDER
18713 | 4229680101700 | HOOKLET OTOLOGY FIXATION/TRACTION BARBARA/90.0 DEGREES TIP SIZE: 1.2MM LENGTH=16.0CM REUSABLE | SURGICAL INSTRUMENT TENDER
18714 | 4229680101800 | HOOKLET OTOLOGY FIXATION/TRACTION BARBARA/90.0 DEGREES TIP SIZE: 1.5MM LENGTH=16.0CM REUSABLE | SURGICAL INSTRUMENT TENDER
18715 | 4229680101900 | HOOKLET OTOLOGY FIXATION/TRACTION BARBARA/CURVED TIP SIZE: 1.0MM LENGTH=16.0CM REUSABLE | SURGICAL INSTRUMENT TENDER
18716 | 4229680102000 | RETRACTOR WOUND FIXATION/TRACTION CUSHING TIP SIZE: 18.0MM LENGTH=20.5CM REUSABLE | SURGICAL INSTRUMENT TENDER
18717 | 4229680102100 | HOOKLET, OTOLOGY, FIXATION/TRACTION, PROBE END/LUCAE/NO.2, LENGTH 15 - 17 CM, REUSABLE | SURGICAL INSTRUMENT TENDER
18718 | 4229680102200 | FORCEPS, GRASPING, ALLIGATOR/FULLER, STAINLESS STEEL, REUSABLE | SURGICAL INSTRUMENT TENDER
18719 | 4229680102300 | SCISSORS SURGICAL IRIS/SHARP-SHARP/CURVED STAINLESS STEEL LENGTH=10.5CM REUSABLE | SURGICAL INSTRUMENT TENDER
18720 | 4229680102400 | KNIFE, KLEINSASSER LARYNGEAL, ROUND, ANGLED 45 DEGREE, LENGTH 24 - 25 CM, TIP DIAMETER 2.5 MM, STAINLESS STEEL, REUSABLE | SURGICAL INSTRUMENT TENDER
18721 | 4229680102500 | KNIFE, MASING, CARTILAGE, CURVED, LENGTH 13 - 14 CM, STAINLESS STEEL, REUSABLE | SURGICAL INSTRUMENT TENDER
18722 | 4229680102600 | KNIFE, KLEINSASSER LARYNGEAL, GOLF STICK SHAPED, STAINLESS STEEL, LENGTH 24 - 25CM, REUSABLE | SURGICAL INSTRUMENT TENDER
18723 | 4229680102700 | KNIFE, MUCK PERIOSTEAL, STAINLESS STEEL, LENGTH 12 - 14 CM, REUSABLE | SURGICAL INSTRUMENT TENDER
18724 | 4229680102800 | KNIFE, KLEINSASSER LARYNGEAL, ROUND/ACROSS OVAL, STAINLESS STEEL, LENGTH 24 - 25 CM, REUSABLE | SURGICAL INSTRUMENT TENDER
18725 | 4229680102900 | KNIFE, SICKLE SHAPED/CURVED, LENGTH 24 - 25 CM, STAINLESS STEEL, REUSABLE | SURGICAL INSTRUMENT TENDER
18726 | 4229680103000 | KNIFE, KLEINSASSER LARYNGEAL, STRAIGHT CUTTING, STAINLESS STEEL, LENGTH 24 - 25 CM, REUSABLE | SURGICAL INSTRUMENT TENDER
18727 | 4229680103100 | KNIFE, KLEINSASSER LARYNGEAL, VERTICAL CUTTING/ROUND, LENGTH 24 - 25 CM, STEEL CARBIDE, REUSABLE | SURGICAL INSTRUMENT TENDER
18728 | 4229680103200 | MIRROR LARYNGEAL WITHOUT HANDLE DIAMETER=16.0MM REUSABLE | SURGICAL INSTRUMENT TENDER
18729 | 4229680103300 | MIRROR LARYNGEAL WITHOUT HANDLE DIAMETER=18.0MM REUSABLE | SURGICAL INSTRUMENT TENDER
18730 | 4229680103500 | MALLET HAMMERING COTTLE WEIGHT: 300.0GM LENGTH=19.0CM REUSABLE | SURGICAL INSTRUMENT TENDER
18731 | 4229680103600 | MALLET HAMMERING WILLIGER WEIGHT: 275.0GM LENGTH=24.0CM REUSABLE | SURGICAL INSTRUMENT TENDER
18732 | 4229680103800 | SCISSORS MICRO-EAR WULLSTEIN/STRAIGHT STAINLESS STEEL TIP WIDTH= 4.0MM REUSABLE | SURGICAL INSTRUMENT TENDER
18733 | 4229680103900 | FORCEPS, TISSUE, DELICATE/STRAIGHT, STAINLESS STEEL, TEETH: 1X2, LENGTH 10 - 11 CM, REUSABLE | SURGICAL INSTRUMENT TENDER
18734 | 4229680104000 | ELEVATOR, ROSEN, TIP ANGLED 15 DEGREES, 12 MM LONG, WIDTH 1.5 MM, LENGTH 16 CM | EAR, NOSE & THROAT SUPPLIES (ENT)
18735 | 4229680104100 | FORCEPS, MICRO CUP, STRAIGHT, LENGTH 8 CM, TIP SIZE 4 MM X 0.9 MM, STAINLESS STEEL, REUSABLE | SURGICAL INSTRUMENT TENDER
18736 | 4229680104200 | FORCEPS, ALLIGATOR, MICRO EAR, STRAIGHT, TIP SIZE 4 MM X 0.6 MM, LENGTH 8 CM, STAINLESS STEEL, REUSABLE | SURGICAL INSTRUMENT TENDER
18737 | 4229680104300 | FORCEPS, ALLIGATOR, MICRO EAR, STRAIGHT, TIP SIZE 4 MM X 0.8 MM, LENGTH 8 CM, STAINLESS STEEL, REUSABLE | SURGICAL INSTRUMENT TENDER
18738 | 4229680104700 | FORCEPS, GRASPING, MINI-ALLIGATOR/MCGEE, STRAIGHT, SERRATED, STAINLESS STEEL, REUSABLE | SURGICAL INSTRUMENT TENDER
18739 | 4229680104800 | GAG, MOUTH, PREVENT MOUTH CLOSING, DAVIS BOYLE/COMPLETE, REUSABLE | SURGICAL INSTRUMENT TENDER
18740 | 4229680104900 | GAG, MOUTH, PREVENT MOUTH CLOSING, JENNINGS, LENGTH 10 - 11 CM, REUSABLE | SURGICAL INSTRUMENT TENDER
18741 | 4229680105000 | GAG, MOUTH, PREVENT MOUTH CLOSING, JENNINGS, LENGTH 16 - 17 CM, REUSABLE | SURGICAL INSTRUMENT TENDER
18742 | 4229680105100 | GAG, MOUTH, PREVENT MOUTH CLOSING, MCIVOR/COMPLETE, REUSABLE | SURGICAL INSTRUMENT TENDER
18743 | 4229680105200 | KNIFE, TABB MUCOSA, LENGTH 15 - 16 CM, STAINLESS STEEL, REUSABLE | SURGICAL INSTRUMENT TENDER
18744 | 4229680105300 | CHISEL, NASAL, CUTTING, SILVER/STRAIGHT, BLADE WIDTH 5 MM, LENGTH 17 - 18 CM, REUSABLE | SURGICAL INSTRUMENT TENDER
18745 | 4229680105400 | FORCEPS, WEIL-BLAKESLEY, NASAL, STRAIGHT, JAW WIDTH 4.5 MM,TOTAL LENGTH 12 - 13 CM, STAINLESS STEEL,REUSABLE | SURGICAL INSTRUMENT TENDER
18746 | 4229680105500 | FORCEPS, TONSIL, HARTMANN, JAW DIAMETER 7 MM, STAINLESS STEEL, REUSABLE | SURGICAL INSTRUMENT TENDER
18747 | 4229680105600 | SNARE NASAL POLYPS REMOVAL KRAUSE LENGTH=26.0CM REUSABLE | SURGICAL INSTRUMENT TENDER
18748 | 4229680105700 | SCISSORS SURGICAL HEYMANN KNEE BENT STRAIGHT STAINLESS STEEL LENGTH=18.0CM REUSABLE | SURGICAL INSTRUMENT TENDER
18749 | 4229680105800 | SCISSORS SURGICAL HEYMANN/SERRATED STAINLESS STEEL LENGTH=18.0CM REUSABLE | SURGICAL INSTRUMENT TENDER
18750 | 4229680105900 | NEEDLE OTOLOGY BARBARA/CURVED/BLUNT LENGTH=16.0CM REUSABLE | SURGICAL INSTRUMENT TENDER
18751 | 4229680106000 | NEEDLE OTOLOGY BARBARA/SLIGHTLY CURVED LENGTH=16.0CM REUSABLE | SURGICAL INSTRUMENT TENDER
18752 | 4229680106100 | NEEDLE OTOLOGY BARBARA/STRAIGHT LENGTH=16.0CM REUSABLE | SURGICAL INSTRUMENT TENDER
18753 | 4229680106200 | NEEDLE OTOLOGY BARBARA/STRONGLY CURVED LENGTH=16.0CM REUSABLE | SURGICAL INSTRUMENT TENDER
18754 | 4229680106300 | NEEDLE HOLDER, ADSON/FENESTRATED, STAINLESS STEEL, LENGTH 18 CM, REUSABLE | SURGICAL INSTRUMENT TENDER
18755 | 4229680106400 | NEEDLE HOLDER, DERF/LONGITUDINAL SERRATION, LENGTH 13 CM, STAINLESS STEEL, REUSABLE | SURGICAL INSTRUMENT TENDER
18756 | 4229680106600 | LARYNGOSCOPE, LARYNX EXAMINATION,NO.3, LENGTH 18 CM, REUSABLE | SURGICAL INSTRUMENT TENDER
18757 | 4229680106700 | LARYNGOSCOPE, LARYNX EXAMINATION, NO.5, LENGTH 17 CM, REUSABLE | SURGICAL INSTRUMENT TENDER
18758 | 4229680106800 | LARYNGOSCOPE, LARYNX EXAMINATION/SPREAD, NO.5, LENGTH 17 CM, REUSABLE | SURGICAL INSTRUMENT TENDER
18759 | 4229680106900 | LARYNGOSCOPE, LARYNX EXAMINATION, NO.6, LENGTH 17 CM, REUSABLE | SURGICAL INSTRUMENT TENDER
18760 | 4229680107000 | LARYNGOSCOPE, LARYNX EXAMINATION/SPREAD, NO.6, LENGTH 18 CM, REUSABLE | SURGICAL INSTRUMENT TENDER
18761 | 4229680107100 | OSTEOTOME, BONE CUTTING, COTTLE/GRADUATED, BLADE WIDTH 9 MM, LENGTH 18 - 19 CM, REUSABLE | SURGICAL INSTRUMENT TENDER
18762 | 4229680107200 | OSTEOTOME BONE CUTTING WALTER BLADE WIDTH= 7.0MM LENGTH=19.0CM REUSABLE | SURGICAL INSTRUMENT TENDER
18763 | 4229680107300 | NEEDLE, PALATAL, HURD CLEFT/RIGHT, LENGTH 20 - 21 CM, REUSABLE | SURGICAL INSTRUMENT TENDER
18764 | 4229680107500 | RASPATORY, SCRAPING, LEMPERT, BLADE SIZE: 3 MM, LENGTH 16 - 17 CM, REUSABLE | SURGICAL INSTRUMENT TENDER
18765 | 4229680107600 | ELEVATOR, LEMPERT, CURVED, WIDTH 7 MM, LENGTH 18 CM | EAR, NOSE & THROAT SUPPLIES (ENT)
18766 | 4229680107700 | RETRACTOR, THYROID, SCHOENBORN, STAINLESS STEEL, TIP SIZE: 6 MM X 13 MM, LENGTH 20 - 21 CM, REUSABLE | SURGICAL INSTRUMENT TENDER
18767 | 4229680107800 | RETRACTOR, WOUND, LANGENBECK, STAINLESS STEEL, TIP SIZE: 60 MM X 18 MM, LENGTH 21.5 CM, REUSABLE | SURGICAL INSTRUMENT TENDER
18768 | 4229680107900 | RETRACTOR, LAHEY, STAINLESS STEEL, TIP SIZE: 28 - 31 MM X 6 MM, LENGTH 19 - 21 CM, REUSABLE | SURGICAL INSTRUMENT TENDER
18769 | 4229680108000 | RETRACTOR, SOFT PALATE, NAGER, STAINLESS STEEL, LENGTH 23 - 24 CM, REUSABLE | SURGICAL INSTRUMENT TENDER
18770 | 4229680108100 | KNIFE, CONVERSE/CURVED, LENGTH 16 - 17 CM, STAINLESS STEEL, REUSABLE | SURGICAL INSTRUMENT TENDER
18771 | 4229680108200 | KNIFE, ROSEN, ROUND CUT, 90 DEGREE, LENGTH 15 CM, TIP DIAMETER 1 MM, STAINLESS STEEL, REUSABLE | SURGICAL INSTRUMENT TENDER
18772 | 4229680108300 | KNIFE, ROSEN, ROUND CUT, 90 DEGREE, LENGTH 15 CM, TIP DIAMETER 1.4 MM, STAINLESS STEEL, REUSABLE | SURGICAL INSTRUMENT TENDER
18773 | 4229680108500 | KNIFE, ROSEN, ROUND CUT, 90 DEGREE, LENGTH 15 CM, TIP DIAMETER 2.0 MM, STAINLESS STEEL, REUSABLE | SURGICAL INSTRUMENT TENDER
18774 | 4229680108600 | KNIFE, ROSEN, ROUND CUT, 90 DEGREE, LENGTH 15 CM, TIP DIAMETER 2.6 MM, STAINLESS STEEL, REUSABLE | SURGICAL INSTRUMENT TENDER
18775 | 4229680108700 | RING, RUBBER, CHEST SUPPORT, REUSABLE | SURGICAL INSTRUMENT TENDER
18776 | 4229680109000 | BLADE SCALPEL WITH PLASTIC HANDLE AND RETRACTABLE BLADE SIZE 15 DISPOSABLE STERILE.. | SUPPLEMENTARY GENERAL CONSUMABLES
18777 | 4229680109100 | SCISSORS SURGICAL DELICATE/SHARP/BLUNT/CURVED STAINLESS STEEL LENGTH=12.0CM REUSABLE | SURGICAL INSTRUMENT TENDER
18778 | 4229680109200 | SCISSORS OPERATING DELICATE/SHARP-SHARP/CURVED STAINLESS STEEL LENGTH=14.5CM REUSABLE | SURGICAL INSTRUMENT TENDER
18779 | 4229680109300 | SCISSORS MICRO JABOMA/CLEFT PALATE/ANGLED STAINLESS STEEL LENGTH=18.0CM REUSABLE | SURGICAL INSTRUMENT TENDER
18780 | 4229680109400 | SCISSORS MICRO JABOMA/CLEFT PALATE/LEFT STAINLESS STEEL LENGTH=18.0CM REUSABLE | SURGICAL INSTRUMENT TENDER
18781 | 4229680109500 | SCISSORS MICRO JABOMA/CLEFT PALATE/RIGHT STAINLESS STEEL LENGTH=18.0CM REUSABLE | SURGICAL INSTRUMENT TENDER
18782 | 4229680109800 | SCISSORS MICRO SHARP-SHARP/STRAIGHT STAINLESS STEEL LENGTH=23.0CM TIP WIDTH= 4.0MM REUSABLE | SURGICAL INSTRUMENT TENDER
18783 | 4229680109900 | SCISSORS MICRO SHARP-SHARP/UPWARDS STAINLESS STEEL LENGTH=23.0CM TIP WIDTH= 4.0MM REUSABLE | SURGICAL INSTRUMENT TENDER
18784 | 4229680110000 | SCISSORS OPERATING SANVENERO/SHARP-SHARP/CURVED STAINLESS STEEL LENGTH=14.0CM REUSABLE | SURGICAL INSTRUMENT TENDER
18785 | 4229680110100 | SCISSORS OPERATING SANVENERO/SHARP-SHARP/STRAIGHT STAINLESS STEEL LENGTH=14.0CM REUSABLE | SURGICAL INSTRUMENT TENDER
18786 | 4229680110200 | ELEVATOR, SEPTUM, COTTLE, STAINLESS STEEL, DIAMETER 3.7 MM, LENGTH 20 - 23 CM, REUSABLE | SURGICAL INSTRUMENT TENDER
18787 | 4229680110300 | ELEVATOR, SEPTUM, FREER/BLUNT, STAINLESS STEEL, LENGTH 19 - 20 CM, REUSABLE | SURGICAL INSTRUMENT TENDER
18788 | 4229680110500 | ELEVATOR, SEPTUM, KILLIAN, STAINLESS STEEL, DIAMETER 4 MM, LENGTH 18 - 19 CM, REUSABLE | SURGICAL INSTRUMENT TENDER
18789 | 4229680110600 | ELEVATOR, SEPTUM, MCKENTY, STAINLESS STEEL, DIAMETER 4 MM, LENGTH 14 - 15 CM, REUSABLE | SURGICAL INSTRUMENT TENDER
18790 | 4229680110700 | FORCEPS, SEPTUM, BRUENINGS, NO. 1, LENGTH 16 - 19 CM, STAINLESS STEEL, REUSABLE | SURGICAL INSTRUMENT TENDER
18791 | 4229680110800 | FORCEPS, SEPTUM, BRUENINGS, NO. 2, LENGTH 16 - 19 CM, STAINLESS STEEL, REUSABLE | SURGICAL INSTRUMENT TENDER
18792 | 4229680110900 | FORCEPS, SEPTUM, BRUENINGS, NO. 3, LENGTH 16 - 19 CM, STAINLESS STEEL, REUSABLE | SURGICAL INSTRUMENT TENDER
18793 | 4229680111000 | FORCEPS, SEPTUM, MIDDLETON/OPEN, LENGTH 19 - 20 CM, STAINLESS STEEL, REUSABLE | SURGICAL INSTRUMENT TENDER
18794 | 4229680111100 | KNIFE, SEPTUM, FREER/CURVED, STAINLESS STEEL, LENGTH 18 - 19CM, REUSABLE | SURGICAL INSTRUMENT TENDER
18795 | 4229680111200 | FORCEPS, SEPTUM STRAIGHTENING, LEFT, LENGTH 22 - 23 CM, STAINLESS STEEL, REUSABLE | SURGICAL INSTRUMENT TENDER
18796 | 4229680111300 | FORCEPS, SEPTUM STRAIGHTENING, RIGHT, LENGTH 22 - 23 CM, STAINLESS STEEL, REUSABLE | SURGICAL INSTRUMENT TENDER
18797 | 4229680111400 | GOUGE, RHINOLOGY, KILLIAN, LENGTH 16 CM, TIP WIDTH 5 MM, REUSABLE | SURGICAL INSTRUMENT TENDER
18798 | 4229680111500 | KNIFE, SICKLE/WULLSTEIN/STRAIGHT, LENGTH 15 - 16 CM, STAINLESS STEEL, REUSABLE | SURGICAL INSTRUMENT TENDER
18799 | 4229680111600 | MESH, SUPPORT, SILICONE, SIZE 48 CM X 25 CM, REUSABLE | SURGICAL INSTRUMENT TENDER
18800 | 4229680112100 | PUNCH SPHENOIDAL DOWNWARDS JAW WIDTH= 3.5MM X 3.5MM REUSABLE | SURGICAL INSTRUMENT TENDER
18801 | 4229680112200 | PUNCH SPHENOIDAL UPWARDS JAW WIDTH= 3.5MM X 3.5MM REUSABLE | SURGICAL INSTRUMENT TENDER
18802 | 4229680112300 | PUNCH SPHENOIDAL UPWARDS JAW WIDTH= 5.0MM X 5.0MM LENGTH=18.0CM REUSABLE | SURGICAL INSTRUMENT TENDER
18803 | 4229680112400 | FORCEPS, CLAMP, SPLINTER, PIETZ ANGLED, STAINLESS STEEL, LENGTH 12 - 13 CM, REUSABLE | SURGICAL INSTRUMENT TENDER
18804 | 4229680112500 | SPREADER RETRACTORS PLESTER/BLUNT STAINLESS STEEL LENGTH=13.0CM TEETH: 2X1 REUSABLE | SURGICAL INSTRUMENT TENDER
18805 | 4229680112600 | SPREADER RETRACTORS PLESTER/BLUNT/LEFT STAINLESS STEEL LENGTH=10.5CM REUSABLE | EAR, NOSE & THROAT SUPPLIES (ENT)
18806 | 4229680112700 | SPREADER RETRACTORS PLESTER/BLUNT/RIGHT STAINLESS STEEL LENGTH=10.5CM REUSABLE | EAR, NOSE & THROAT SUPPLIES (ENT)
18807 | 4229680113000 | CANNULA, SUCTION, MALLEABLE, DIAMETER 1 - 2MM, LENGTH 16 CM, REUSABLE | SURGICAL INSTRUMENT TENDER
18808 | 4229680113100 | TUBE, SUCTION, BABY-YANKAUER, LENGTH 20 - 22 CM, REUSABLE | SURGICAL INSTRUMENT TENDER
18809 | 4229680113600 | TUBE, SUCTION, PLESTER, DIAMETER 2.0MM, LENGTH 19 - 20 CM, REUSABLE | SURGICAL INSTRUMENT TENDER
18810 | 4229680113700 | TUBE, SUCTION, PLESTER, DIAMETER 2.5MM, LENGTH 19 - 20 CM, REUSABLE | SURGICAL INSTRUMENT TENDER
18811 | 4229680113800 | TUBE, SUCTION, PLESTER, DIAMETER 3.0MM, LENGTH 19 -20 CM, REUSABLE | SURGICAL INSTRUMENT TENDER
18812 | 4229680113900 | TUBE, SUCTION TO REMOVE VAPOR FOR LARYNGOSCOPE, ASSORTED LENGTHS | EAR, NOSE & THROAT SUPPLIES (ENT)
18813 | 4229680114000 | TUBE, SUCTION, WULLSTEIN/WITH 3 CANNULAS, REUSABLE | SURGICAL INSTRUMENT TENDER
18814 | 4229680114200 | KNIFE, SWIVEL, BALLENGER, BAYONET, LENGTH 4 MM, STAINLESS STEEL, REUSABLE | SURGICAL INSTRUMENT TENDER
18815 | 4229680114300 | FORCEPS, POTTS-SMITH, TUNGSTEN CARBIDE, LENGTH 20 CM, REUSABLE | SURGICAL INSTRUMENT TENDER
18816 | 4229680114400 | FORCEPS, JABOMA, TUNGSTEN CARBIDE, LENGTH 18 CM, REUSABLE | SURGICAL INSTRUMENT TENDER
18817 | 4229680114500 | FORCEPS, JABOMA/ANGLED, TUNGSTEN CARBIDE, LENGTH 18 CM, 1X2, REUSABLE | SURGICAL INSTRUMENT TENDER
18818 | 4229680114600 | NEEDLE HOLDER, HEGAR-BAUMGARTNER, LENGTH 12 - 13 CM, TUNGSTEN CARBIDE, REUSABLE | SURGICAL INSTRUMENT TENDER
18819 | 4229680114700 | NEEDLE HOLDER, JABOMA/WITH LOCK, TUNGSTEN CARBIDE, LENGTH 18 CM, REUSABLE | SURGICAL INSTRUMENT TENDER
18820 | 4229680114800 | FORCEPS, TISSUE, JABOMA/STRAIGHT, TUNGSTEN CARBIDE, LENGTH 18 CM, 1X2, REUSABLE | SURGICAL INSTRUMENT TENDER
18821 | 4229680114900 | HOOKLET RHINOLOGY FIXATION/TRACTION TENACULUM/COTTLE/SHARP LENGTH=17.0CM REUSABLE | SURGICAL INSTRUMENT TENDER
18822 | 4229680115000 | FORCEPS TIP, FOR LARYNGEAL/FRAENKEL/SERRATED, STAINLESS STEEL, COMPATIBLE WITH UNIVERSAL HANDLE, REUSABLE | SURGICAL INSTRUMENT TENDER
18823 | 4229680115100 | FORCEPS TIP, FOR LARYNGEAL/SEIFFERT/COARSE, STAINLESS STEEL, COMPATIBLE WITH UNIVERSAL HANDLE, REUSABLE | SURGICAL INSTRUMENT TENDER
18824 | 4229680115200 | FORCEPS, TISSUE, STANDARD, STAINLESS STEEL, LENGTH 12 CM, TEETH: 1X2, REUSABLE | SURGICAL INSTRUMENT TENDER
18825 | 4229680115300 | DEPRESSOR, TONGUE, DISTANCING, MCIVOR/FENESTRATED/NO.2, REUSABLE | SURGICAL INSTRUMENT TENDER
18826 | 4229680115400 | DEPRESSOR, TONGUE, DISTANCING, DAVIS -BOYLE, FENESTRATED/NO.4, REUSABLE | SURGICAL INSTRUMENT TENDER
18827 | 4229680115500 | FORCEPSCLAMP TONSIL SEIZING/BLOHMKE STAINLESS STEEL LENGTH 20 - 21 CM WITH TEETH REUSABLE | SURGICAL INSTRUMENT TENDER
18828 | 4229680115600 | FORCEPS, TONSIL, HARTMANN, JAW DIAMETER 13 MM, STAINLESS STEEL, REUSABLE | SURGICAL INSTRUMENT TENDER
18829 | 4229680115700 | FORCEPS, TONSIL, HARTMANN, JAW DIAMETER 15 MM, STAINLESS STEEL, REUSABLE | SURGICAL INSTRUMENT TENDER
18830 | 4229680115800 | KNIFE, TONSIL, BRUENINGS, LENGTH 21 - 23 CM, STAINLESS STEEL, REUSABLE | SURGICAL INSTRUMENT TENDER
18831 | 4229680115900 | KNIFE, TONSIL, FISHER, LENGTH 20 - 23 CM, STAINLESS STEEL, REUSABLE | SURGICAL INSTRUMENT TENDER
18832 | 4229680116000 | SCISSORS OPERATING TONSIL/BOETTCHER/BLUNT STAINLESS STEEL LENGTH=18.0CM REUSABLE | SURGICAL INSTRUMENT TENDER
18833 | 4229680116100 | FORCEPS, CLAMP, TONSIL, SEIZING/WHITE/CURVED, STAINLESS STEEL, LENGTH 18 - 20 CM, REUSABLE | SURGICAL INSTRUMENT TENDER
18834 | 4229680116200 | TONSIL SNARE, EVE, WITH RATCHET, LENGTH 28 - 29 CM, REUSABLE | SURGICAL INSTRUMENT TENDER
18835 | 4229680116300 | TONSIL SNARE, EVE, WITHOUT RATCHET, LENGTH 28 - 29 CM, REUSABLE | SURGICAL INSTRUMENT TENDER
18836 | 4229680116400 | TONSIL SNARE, TYDING, WITH ONE TIP, REUSABLE | SURGICAL INSTRUMENT TENDER
18837 | 4229680116500 | PERFORATOR, TYMPANUM, OTOLOGY, HORIZONTAL, LENGTH 16 - 17 CM, REUSABLE | SURGICAL INSTRUMENT TENDER
18838 | 4229680116600 | PERFORATOR, TYMPANUM, OTOLOGY, STRAIGHT, LENGTH 16 - 18 CM, REUSABLE | SURGICAL INSTRUMENT TENDER
18839 | 4229680116700 | PERFORATOR, TYMPANUM, OTOLOGY, VERTICAL, LENGTH 15 - 17 CM, REUSABLE | SURGICAL INSTRUMENT TENDER
18840 | 4229680116800 | UNIVERSAL HANDLE FOR LARYNGEAL/HUBER, STAINLESS STEEL, REUSABLE | SURGICAL INSTRUMENT TENDER
18841 | 4229680116900 | FORCEPS, GRASPING, ALLIGATOR/MCGEE, DOWNWARD, TIP SIZE 3.5 MM X 0.8 MM, STAINLESS STEEL, REUSABLE | SURGICAL INSTRUMENT TENDER
18842 | 4229680117000 | SPREADER OPHTHALMIC SHARP/3X4TEETH LENGTH=7.0CM REUSABLE | SURGICAL INSTRUMENT TENDER
18843 | 4229680117100 | ELEVATOR ZYGOMA GILLIES/ANGULATED STAINLESS STEEL LENGTH=25.0CM REUSABLE | SURGICAL INSTRUMENT TENDER
18844 | 4229680117500 | CURETTE, BUCK, EAR, CURVED/BLUNT, SIZE: NO.1, STAINLESS STEEL, REUSABLE | SURGICAL INSTRUMENT TENDER
18845 | 4229680117600 | CURETTE, BUCK, EAR, CURVED/BLUNT, SIZE: NO.2, STAINLESS STEEL, REUSABLE | SURGICAL INSTRUMENT TENDER
18846 | 4229680117700 | FORCEPS, CUP, EAR POLYPUS, HARTMANN, STRAIGHT, TIP WIDTH 2 - 3 MM, STAINLESS STEEL, REUSABLE | SURGICAL INSTRUMENT TENDER
18847 | 4229680117800 | FORCEPS, EAR DRESSING, JANSEN/BAYONET, STAINLESS STEEL, LENGTH 14 - 15 CM, REUSABLE | SURGICAL INSTRUMENT TENDER
18848 | 4229680117900 | FORCEPS, EAR POLYPUS, HARTMANN, STRAIGHT, LENGTH 11 - 12 CM, STAINLESS STEEL, REUSABLE | SURGICAL INSTRUMENT TENDER
18849 | 4229680118000 | FORCEPS, EAR POLYPUS, HARTMANN/WULLSTEIN/ALLIGATOR, LENGTH 8 CM, STAINLESS STEEL, REUSABLE | SURGICAL INSTRUMENT TENDER
18850 | 4229680118100 | FORCEPS, EAR POLYPUS, STRUEMPEL, STRAIGHT, WORKING LENGTH 8 CM, STAINLESS STEEL, REUSABLE | SURGICAL INSTRUMENT TENDER
18851 | 4229680118200 | FORCEPS, EAR POLYPUS, HARTMANN, STRAIGHT, LENGTH 13 - 14 CM, STAINLESS STEEL, REUSABLE | SURGICAL INSTRUMENT TENDER
18852 | 4229680118300 | FORCEPS, EAR POLYPUS, HARTMANN, STRAIGHT, LENGTH 8 - 9 CM, STAINLESS STEEL, REUSABLE | SURGICAL INSTRUMENT TENDER
18853 | 4229680118500 | SPECULUM, HARTMANN EAR, STANDARD MODEL, ASSORTED SIZES | EAR, NOSE & THROAT SUPPLIES (ENT)
18854 | 4229680119200 | CATHETER, EUSTACHIAN, EAR DRAINAGE, HARTMANN/SIZE NO:1, LENGTH 13 - 15 CM, REUSABLE | SURGICAL INSTRUMENT TENDER
18855 | 4229680119300 | CATHETER, EUSTACHIAN, EAR DRAINAGE, HARTMANN/SIZE NO:2, LENGTH 13 - 15 CM, REUSABLE | SURGICAL INSTRUMENT TENDER
18856 | 4229680119400 | CATHETER EUSTACHIAN EAR DRAINAGE HARTMANN/SIZE NO:3 LENGTH 13 - 15 CM REUSABLE | SURGICAL INSTRUMENT TENDER
18857 | 4229680119500 | LEVER FOREIGN BODY OCTOLOGY ZAUFAL LENGTH=15.0CM REUSABLE | SURGICAL INSTRUMENT TENDER
18858 | 4229680119600 | HANDLE LARYNGEAL MIRROR LENGTH=12.5CM REUSABLE | SURGICAL INSTRUMENT TENDER
18859 | 4229680119700 | PROBE, WAGENER EAR HOOK, STAINLESS STEEL, DIAMETER 3 MM, LENGTH 14 - 15 CM, REUSABLE | SURGICAL INSTRUMENT TENDER
18860 | 4229680119800 | PROBE, WAGENER EAR HOOK, STAINLESS STEEL, DIAMETER 4 MM, LENGTH 14 - 15 CM, REUSABLE | SURGICAL INSTRUMENT TENDER
18861 | 4229680119900 | HOOKLET OTOLOGY FIXATION/TRACTION PROBE END/LUCAE/NO.1 LENGTH=14.0CM REUSABLE | SURGICAL INSTRUMENT TENDER
18862 | 4229680120000 | MIRROR LARYNGEAL MICHEL DIAMETER=12.0MM REUSABLE | SURGICAL INSTRUMENT TENDER
18863 | 4229680120100 | MIRROR LARYNGEAL MICHEL DIAMETER=14.0MM REUSABLE | SURGICAL INSTRUMENT TENDER
18864 | 4229680120300 | MIRROR LARYNGEAL RHODIUM/WITH HANDLE DIAMETERNO.00 REUSABLE | SURGICAL INSTRUMENT TENDER
18865 | 4229680120500 | MIRROR LARYNGEAL RHODIUM/WITH HANDLE DIAMETERNO.2 REUSABLE | SURGICAL INSTRUMENT TENDER
18866 | 4229680120600 | MIRROR LARYNGEAL RHODIUM/WITHOUT HANDLE DIAMETERNO.0 REUSABLE | SURGICAL INSTRUMENT TENDER
18867 | 4229680120700 | MIRROR LARYNGEAL RHODIUM/WITHOUT HANDLE DIAMETERNO.1 REUSABLE | SURGICAL INSTRUMENT TENDER
18868 | 4229680120800 | MIRROR LARYNGEAL RHODIUM/WITHOUT HANDLE DIAMETERNO.2 REUSABLE | SURGICAL INSTRUMENT TENDER
18869 | 4229680120900 | MIRROR LARYNGEAL WITH HANDLE DIAMETER=16.0MM REUSABLE | SURGICAL INSTRUMENT TENDER
18870 | 4229680121000 | MIRROR LARYNGEAL WITH HANDLE DIAMETER=18.0MM REUSABLE | SURGICAL INSTRUMENT TENDER
18871 | 4229680121100 | MIRROR LARYNGEAL WITH HANDLE DIAMETER=20.0MM REUSABLE | SURGICAL INSTRUMENT TENDER
18872 | 4229680121300 | MIRROR LARYNGEAL WITHOUT HANDLE DIAMETER=20.0MM REUSABLE | SURGICAL INSTRUMENT TENDER
18873 | 4229680121400 | MIRROR LARYNGEAL WITHOUT HANDLE DIAMETER=22.0MM REUSABLE | SURGICAL INSTRUMENT TENDER
18874 | 4229680121500 | MIRROR LARYNGEAL WITHOUT HANDLE DIAMETER=24.0MM REUSABLE | SURGICAL INSTRUMENT TENDER
18875 | 4229680121600 | MIRROR LARYNGEAL WITHOUT HANDLE DIAMETER=28.0MM REUSABLE | SURGICAL INSTRUMENT TENDER
18876 | 4229680121800 | GAG, MOUTH, PREVENT MOUTH CLOSING, JENNINGS, LENGTH 14 - 15 CM, REUSABLE | SURGICAL INSTRUMENT TENDER
18877 | 4229680121900 | SPECULUM, TIECK HALLE NASAL, BLADE LENGTH 16 MM, TOTAL LENGTH 13 CM, STAINLESS STEEL, REUSABLE | SURGICAL INSTRUMENT TENDER
18878 | 4229680122000 | SPECULUM, COTTLE NASAL, BLADE LENGTH 35 MM, STAINLESS STEEL,REUSABLE | SURGICAL INSTRUMENT TENDER
18879 | 4229680122100 | SPECULUM, COTTLE NASAL, BLADE LENGTH 50 MM, STAINLESS STEEL,REUSABLE | SURGICAL INSTRUMENT TENDER
18880 | 4229680122200 | SPECULUM, COTTLE NASAL, BLADE LENGTH 75 MM, STAINLESS STEEL,REUSABLE | SURGICAL INSTRUMENT TENDER
18881 | 4229680122300 | SPECULUM, GOLDSMITH NASAL, NO.1, LENGTH 6.5CM, STAINLESS STEEL, REUSABLE | SURGICAL INSTRUMENT TENDER
18882 | 4229680122400 | SPECULUM, GOLDSMITH NASAL, NO.2, LENGTH 6.5CM, STAINLESS STEEL, REUSABLE | SURGICAL INSTRUMENT TENDER
18883 | 4229680122500 | SPECULUM, GOLDSMITH NASAL, NO.3, LENGTH 6.5CM, STAINLESS STEEL, REUSABLE | SURGICAL INSTRUMENT TENDER
18884 | 4229680122600 | SPECULUM, HARTMANN HALLE NASAL, STAINLESS STEEL, NO.1, REUSABLE | SURGICAL INSTRUMENT TENDER
18885 | 4229680122700 | SPECULUM, HARTMANN HALLE NASAL, STAINLESS STEEL, NO.2, REUSABLE | SURGICAL INSTRUMENT TENDER
18886 | 4229680122800 | FORCEPS, NASAL, TAMPON, HARTMANN, LENGTH 18 - 19 CM, STAINLESS STEEL, REUSABLE | SURGICAL INSTRUMENT TENDER
18887 | 4229680123000 | PROBE SURGICAL TISSUE MANIPULATION STAINLESS STEEL BUTTON END DIAMETER=1.0MM LENGTH=16.0CM REUSABLE | SURGICAL INSTRUMENT TENDER
18888 | 4229680123200 | HANDLE, SUCTION, LUER CONE, FINGER CUT OFF, REUSABLE | SURGICAL INSTRUMENT TENDER
18889 | 4229680123300 | DEPRESSOR TONGUE DISTANCING HARTMANN LENGTH=15.0CM REUSABLE | SURGICAL INSTRUMENT TENDER
18890 | 4229680123400 | CANNULA, TONSIL, ANGLED, SIZE: 1.0MM X 13.0MM, REUSABLE | SURGICAL INSTRUMENT TENDER
18891 | 4229680123700 | FORK, TUNING, OTOLOGY, LUCAE/ WITH SOCKET, REUSABLE | SURGICAL INSTRUMENT TENDER
18892 | 4229680123800 | PERFORATOR, TYMPANUM, OTOLOGY, LUCAE/HORIZONTAL, LENGTH 17 - 18 CM, REUSABLE | SURGICAL INSTRUMENT TENDER
18893 | 4229680123900 | PERFORATOR, TYMPANUM, OTOLOGY, LUCAE/VERTICAL, LENGTH 17 - 18 CM, REUSABLE | SURGICAL INSTRUMENT TENDER
18894 | 4229680124000 | RETRACTOR, ABDOMINAL, KIRSCHNER/DENNIS-BROWN/COMPLETE, STAINLESS STEEL, REUSABLE | SURGICAL INSTRUMENT TENDER
18895 | 4229680124100 | SPATULA ABDOMINAL MALLEABLE OBTAIN EXPOSURE TO THE SURGICAL FIELD HABERER WIDTH= 25.0MM-30.0MM LENGTH=28.0CM REUSABLE | SURGICAL INSTRUMENT TENDER
18896 | 4229680124200 | SPATULA ABDOMINAL MALLEABLE OBTAIN EXPOSURE TO THE SURGICAL FIELD HABERER WIDTH= 37.0MM-45.0MM LENGTH=30.0CM REUSABLE | SURGICAL INSTRUMENT TENDER
18897 | 4229680124300 | SPATULA ABDOMINAL MALLEABLE OBTAIN EXPOSURE TO THE SURGICAL FIELD MALLEABLE WIDTH= 40.0MM LENGTH=33.0CM REUSABLE | SURGICAL INSTRUMENT TENDER
18898 | 4229680124400 | SPREADER, RIB, BURFORD, ALUMINUM, LENGTH 28 - 30 CM, REUSABLE | SURGICAL INSTRUMENT TENDER
18899 | 4229680124500 | SAW, COMPLETE AMPUTATION WITH 2 BLADES, CUTTING BONE, CHARRIERE, LENGTH 30 - 35 CM, REUSABLE | SURGICAL INSTRUMENT TENDER
18900 | 4229680124700 | FORCEPS, BULLDOG, APPLYING, TOTAL LENGTH 24 - 25 CM, STAINLESS STEEL, REUSABLE | SURGICAL INSTRUMENT TENDER
18901 | 4229680124800 | FORCEPS, CLAMP, AORTIC ANEURYSM, ATRAUMATIC/DEBAKEY, SLIGHTLY CURVED, STAINLESS STEEL, LENGTH 30 - 31 CM, REUSABLE | SURGICAL INSTRUMENT TENDER
18902 | 4229680124900 | FORCEPS, CLAMP, AORTIC, BAHNSON/CURVED, DEBAKEY, STAINLESS STEEL, LENGTH 22 - 23 CM, REUSABLE | SURGICAL INSTRUMENT TENDER
18903 | 4229680125000 | FORCEPS, CLAMP, ATRAUMATIC, LEES, BRONCHUS, CURVED/ANGLED, LENGTH 25 - 26 CM, STAINLESS STEEL, REUSABLE | SURGICAL INSTRUMENT TENDER
18904 | 4229680125100 | FORCEPS VASCULAR ATRAUMATIC/DEBAKEY STAINLESS STEEL LENGTH=16.0CM TIP WIDTH= 1.5MM REUSABLE | SURGICAL INSTRUMENT TENDER
18905 | 4229680125200 | FORCEPS VASCULAR ATRAUMATIC/DEBAKEY STAINLESS STEEL LENGTH=20.0CM TIP WIDTH= 1.5MM REUSABLE | SURGICAL INSTRUMENT TENDER
18906 | 4229680125300 | FORCEPS VASCULAR ATRAUMATIC/DEBAKEY LENGTH=16.0CM TIP WIDTH= 2.0MM REUSABLE | SURGICAL INSTRUMENT TENDER
18907 | 4229680125400 | FORCEPS VASCULAR ATRAUMATIC/DEBAKEY LENGTH=20.0CM TIP WIDTH= 2.0MM REUSABLE | SURGICAL INSTRUMENT TENDER
18908 | 4229680125500 | FORCEPS VASCULAR ATRAUMATIC/DEBAKEY STAINLESS STEEL LENGTH=25.0CM TIP WIDTH= 2.0MM REUSABLE | SURGICAL INSTRUMENT TENDER
18909 | 4229680125600 | FORCEPS VASCULAR ATRAUMATIC/DEBAKEY STAINLESS STEEL LENGTH=30.0CM TIP WIDTH= 2.0MM REUSABLE | SURGICAL INSTRUMENT TENDER
18910 | 4229680125700 | FORCEPS VASCULAR ATRAUMATIC/DEBAKEY STAINLESS STEEL LENGTH=25.0CM TIP WIDTH= 3.5MM REUSABLE | SURGICAL INSTRUMENT TENDER
18911 | 4229680125800 | FORCEPS VASCULAR ATRAUMATIC/DEBAKEY STAINLESS STEEL LENGTH=30.0CM TIP WIDTH= 3.5MM REUSABLE | SURGICAL INSTRUMENT TENDER
18912 | 4229680125900 | FORCEPS VASCULAR ATRAUMATIC/DEBAKEY/ANGLED STAINLESS STEEL LENGTH=20.0CM REUSABLE | SURGICAL INSTRUMENT TENDER
18913 | 4229680126000 | FORCEPS, CLAMP, VASCULAR, ATRAUMATIC/DEBAKEY/ANGLED, STAINLESS STEEL, LENGTH 26 CM, REUSABLE | SURGICAL INSTRUMENT TENDER
18914 | 4229680126100 | FORCEPS VASCULAR ATRAUMATIC/LELAND-JONES/ANGLED STAINLESS STEEL LENGTH=18.0CM REUSABLE | SURGICAL INSTRUMENT TENDER
18915 | 4229680126200 | FORCEPS VASCULAR ATRAUMATIC/LELAND-JONES/ANGLED STAINLESS STEEL LENGTH=19.0CM REUSABLE | SURGICAL INSTRUMENT TENDER
18916 | 4229680126300 | FORCEPS, CLAMP, ATRAUMATIC/OCHSNER/CURVED, STAINLESS STEEL, LENGTH 22 - 26 CM, REUSABLE | SURGICAL INSTRUMENT TENDER
18917 | 4229680126400 | FORCEPS, CLAMP, ATRAUMATIC DEBAKEY TIP, PEAN/STRAIGHT, STAINLESS STEEL, LENGTH 18 - 19 CM, REUSABLE | SURGICAL INSTRUMENT TENDER
18918 | 4229680126500 | FORCEPS, CLAMP, ATRAUMATIC DEBAKEY TIP, PEAN/STRAIGHT, STAINLESS STEEL, LENGTH 20 - 21 CM, REUSABLE | SURGICAL INSTRUMENT TENDER
18919 | 4229680126600 | FORCEPS, VASCULAR CLAMP, ATRAUMATIC/POTTS/ANGLED, STAINLESS STEEL, LENGTH 22 CM, REUSABLE | SURGICAL INSTRUMENT TENDER
18920 | 4229680126700 | FORCEPS CARDIOVASCULAR ATRAUMATIC/POTTS/CURVED STAINLESS STEEL LENGTH=23.0CM REUSABLE | SURGICAL INSTRUMENT TENDER
18921 | 4229680126800 | FORCEPS, VASCULAR CLAMP, ATRAUMATIC/POTTS/CURVED, STAINLESS STEEL, LENGTH 26 CM, REUSABLE | SURGICAL INSTRUMENT TENDER
18922 | 4229680126900 | FORCEPS VASCULAR ATRAUMATIC/POTTS/CURVED STAINLESS STEEL LENGTH=31.0CM REUSABLE | SURGICAL INSTRUMENT TENDER
18923 | 4229680127000 | FORCEPS CARDIOVASCULAR ATRAUMATIC/POTTS/STRAIGHT STAINLESS STEEL LENGTH=23.5CM REUSABLE | SURGICAL INSTRUMENT TENDER
18924 | 4229680127100 | FORCEPS, CLAMP, INTESTINAL, KOCHER/STRAIGHT, STAINLESS STEEL, LENGTH 22 - 23 CM, REUSABLE | SURGICAL INSTRUMENT TENDER
18925 | 4229680127200 | FORCEPS, CLAMP, INTESTINAL, KOCHER/CURVED, STAINLESS STEEL, LENGTH 24 - 25 CM, REUSABLE | SURGICAL INSTRUMENT TENDER
18926 | 4229680127300 | FORCEPS, CLAMP, INTESTINAL, KOCHER/STRAIGHT, STAINLESS STEEL, LENGTH 24 - 25 CM, REUSABLE | SURGICAL INSTRUMENT TENDER
18927 | 4229680127400 | FORCEPS, CLAMP, KIDNEY PEDICLE, GUYON, STAINLESS STEEL, LENGTH 22 - 23 CM, REUSABLE | SURGICAL INSTRUMENT TENDER
18928 | 4229680127500 | FORCEPS, CLAMP, VASCULAR, GUYON/PEDICLE, DEBAKEY, STAINLESS STEEL, LENGTH 24 CM, REUSABLE | SURGICAL INSTRUMENT TENDER
18929 | 4229680127600 | FORCEPS, CLAMP, ATRAUMATIC DUVAL/ORGAN SEIZING/SCHEIBE, STAINLESS STEEL, LENGTH 23 CM, REUSABLE | SURGICAL INSTRUMENT TENDER
18930 | 4229680127700 | FORCEPS, CLAMP, ATRAUMATIC/ORGAN SEIZING/GRASPING, STAINLESS STEEL, LENGTH 25 CM, REUSABLE | SURGICAL INSTRUMENT TENDER
18931 | 4229680127800 | FORCEPS, CLAMP, RECTAL, HAYES/ANGLED/ATRAUMATIC, STAINLESS STEEL, LENGTH 28 CM, REUSABLE | SURGICAL INSTRUMENT TENDER
18932 | 4229680127900 | FORCEPS, CLAMP, RECTUM/INTESTINE, RESANO/ATRAUMATIC, STAINLESS STEEL, 90 DEGREE, LENGTH 28 CM, REUSABLE | SURGICAL INSTRUMENT TENDER
18933 | 4229680128000 | FORCEPS, CLAMP, VASCULAR, TANGENTIAL, SATINSKY/ATRAUMATIC, STAINLESS STEEL, LENGTH 26 - 26.5 CM, REUSABLE | SURGICAL INSTRUMENT TENDER
18934 | 4229680128100 | FORCEPS, CLAMP, VASCULAR, TANGENTIAL, SATINSKY/ATRAUMATIC, STAINLESS STEEL, LENGTH 27 - 29 CM, REUSABLE | SURGICAL INSTRUMENT TENDER
18935 | 4229680128300 | CLAMP TANGENTIAL SATINSKY/ATRAUMATIC STAINLESS STEEL LENGTH=22.0CM REUSABLE | SURGICAL INSTRUMENT TENDER
18936 | 4229680128500 | FORCEPS TISSUE ALLIS/ATRAUMATIC STAINLESS STEEL LENGTH=15.5CM REUSABLE | SURGICAL INSTRUMENT TENDER
18937 | 4229680128600 | FORCEPS TISSUE ALLIS/ATRAUMATIC STAINLESS STEEL LENGTH=20.0CM REUSABLE | SURGICAL INSTRUMENT TENDER
18938 | 4229680128700 | FORCEPS, CLAMP, ALLIS/ATRAUMATIC, STAINLESS STEEL, LENGTH 24 - 26 CM, REUSABLE | SURGICAL INSTRUMENT TENDER
18939 | 4229680128800 | FORCEPS, CLAMP, BABCOCK/ATRAUMATIC, STAINLESS STEEL, LENGTH 15 - 16 CM, REUSABLE | SURGICAL INSTRUMENT TENDER
18940 | 4229680128900 | DILATOR BILE DUCT BAKES LENGTH=32.0CM TIP DIAMETER=10.0MM REUSABLE | SURGICAL INSTRUMENT TENDER
18941 | 4229680129000 | DILATOR BILE DUCT BAKES LENGTH=32.0CM TIP DIAMETER=3.0MM REUSABLE | SURGICAL INSTRUMENT TENDER
18942 | 4229680129100 | DILATOR BILE DUCT BAKES LENGTH=32.0CM TIP DIAMETER=4.0MM REUSABLE | SURGICAL INSTRUMENT TENDER
18943 | 4229680129200 | DILATOR BILE DUCT BAKES LENGTH=32.0CM TIP DIAMETER=5.0MM REUSABLE | SURGICAL INSTRUMENT TENDER
18944 | 4229680129300 | DILATOR BILE DUCT BAKES LENGTH=32.0CM TIP DIAMETER=6.0MM REUSABLE | SURGICAL INSTRUMENT TENDER
18945 | 4229680129400 | DILATOR BILE DUCT BAKES LENGTH=32.0CM TIP DIAMETER=7.0MM REUSABLE | SURGICAL INSTRUMENT TENDER
18946 | 4229680129500 | DILATOR BILE DUCT BAKES LENGTH=32.0CM TIP DIAMETER=8.0MM REUSABLE | SURGICAL INSTRUMENT TENDER
18947 | 4229680129600 | DILATOR BILE DUCT BAKES LENGTH=32.0CM TIP DIAMETER=9.0MM REUSABLE | SURGICAL INSTRUMENT TENDER
18948 | 4229680129700 | CURETTE, BONE, VOLKMANN, OVAL, SIZE: NO.000, STAINLESS STEEL, LENGTH 17 - 18 CM, REUSABLE | SURGICAL INSTRUMENT TENDER
18949 | 4229680129800 | CURETTE, BONE, VOLKMANN, OVAL, SIZE NO.0, STAINLESS STEEL, LENGTH 17 - 18 CM, REUSABLE | SURGICAL INSTRUMENT TENDER
18950 | 4229680129900 | CURETTE, BONE, VOLKMANN, OVAL, SIZE: NO 1, STAINLESS STEEL, LENGTH 17 - 18 CM, REUSABLE | SURGICAL INSTRUMENT TENDER
18951 | 4229680130000 | CURETTE, BONE, VOLKMANN, OVAL, SIZE: NO.2, STAINLESS STEEL, LENGTH 17 - 18 CM, REUSABLE | SURGICAL INSTRUMENT TENDER
18952 | 4229680130100 | CURETTE, BONE, VOLKMANN, OVAL, SIZE: NO.4, STAINLESS STEEL, LENGTH 17 - 18 CM, REUSABLE | SURGICAL INSTRUMENT TENDER
18953 | 4229680130200 | FORCEPS, CLAMP, BONE CUTTING, LISTON/CURVED, STAINLESS STEEL, LENGTH 22 CM, REUSABLE | SURGICAL INSTRUMENT TENDER
18954 | 4229680130300 | BONE FILE SMOOTH OUT ACROMIAL RESECTION BAYONET SHAPE DIAMETER=13.0MM LENGTH=25.0CM REUSABLE | SURGICAL INSTRUMENT TENDER
18955 | 4229680130400 | FORCEPS, CLAMP, BONE HOLDING, SEMB/CURVED, STAINLESS STEEL, LENGTH 19.5 CM, REUSABLE | SURGICAL INSTRUMENT TENDER
18956 | 4229680130500 | FORCEPS, CLAMP, BONE HOLDING, LANGENBECK, STAINLESS STEEL, LENGTH 21 CM, REUSABLE | SURGICAL INSTRUMENT TENDER
18957 | 4229680130600 | RONGEUR, BONE, GOUGING OUT, STILLE-LUER, CURVED, STAINLESS STEEL, LENGTH 22 - 23 CM, REUSABLE | SURGICAL INSTRUMENT TENDER
18958 | 4229680130800 | RONGEUR, BONE, GOUGING OUT, ZAUFAL JANSEN/ CURVED, STAINLESS STEEL, LENGTH 17 - 18 CM, REUSABLE | SURGICAL INSTRUMENT TENDER
18959 | 4229680130900 | BOWL, METAL, DIAMETER = 165.0 - 169.0 MM, HEIGHT:40.0 - 45.0MM, CAPACITY: 0.02L, REUSABLE | SURGICAL INSTRUMENT TENDER
18960 | 4229680131000 | BOWL METAL DIAMETER=61.0MM HEIGHT: 30.0MM CAPACITY: 0.07L REUSABLE | SURGICAL INSTRUMENT TENDER
18961 | 4229680131100 | BOWL METAL DIAMETER=80.0MM HEIGHT: 40.0MM CAPACITY: 0.14L REUSABLE | SURGICAL INSTRUMENT TENDER
18962 | 4229680131200 | BOWL METAL DIAMETER=128.0MM HEIGHT: 55.0MM CAPACITY: 0.35L REUSABLE | SURGICAL INSTRUMENT TENDER
18963 | 4229680131300 | CLAMP, BULLDOG, DEBAKEY, CURVED JAW, JAW LENGTH 3.5 CM, TOTAL LENGTH 9 CM, STAINLESS STEEL, REUSABLE | SURGICAL INSTRUMENT TENDER
18964 | 4229680131400 | CLAMP, BULLDOG, DEBAKEY, STRAIGHT JAW, JAW LENGTH 5 CM, TOTAL LENGTH 10.5 CM, STAINLESS STEEL, REUSABLE | SURGICAL INSTRUMENT TENDER
18965 | 4229680131500 | CLAMP, BULLDOG, DEBAKEY, STRAIGHT JAW, JAW LENGTH 2.5 CM, TOTAL LENGTH 8 CM, STAINLESS STEEL, REUSABLE | SURGICAL INSTRUMENT TENDER
18966 | 4229680131600 | CLAMP, BULLDOG, DEBAKEY, STRAIGHT JAW, JAW LENGTH 3.5 CM, TOTAL LENGTH 9 CM, STAINLESS STEEL, REUSABLE | SURGICAL INSTRUMENT TENDER
18967 | 4229680131700 | FORCEPS CLAMP MOYNIHAN/CURVED STAINLESS STEEL LENGTH=23.0CM REUSABLE | SURGICAL INSTRUMENT TENDER
18968 | 4229680131800 | LABEL, CODING, IDENTIFICATION, WITH TEXT, FOR CONTAINERS, ASSORTED COLOR, REUSABLE | SURGICAL INSTRUMENT TENDER
18969 | 4229680132400 | CONTAINER, STERILIZATION INSTRUMENT, WITH LID, SIZE 30 CM X 30 CM X 13 CM, STAINLESS STEEL, REUSABLE | SURGICAL INSTRUMENT TENDER
18970 | 4229680132500 | CONTAINER, STERILIZATION INSTRUMENT, WITH LID, SIZE 47 CM X 30 CM X 13 CM, STAINLESS STEEL, REUSABLE | SURGICAL INSTRUMENT TENDER
18971 | 4229680132600 | CONTAINER, STERILIZATION INSTRUMENT, WITH LID, SIZE 60 CM X 30 CM X 10 CM, STAINLESS STEEL, REUSABLE | SURGICAL INSTRUMENT TENDER
18972 | 4229680132700 | CONTAINER, STERILIZATION INSTRUMENT, WITH LID, SIZE 60 CM X 30 CM X 13 CM, STAINLESS STEEL, REUSABLE | SURGICAL INSTRUMENT TENDER
18973 | 4229680132800 | CONTAINER, STERILIZATION INSTRUMENT, 2 TRAY, WITH LID, SIZE 60 CM X 30 CM X 15 CM, STAINLESS STEEL, REUSABLE | SURGICAL INSTRUMENT TENDER
18974 | 4229680132900 | CONTAINER, STERILIZATION INSTRUMENT, WITH LID, SIZE 31 CM X 19 CM X 9 CM, STAINLESS STEEL, REUSABLE | SURGICAL INSTRUMENT TENDER
18975 | 4229680133000 | CONTAINER, STERILIZATION INSTRUMENT, WITH LID, SIZE 30 CM X 30 CM X 14 CM, STAINLESS STEEL, REUSABLE | SURGICAL INSTRUMENT TENDER
18976 | 4229680133100 | CONTAINER, STERILIZATION INSTRUMENT, WITH LID, SIZE 47 CM X 30 CM X 14 CM, STAINLESS STEEL, REUSABLE | SURGICAL INSTRUMENT TENDER
18977 | 4229680133200 | CONTAINER, STERILIZATION INSTRUMENT, WITH LID, SIZE 60 CM X 30 CM X 14 CM, STAINLESS STEEL, REUSABLE | SURGICAL INSTRUMENT TENDER
18978 | 4229680133600 | SPECULUM, RECTAL, DILATION, SIMS, STAINLESS STEEL, SIZE: 70.0MM X 15.0MM, FENESTRATED, REUSABLE | SURGICAL INSTRUMENT TENDER
18979 | 4229680133800 | FORCEPS, CLAMP, BABY-MIXTER/CURVED, STAINLESS STEEL, LENGTH 18 - 19 CM, REUSABLE | SURGICAL INSTRUMENT TENDER
18980 | 4229680133900 | FORCEPS, CLAMP, GEMINI/CURVED, STAINLESS STEEL, LENGTH 25 CM, REUSABLE | SURGICAL INSTRUMENT TENDER
18981 | 4229680134000 | FORCEPS, CLAMP, HEISS/SLIGHT CURVED, STAINLESS STEEL, LENGTH 20 CM, REUSABLE | SURGICAL INSTRUMENT TENDER
18982 | 4229680134100 | FORCEPS, CLAMP, HEISS/STRONG CURVED, STAINLESS STEEL, LENGTH 21 CM, REUSABLE | SURGICAL INSTRUMENT TENDER
18983 | 4229680134200 | FORCEPS, CLAMP, DISSECTING, MIXTER/ANGLED, STAINLESS STEEL, LENGTH 17.5 CM, REUSABLE | SURGICAL INSTRUMENT TENDER
18984 | 4229680134300 | FORCEPS, CLAMP, DISSECTING, MIXTER-BABY/CURVED, STAINLESS STEEL, LENGTH 13 CM, REUSABLE | SURGICAL INSTRUMENT TENDER
18985 | 4229680134400 | FORCEPS, CLAMP, DISSECTING, OVERHOLT, NO. 1, STAINLESS STEEL, LENGTH 20.5 CM, REUSABLE | SURGICAL INSTRUMENT TENDER
18986 | 4229680134500 | FORCEPS, CLAMP, DISSECTING, OVERHOLT, NO. 1, STAINLESS STEEL, LENGTH 27 CM, REUSABLE | SURGICAL INSTRUMENT TENDER
18987 | 4229680134600 | FORCEPS, CLAMP, DISSECTING, OVERHOLT, NO. 2, STAINLESS STEEL, LENGTH 20 CM, REUSABLE | SURGICAL INSTRUMENT TENDER
18988 | 4229680134700 | FORCEPS, CLAMP, DISSECTING, OVERHOLT, NO. 3, STAINLESS STEEL, LENGTH 21.5 CM, REUSABLE | SURGICAL INSTRUMENT TENDER
18989 | 4229680134800 | FORCEPS, CLAMP, DISSECTING, OVERHOLT, NO. 3, STAINLESS STEEL, LENGTH 27.5 CM, REUSABLE | SURGICAL INSTRUMENT TENDER
18990 | 4229680134900 | FORCEPS, CLAMP, DISSECTING, OVERHOLT, NO. 4, STAINLESS STEEL, LENGTH 22 CM, REUSABLE | SURGICAL INSTRUMENT TENDER
18991 | 4229680135000 | FORCEPS, CLAMP, DISSECTING, OVERHOLT, NO. 4, STAINLESS STEEL, LENGTH 28 CM, REUSABLE | SURGICAL INSTRUMENT TENDER
18992 | 4229680135100 | FORCEPS, SEMKEN, STAINLESS STEEL, LENGTH 12 - 13 CM, TEETH: 1X2, REUSABLE | SURGICAL INSTRUMENT TENDER
18993 | 4229680135200 | FORCEPS, CLAMP, ZENKER/SLIM/SLIGHTLY CURVED, STAINLESS STEEL, LENGTH 28 - 30 CM, REUSABLE | SURGICAL INSTRUMENT TENDER
18994 | 4229680135300 | FORCEPS, CLAMP, ZENKER/SLIM/ STRONGLY CURVED, STAINLESS STEEL, LENGTH 28 - 30 CM, REUSABLE | SURGICAL INSTRUMENT TENDER
18995 | 4229680135500 | FORCEPS, CLAMP, RUMEL, NO. 3, STAINLESS STEEL, LENGTH 23 - 23.5 CM, REUSABLE | SURGICAL INSTRUMENT TENDER
18996 | 4229680135700 | SCISSORS, DISSECTING, METZENBAUM BLUNT/BLUNT,FINE/CURVED, STAINLESS STEEL, LENGTH 14.5 CM, REUSABLE | SURGICAL INSTRUMENT TENDER
18997 | 4229680135800 | SCISSORS, DISSECTING, METZENBAUM FINE/CURVED, STAINLESS STEEL, LENGTH = 18.0CM, REUSABLE | SURGICAL INSTRUMENT TENDER
18998 | 4229680135900 | SCISSORS DISSECTING METZENBAUM FINE/CURVED STAINLESS STEEL LENGTH=20.5CM REUSABLE | SURGICAL INSTRUMENT TENDER
18999 | 4229680136000 | SCISSORS DISSECTING FINE/S-SHAPE STAINLESS STEEL LENGTH=23.0CM REUSABLE | SURGICAL INSTRUMENT TENDER
19000 | 4229680136100 | FORCEPS, CLAMP, RUMEL, NO. 4, STAINLESS STEEL, LENGTH 24 - 24.5 CM, REUSABLE | SURGICAL INSTRUMENT TENDER
19001 | 4229680136300 | SCISSORS DISSECTING METZENBAUM CURVED STAINLESS STEEL LENGTH=20.5CM REUSABLE | SURGICAL INSTRUMENT TENDER
19002 | 4229680136400 | SCISSORS, DISSECTING, METZENBAUM CURVED, STAINLESS STEEL, LENGTH 23 CM, REUSABLE | SURGICAL INSTRUMENT TENDER
19003 | 4229680136500 | SCISSORS DISSECTING METZENBAUM CURVED STAINLESS STEEL LENGTH=26.0CM REUSABLE | SURGICAL INSTRUMENT TENDER
19004 | 4229680136600 | SCISSORS DISSECTING METZENBAUM CURVED STAINLESS STEEL LENGTH=28.5CM REUSABLE | SURGICAL INSTRUMENT TENDER
19005 | 4229680136700 | SCISSORS DISSECTING MAYO LEXER/CURVED STAINLESS STEEL LENGTH=16.0CM REUSABLE | SURGICAL INSTRUMENT TENDER
19006 | 4229680136800 | FORCEPS MONOPOLAR ISOLATED/WITHOUT CONNECTOR STAINLESS STEEL LENGTH=21.0CM REUSABLE | SURGICAL INSTRUMENT TENDER
19007 | 4229680136900 | FORCEPS MONOPOLAR ISOLATED/WITHOUT CONNECTOR STAINLESS STEEL LENGTH=25.0CM REUSABLE | SURGICAL INSTRUMENT TENDER
19008 | 4229680137000 | FORCEPS, STANDARD/SERRATED TIP, STAINLESS STEEL, LENGTH 14 - 15 CM, REUSABLE | SURGICAL INSTRUMENT TENDER
19009 | 4229680137100 | FORCEPS, STANDARD/SERRATED TIP, STAINLESS STEEL, LENGTH 18 CM, REUSABLE | SURGICAL INSTRUMENT TENDER
19010 | 4229680137200 | FORCEPS, STANDARD/SERRATED TIP, STAINLESS STEEL, LENGTH 20 CM, REUSABLE | SURGICAL INSTRUMENT TENDER
19011 | 4229680137400 | FORCEPS, MEDIUM WIDE/SERRATED TIP, STAINLESS STEEL, LENGTH 14 - 15 CM, REUSABLE | SURGICAL INSTRUMENT TENDER
19012 | 4229680137500 | FORCEPS, MEDIUM WIDE/SERRATED TIP STAINLESS STEEL, LENGTH 20 CM, REUSABLE | SURGICAL INSTRUMENT TENDER
19013 | 4229680137600 | FORCEPS, SEMKEN, STAINLESS STEEL, LENGTH 12 - 13 CM, REUSABLE | SURGICAL INSTRUMENT TENDER
19014 | 4229680137700 | DISSECTOR, SEPARATION, DAVIS DURA/DOUBLE, STAINLESS STEEL, LENGTH 24 - 25 CM, REUSABLE | SURGICAL INSTRUMENT TENDER
19015 | 4229680137800 | ELEVATOR, LANGENBECK, STAINLESS STEEL, DIAMETER 7 MM, LENGTH 19 - 20 CM, REUSABLE | SURGICAL INSTRUMENT TENDER
19016 | 4229680137900 | PROBE, INSERTION THROUGH A FISTULA, STAINLESS STEEL, 90 DEGREES CURVATURE, LENGTH 16 - 17 CM, REUSABLE | SURGICAL INSTRUMENT TENDER
19017 | 4229680138000 | PROBE, INSERTION THROUGH A FISTULA, STAINLESS STEEL, STLIGHT CURVATURE, LENGTH 16 - 17 CM, REUSABLE | SURGICAL INSTRUMENT TENDER
19018 | 4229680138100 | PROBE, INSERTION THROUGH A FISTULA, STAINLESS STEEL, STRAIGHT, LENGTH 16 - 17 CM, REUSABLE | SURGICAL INSTRUMENT TENDER
19019 | 4229680138200 | PROBE, INSERTION THROUGH A FISTULA, STAINLESS STEEL, STRONG CURVATURE, LENGTH 16 - 17 CM, REUSABLE | SURGICAL INSTRUMENT TENDER
19020 | 4229680138300 | FORCEPS, CLAMP, MICRO-MOSQUITO/CURVED, STAINLESS STEEL, LENGTH 12 CM, REUSABLE | SURGICAL INSTRUMENT TENDER
19021 | 4229680138400 | FORCEPS, CLAMP, BENGOLEA/CURVED, STAINLESS STEEL, LENGTH 26 CM, REUSABLE | SURGICAL INSTRUMENT TENDER
19022 | 4229680138500 | FORCEPS, CLAMP, BENGOLEA/STRAIGHT, STAINLESS STEEL, LENGTH 26 CM, REUSABLE | SURGICAL INSTRUMENT TENDER
19023 | 4229680138600 | FORCEPS, RECTAL BIOPSY, YEOMAN/ATRAUMATIC, STAINLESS STEEL, LENGTH 42 CM, REUSABLE | SURGICAL INSTRUMENT TENDER
19024 | 4229680138700 | FORCEPS HEMOSTATIC CRILE-RANKIN/CURVED STAINLESS STEEL LENGTH=16.0CM REUSABLE | SURGICAL INSTRUMENT TENDER
19025 | 4229680138800 | FORCEPS HEMOSTATIC CRILE-RANKIN/STRAIGHT STAINLESS STEEL LENGTH=16.0CM REUSABLE | SURGICAL INSTRUMENT TENDER
19026 | 4229680138900 | FORCEPS, CLAMP, SPONGE HOLDING, FOERSTER/SERRATED/STRAIGHT, STAINLESS STEEL, LENGTH 24 - 25 CM, REUSABLE | SURGICAL INSTRUMENT TENDER
19027 | 4229680139000 | FORCEPS, CLAMP, GROSS MAIER/CURVED/GROOVED/SERRATED, WITH RATCHET, STAINLESS STEEL, LENGTH 20 - 21 CM, REUSABLE | SURGICAL INSTRUMENT TENDER
19028 | 4229680139100 | FORCEPS, CLAMP, GROSS MAIER/CURVED/GROOVED/SERRATED, WITH RATCHET, STAINLESS STEEL, LENGTH 26 - 27 CM, REUSABLE | SURGICAL INSTRUMENT TENDER
19029 | 4229680139200 | FORCEPS, CLAMP, GROSS MAIER/STRAIGHT/GROOVED/SERRATED, WITH RATCHET, STAINLESS STEEL, LENGTH 22 - 23 CM, REUSABLE | SURGICAL INSTRUMENT TENDER
19030 | 4229680139400 | FORCEPS, CLAMP, KOCHER/CURVED, STAINLESS STEEL, LENGTH 16 - 17 CM, 1X2, REUSABLE | SURGICAL INSTRUMENT TENDER
19031 | 4229680139600 | FORCEPS, CLAMP, KOCHER/STRAIGHT, STAINLESS STEEL, LENGTH 14 - 14.5 CM, 1X2, REUSABLE | SURGICAL INSTRUMENT TENDER
19032 | 4229680139800 | FORCEPS, CLAMP, KOCHER/STRAIGHT, STAINLESS STEEL, LENGTH 18 - 18.5 CM, 1X2, REUSABLE | SURGICAL INSTRUMENT TENDER
19033 | 4229680139900 | FORCEPS, CLAMP, KOCHER/STRAIGHT, STAINLESS STEEL, LENGTH 20 - 21 CM, 1X2, REUSABLE | SURGICAL INSTRUMENT TENDER
19034 | 4229680140000 | FORCEPS, CLAMP, KOCHER/STRAIGHT, STAINLESS STEEL, LENGTH 24 CM, 1X2, REUSABLE | SURGICAL INSTRUMENT TENDER
19035 | 4229680140100 | FORCEPS, CLAMP, KOCHER/STRAIGHT, STAINLESS STEEL, LENGTH 26 CM, 1X2, REUSABLE | SURGICAL INSTRUMENT TENDER
19036 | 4229680140200 | FORCEPS, CLAMP, DISSECTING, MIXTER/ANGLED/LONGITUDINAL, STAINLESS STEEL, LENGTH 22.5 CM, REUSABLE | SURGICAL INSTRUMENT TENDER
19037 | 4229680140300 | FORCEPS, CLAMP, DISSECTING, MIXTER/ANGLED/LONGITUDINAL, STAINLESS STEEL, LENGTH 26 CM, REUSABLE | SURGICAL INSTRUMENT TENDER
19038 | 4229680140500 | FORCEPS, CLAMP, MOSQUITO/CURVED, STAINLESS STEEL, LENGTH 12 - 13 CM, TEETH: 1X2, REUSABLE | SURGICAL INSTRUMENT TENDER
19039 | 4229680140600 | FORCEPS, CLAMP, MOSQUITO/STRAIGHT, STAINLESS STEEL, LENGTH 12 - 12.5 CM, TEETH: 1X2, REUSABLE | SURGICAL INSTRUMENT TENDER
19040 | 4229680140700 | FORCEPS, CLAMP, MOSQUITO/STRAIGHT, STAINLESS STEEL, LENGTH 18 - 19 CM, TEETH: 1X2, REUSABLE | SURGICAL INSTRUMENT TENDER
19041 | 4229680140800 | FORCEPS, CLAMP, DISSECTING, OVERHOLT/FINE/CURVED, STAINLESS STEEL, LENGTH 29 - 30 CM, REUSABLE | SURGICAL INSTRUMENT TENDER
19042 | 4229680140900 | FORCEPS, CLAMP, PEAN/DELICATE/CURVED, STAINLESS STEEL, LENGTH 16 - 17 CM, REUSABLE | SURGICAL INSTRUMENT TENDER
19043 | 4229680141000 | FORCEPS, CLAMP, PEAN/DELICATE/STRAIGHT, STAINLESS STEEL, LENGTH 14 -15 CM, REUSABLE | SURGICAL INSTRUMENT TENDER
19044 | 4229680141100 | FORCEPS, POTTS-SMITH, STAINLESS STEEL, 1X2, LENGTH 18 CM, REUSABLE | SURGICAL INSTRUMENT TENDER
19045 | 4229680141200 | FORCEPS, POTTS-SMITH, STAINLESS STEEL, 1X2, LENGTH 21 CM, REUSABLE | SURGICAL INSTRUMENT TENDER
19046 | 4229680141300 | FORCEPS GALLSTONE DESJARDINS/NO.1 STAINLESS STEEL LENGTH=23.0CM REUSABLE | SURGICAL INSTRUMENT TENDER
19047 | 4229680141400 | FORCEPS GALLSTONE DESJARDINS/NO.2 STAINLESS STEEL LENGTH=23.0CM REUSABLE | SURGICAL INSTRUMENT TENDER
19048 | 4229680141500 | SCOOP, GALLSTONE, SIZE: NO.0, LENGTH 32 - 34 CM, REUSABLE | SURGICAL INSTRUMENT TENDER
19049 | 4229680141600 | SCOOP, GALLSTONE, SIZE: NO.00, LENGTH 32 - 34 CM, REUSABLE | SURGICAL INSTRUMENT TENDER
19050 | 4229680141700 | SCOOP, GALLSTONE, SIZE: NO.1, LENGTH 32 - 34 CM, REUSABLE | SURGICAL INSTRUMENT TENDER
19051 | 4229680141800 | SCOOP, GALLSTONE, SIZE: NO.2, LENGTH 32 - 34 CM, REUSABLE | SURGICAL INSTRUMENT TENDER
19052 | 4229680141900 | SCOOP, GALLSTONE, SIZE: NO.3, LENGTH 32 - 34 CM, REUSABLE | SURGICAL INSTRUMENT TENDER
19053 | 4229680142000 | SCOOP, GALLSTONE, SIZE: NO.4, LENGTH 32 - 34 CM, REUSABLE | SURGICAL INSTRUMENT TENDER
19054 | 4229680142100 | DIRECTOR, GROOVED, KOENIG, NO. 1, STAINLESS STEEL, LENGTH 19 - 20 CM, REUSABLE | SURGICAL INSTRUMENT TENDER
19055 | 4229680142200 | DIRECTOR, GROOVED, KOENIG, NO. 2, STAINLESS STEEL, LENGTH 19 - 20 CM, REUSABLE | SURGICAL INSTRUMENT TENDER
19056 | 4229680142300 | DIRECTOR, GROOVED, KOENIG, NO. 3, STAINLESS STEEL, LENGTH 19 - 20 CM, REUSABLE | SURGICAL INSTRUMENT TENDER
19057 | 4229680142400 | DIRECTOR GROOVED NELATON/CURVED STAINLESS STEEL LENGTH=16.0CM REUSABLE | SURGICAL INSTRUMENT TENDER
19058 | 4229680142500 | DIRECTOR GROOVED PYAR/CURVED STAINLESS STEEL LENGTH=22.0CM REUSABLE | SURGICAL INSTRUMENT TENDER
19059 | 4229680142600 | GUIDE, NEEDLE, SLIGHTLY CURVED/KNIFE SHAPE, STAINLESS STEEL, SIZE 10 CH, REUSABLE | SURGICAL INSTRUMENT TENDER
19060 | 4229680142700 | GUIDE, NEEDLE, SLIGHTLY CURVED/KNIFE SHAPE, STAINLESS STEEL, SIZE 12 CH, REUSABLE | SURGICAL INSTRUMENT TENDER
19061 | 4229680142800 | GUIDE, NEEDLE, SLIGHTLY CURVED/KNIFE SHAPE, STAINLESS STEEL, SIZE 8 CH, REUSABLE | SURGICAL INSTRUMENT TENDER
19062 | 4229680142900 | GUIDE, NEEDLE, SLIGHTLY CURVED/LANCET SHAPE, STAINLESS STEEL, SIZE 12 CH, REUSABLE | SURGICAL INSTRUMENT TENDER
19063 | 4229680143000 | GUIDE, NEEDLE, SLIGHTLY CURVED/LANCET SHAPE, STAINLESS STEEL, SIZE 14 CH, REUSABLE | SURGICAL INSTRUMENT TENDER
19064 | 4229680143100 | GUIDE, NEEDLE, SLIGHTLY CURVED/LANCET SHAPE, STAINLESS STEEL, SIZE 16 CH, REUSABLE | SURGICAL INSTRUMENT TENDER
19065 | 4229680143300 | FORCEPS, CLAMP, MOSQUITO/CURVED, STAINLESS STEEL, LENGTH 12 CM, REUSABLE | SURGICAL INSTRUMENT TENDER
19066 | 4229680143400 | FORCEPS, CLAMP, MOSQUITO/CURVED, STAINLESS STEEL, LENGTH 18 CM, REUSABLE | SURGICAL INSTRUMENT TENDER
19067 | 4229680143500 | FORCEPS, CLAMP, MOSQUITO/STRAIGHT, STAINLESS STEEL, LENGTH 12 - 12.5 CM, NON TEETH, REUSABLE | SURGICAL INSTRUMENT TENDER
19068 | 4229680143600 | FORCEPS, CLAMP, MOSQUITO/STRAIGHT, STAINLESS STEEL, LENGTH 18 - 18.5 CM, REUSABLE | SURGICAL INSTRUMENT TENDER
19069 | 4229680143700 | FORCEPS, CLAMP, HEMORRHOIDAL/MCGIVNEY, STAINLESS STEEL, LENGTH 19 - 20 CM, REUSABLE | SURGICAL INSTRUMENT TENDER
19070 | 4229680143800 | FORCEPS, CLAMP, PEAN/CURVED, STAINLESS STEEL, LENGTH 18 - 20 CM, REUSABLE | SURGICAL INSTRUMENT TENDER
19071 | 4229680143900 | FORCEPS, CLAMP, PEAN/STRAIGHT, STAINLESS STEEL, LENGTH 14 -15 CM, REUSABLE | SURGICAL INSTRUMENT TENDER
19072 | 4229680144000 | HANDLE, STRIPPERS, ROUND, LENGTH 11 - 12 CM, REUSABLE | SURGICAL INSTRUMENT TENDER
19073 | 4229680144100 | BLADE, FOR KIRSCHNER/DENNIS-BROWN, SIZE 98 MM X 50 MM, REUSABLE | SURGICAL INSTRUMENT TENDER
19074 | 4229680144200 | HOOKLET WOUND FIXATION/TRACTION CUSHING VEIN RETRACTOR TIP SIZE: 10.0MM LENGTH=20.5CM REUSABLE | SURGICAL INSTRUMENT TENDER
19075 | 4229680144300 | HOOKLET WOUND FIXATION/TRACTION CUSHING VEIN RETRACTOR TIP SIZE: 14.0MM LENGTH=20.5CM REUSABLE | SURGICAL INSTRUMENT TENDER
19076 | 4229680144600 | FORCEPS, CLAMP, DOYEN INTESTINAL, STRAIGHT JAW, SOFT, TOTAL LENGTH 22 - 24 CM, STAINLESS STEEL, REUSABLE | SURGICAL INSTRUMENT TENDER
19077 | 4229680144700 | SPATULA, INTIMA, LIFE THE INTIMAL LAYER OF THE SKIN, BLUNT, WIDTH 3 MM, LENGTH 18 - 19 CM, REUSABLE | SURGICAL INSTRUMENT TENDER
19078 | 4229680144800 | SPATULA, INTIMA, LIFE THE INTIMAL LAYER OF THE SKIN, BLUNT, WIDTH 3 MM, LENGTH 21 - 22 CM, REUSABLE | SURGICAL INSTRUMENT TENDER
19079 | 4229680145100 | LIGATOR, HEMORRHOIDAL, RUDD, LENGTH 27 - 28 CM, REUSABLE | SURGICAL INSTRUMENT TENDER
19080 | 4229680145200 | FORCEPS, CLAMP, VASCULAR, DEBAKEY/S-SHAPE, STAINLESS STEEL, LENGTH 24 - 25 CM, REUSABLE | SURGICAL INSTRUMENT TENDER
19081 | 4229680145300 | FORCEPS, CLAMP, VASCULAR, DEBAKEY/S-SHAPE, STAINLESS STEEL, LENGTH 26 - 27 CM, REUSABLE | SURGICAL INSTRUMENT TENDER
19082 | 4229680145400 | NEEDLE LIGATURE CURVED/MALLEABLE LENGTH=20.0CM REUSABLE | SURGICAL INSTRUMENT TENDER
19083 | 4229680145500 | NEEDLE, LIGATURE, DESCHAMPS/CURVED TO LEFT, BLUNT, LENGTH 20 CM, REUSABLE | SURGICAL INSTRUMENT TENDER
19084 | 4229680145600 | NEEDLE, LIGATURE, DESCHAMPS/CURVED TO LEFT, BLUNT, LENGTH 21 CM, REUSABLE | SURGICAL INSTRUMENT TENDER
19085 | 4229680145700 | FRAME, LABEL FOR CONTAINERS, COLOR RED, REUSABLE | SURGICAL INSTRUMENT TENDER
19086 | 4229680145800 | SPATULA, LUNG, OBTAIN EXPOSURE TO THE SURGICAL FIELD, ALLISON, LENGTH 29 - 30 CM, REUSABLE | SURGICAL INSTRUMENT TENDER
19087 | 4229680145900 | SPATULA, LUNG, OBTAIN EXPOSURE TO THE SURGICAL FIELD, ALLISON, LENGTH 32 - 33 CM, REUSABLE | SURGICAL INSTRUMENT TENDER
19088 | 4229680146000 | MALLET PLASTIC HANDLE WEIGHT: 460.0GRAMS LENGTH=24.0CM REUSABLE | SURGICAL INSTRUMENT TENDER
19089 | 4229680146100 | MALLET HAMMERING WILLIGER WEIGHT: 140.0GM LENGTH=16.5CM REUSABLE | SURGICAL INSTRUMENT TENDER
19090 | 4229680146200 | CASE, NEEDLE, ROUND / PERFORATED, REUSABLE | SURGICAL INSTRUMENT TENDER
19091 | 4229680146300 | NEEDLE HOLDER CRILE-WOOD/GROOVED STAINLESS STEEL LENGTH=15.0CM REUSABLE | SURGICAL INSTRUMENT TENDER
19092 | 4229680146400 | NEEDLE HOLDER JAMISON/SLIM STAINLESS STEEL LENGTH=23.0CM REUSABLE | SURGICAL INSTRUMENT TENDER
19093 | 4229680146500 | NEEDLE HOLDER, MASSON, STAINLESS STEEL, LENGTH 26 - 27 CM, REUSABLE | SURGICAL INSTRUMENT TENDER
19094 | 4229680146600 | NEEDLE HOLDER, MAYO-HEGAR, STAINLESS STEEL, LENGTH 18 - 19 CM, REUSABLE | SURGICAL INSTRUMENT TENDER
19095 | 4229680146700 | NEEDLE HOLDER, MAYO-HEGAR, STAINLESS STEEL, LENGTH 20 - 21 CM, REUSABLE | SURGICAL INSTRUMENT TENDER
19096 | 4229680146800 | NEEDLE HOLDER MAYO-HEGAR STAINLESS STEEL LENGTH=24.0CM REUSABLE | SURGICAL INSTRUMENT TENDER
19097 | 4229680146900 | NEEDLE HOLDER, MAYO-HEGAR, STAINLESS STEEL, LENGTH 26 - 27 CM, REUSABLE | SURGICAL INSTRUMENT TENDER
19098 | 4229680147000 | NEEDLE HOLDER, MAYO-HEGAR, TUNGSTEN CARBIDE, LENGTH 30 - 31 CM, REUSABLE | SURGICAL INSTRUMENT TENDER
19099 | 4229680147100 | NEEDLE HOLDER, MAYO-HEGAR/SLIM, STAINLESS STEEL, LENGTH 18 -19 CM, REUSABLE | SURGICAL INSTRUMENT TENDER
19100 | 4229680147400 | SCISSORS OPERATING SHARP/BLUNT/CURVED STAINLESS STEEL LENGTH=14.5CM REUSABLE | SURGICAL INSTRUMENT TENDER
19101 | 4229680147500 | SCISSORS OPERATING SHARP/BLUNT/CURVED STAINLESS STEEL LENGTH=16.5CM REUSABLE | SURGICAL INSTRUMENT TENDER
19102 | 4229680147600 | SCISSORS, METZENBAUM/SHARP-BLUNT/STRAIGHT, STAINLESS STEEL, LENGTH 14 - 14.5 CM, REUSABLE | SURGICAL INSTRUMENT TENDER
19103 | 4229680147700 | SCISSORS, METZENBAUM/SHARP-BLUNT/STRAIGHT, STAINLESS STEEL, LENGTH 16.0 - 17.0 CM, REUSABLE | SURGICAL INSTRUMENT TENDER
19104 | 4229680147800 | OSTEOTOME BONE CUTTING LEXER/SILICONE COATED HANDLE BLADE WIDTH= 15.0MM LENGTH=22.0CM REUSABLE | SURGICAL INSTRUMENT TENDER
19105 | 4229680148100 | FORCEPS, CLAMP PARAMETRIUM/ROGER, NO.2, STAINLESS STEEL, LENGTH 25 CM, REUSABLE | SURGICAL INSTRUMENT TENDER
19106 | 4229680148200 | FORCEPS, CLAMP PARAMETRIUM/ROGER, NO.3, STAINLESS STEEL, LENGTH 24 - 25 CM, REUSABLE | SURGICAL INSTRUMENT TENDER
19107 | 4229680148300 | RETRACTOR, PELVIS, TIP SIZE: 180 MM X 60 MM, STAINLESS STEEL, LENGTH 28 - 33 CM, REUSABLE | SURGICAL INSTRUMENT TENDER
19108 | 4229680148500 | FORCEPS, PERITONEAL CLAMP, MIKULICZ/HEAVY, STAINLESS STEEL, 1X2, LENGTH 20 - 21 CM, REUSABLE | SURGICAL INSTRUMENT TENDER
19109 | 4229680148600 | EXTRACTOR/DISSECTOR, PHLEBO, VARADY, DOUBLE END, LENGTH 18 - 19 CM, REUSABLE | SURGICAL INSTRUMENT TENDER
19110 | 4229680148700 | DISSECTOR/DISSECTOR, PHLEBO, VARADY, DOUBLE END, LENGTH 18 - 19 CM, REUSABLE | SURGICAL INSTRUMENT TENDER
19111 | 4229680148800 | PROBE, TISSUE MANIPULATION, STAINLESS STEEL, BUTTON END, DIAMETER 1.5 MM, LENGTH 14 - 15 CM, REUSABLE | SURGICAL INSTRUMENT TENDER
19112 | 4229680148900 | PROBE SURGICAL TISSUE MANIPULATION STAINLESS STEEL BUTTON END DIAMETER=1.5MM LENGTH=20.0CM REUSABLE | SURGICAL INSTRUMENT TENDER
19113 | 4229680149000 | PROBE SURGICAL TISSUE MANIPULATION STAINLESS STEEL BUTTON END DIAMETER=2.0MM LENGTH=20.0CM REUSABLE | SURGICAL INSTRUMENT TENDER
19114 | 4229680149200 | RASPATORY, SCRAPING, FARABEUF/STRAIGHT, LENGTH 15 - 16 CM, REUSABLE | SURGICAL INSTRUMENT TENDER
19115 | 4229680149300 | RASPATORY, SCRAPING, LAMBOTTE, TIP WIDTH 15 MM, LENGTH 21 - 22 CM, REUSABLE | SURGICAL INSTRUMENT TENDER
19116 | 4229680149400 | RASPATORY, SCRAPING, SEDILLOT, CURVED BLADE, LENGTH 23 CM, REUSABLE | SURGICAL INSTRUMENT TENDER
19117 | 4229680149500 | RASPATORY SCRAPING SEMB/NO.2 BLADE WIDTH= 12.0MM LENGTH=22.0CM REUSABLE | SURGICAL INSTRUMENT TENDER
19118 | 4229680149600 | RASPATORY SCRAPING SEMB/NO.4 BLADE WIDTH= 13.0MM LENGTH=22.0CM REUSABLE | SURGICAL INSTRUMENT TENDER
19119 | 4229680149700 | RASPATORY SCRAPING SEMB/NO.5 BLADE WIDTH= 15.0MM LENGTH=23.0CM REUSABLE | SURGICAL INSTRUMENT TENDER
19120 | 4229680149800 | RETRACTOR, VOLKMANN/SEMI SHARP/4 PRONGS, STAINLESS STEEL, LENGTH 22 - 23 CM, REUSABLE | SURGICAL INSTRUMENT TENDER
19121 | 4229680149900 | RETRACTOR SURGICAL VOLKMANN/SEMISHARP/6 PRONGS STAINLESS STEEL LENGTH=22.5CM REUSABLE | SURGICAL INSTRUMENT TENDER
19122 | 4229680150000 | RETRACTOR, ZENKER/ANGULATED, STAINLESS STEEL, TIP SIZE: 60 MM X 12 MM, LENGTH 26 - 27 CM, REUSABLE | SURGICAL INSTRUMENT TENDER
19123 | 4229680150100 | RETRACTOR, WOUND, LANGENBECK, STAINLESS STEEL, TIP SIZE: 40 MM X 18 MM, LENGTH 21.5 CM, REUSABLE | SURGICAL INSTRUMENT TENDER
19124 | 4229680150200 | RETRACTOR, WOUND, LANGENBECK, STAINLESS STEEL, TIP SIZE: 55 MM X 11 MM, LENGTH 21.5 CM, REUSABLE | SURGICAL INSTRUMENT TENDER
19125 | 4229680150300 | RETRACTOR, OLLIER/BLUNT, STAINLESS STEEL, TIP SIZE: 37 MM X 30 MM (+/-2MM), LENGTH 23 - 25 CM, REUSABLE | SURGICAL INSTRUMENT TENDER
19126 | 4229680150400 | RETRACTOR, DELICATE/BLUNT/2 PRONGS, STAINLESS STEEL, LENGTH 16 - 17 CM, REUSABLE | SURGICAL INSTRUMENT TENDER
19127 | 4229680150500 | HOOKLET, DELICATE/SHARP/1 PRONG, STAINLESS STEEL, LENGTH 16 - 17 CM, REUSABLE | SURGICAL INSTRUMENT TENDER
19128 | 4229680150800 | RETRACTOR, DOUBLE/ROUX, STAINLESS STEEL, FIG. NO 1, REUSABLE | SURGICAL INSTRUMENT TENDER
19129 | 4229680150900 | RETRACTOR, DOUBLE/ROUX, STAINLESS STEEL, FIG. NO 2, REUSABLE | SURGICAL INSTRUMENT TENDER
19130 | 4229680151000 | RETRACTOR, DOUBLE/ROUX, STAINLESS STEEL, FIG. NO 3, REUSABLE | SURGICAL INSTRUMENT TENDER
19131 | 4229680151100 | RETRACTOR, FRITSCH, TIP SIZE: 39 MM X 50 MM, STAINLESS STEEL, LENGTH 24 - 26 CM, REUSABLE | SURGICAL INSTRUMENT TENDER
19132 | 4229680151200 | RETRACTOR, FRITSCH, TIP SIZE: 45 MM X 75 MM, STAINLESS STEEL, LENGTH 24 - 26 CM, REUSABLE | SURGICAL INSTRUMENT TENDER
19133 | 4229680151300 | RETRACTOR WOUND LANGENBECK STAINLESS STEEL TIP SIZE: 30.0MM X 11.0MM LENGTH=22.0CM REUSABLE | SURGICAL INSTRUMENT TENDER
19134 | 4229680151400 | RETRACTOR WOUND LANGENBECK TIP SIZE: 30.0MM X 14.0MM STAINLESS STEEL LENGTH=22.0CM REUSABLE | SURGICAL INSTRUMENT TENDER
19135 | 4229680151600 | RETRACTOR WOUND LANGENBECK TIP SIZE: 60.0MM X 20.0MM STAINLESS STEEL LENGTH=21.0CM REUSABLE | SURGICAL INSTRUMENT TENDER
19136 | 4229680151700 | RETRACTOR, MIKULICZ, TIP SIZE: 120 - 125 MM X 50 MM, STAINLESS STEEL, LENGTH 25 - 26 CM, REUSABLE | SURGICAL INSTRUMENT TENDER
19137 | 4229680151800 | RETRACTOR, MIKULICZ, TIP SIZE: 150 - 160 MM X 50 MM, STAINLESS STEEL, LENGTH 25 - 26 CM, REUSABLE | SURGICAL INSTRUMENT TENDER
19138 | 4229680151900 | RETRACTOR, BONE, PERCY, STAINLESS STEEL, AMPUTATION, REUSABLE | SURGICAL INSTRUMENT TENDER
19139 | 4229680152100 | RETRACTOR, VOLKMANN/SHARP/1 PRONG, STAINLESS STEEL, LENGTH 21 - 23 CM, REUSABLE | SURGICAL INSTRUMENT TENDER
19140 | 4229680152200 | RETRACTOR SURGICAL VOLKMANN/SHARP/4 PRONGS STAINLESS STEEL LENGTH=22.5CM REUSABLE | SURGICAL INSTRUMENT TENDER
19141 | 4229680152300 | RETRACTOR, ZENKER/ANGULATED, STAINLESS STEEL, TIP SIZE: 35 MM X 9 MM (+/- 1MM), LENGTH 24 - 25 CM, REUSABLE | SURGICAL INSTRUMENT TENDER
19142 | 4229680152400 | RETRACTOR, ZENKER/ANGULATED, STAINLESS STEEL, TIP SIZE: 75 MM X 12 MM, LENGTH 27 - 28 CM, REUSABLE | SURGICAL INSTRUMENT TENDER
19143 | 4229680152500 | CONTRACTOR/APPROXIMATOR, RIB, BAILEY, LENGTH 20 CM, REUSABLE | SURGICAL INSTRUMENT TENDER
19144 | 4229680152600 | CONTRACTOR/APPROXIMATOR, RIB, BAILEY-GIBBON, LENGTH 20 CM, REUSABLE | SURGICAL INSTRUMENT TENDER
19145 | 4229680152700 | RASPATORY RIB SCRAPING DOYEN/LEFT/ADULT LENGTH=17.0CM REUSABLE | SURGICAL INSTRUMENT TENDER
19146 | 4229680152800 | RASPATORY RIB SCRAPING DOYEN/RIGHT/ADULT LENGTH=17.0CM REUSABLE | SURGICAL INSTRUMENT TENDER
19147 | 4229680152900 | SHEAR RIB CUTTING BRUNNER/RIGHT HAND LENGTH=32.0CM REUSABLE | SURGICAL INSTRUMENT TENDER
19148 | 4229680153000 | SHEARS, RIB, CUTTING, GIERTZ-STILLE, LENGTH 24 - 25 CM, REUSABLE | SURGICAL INSTRUMENT TENDER
19149 | 4229680153100 | STRIPPER, RING, ROUND, STAINLESS STEEL, DIAMETER 10 MM, LENGTH 50 - 60 CM, REUSABLE | SURGICAL INSTRUMENT TENDER
19150 | 4229680153200 | STRIPPER, RING, ROUND, STAINLESS STEEL, DIAMETER 12 MM, LENGTH 50 - 60 CM, REUSABLE | SURGICAL INSTRUMENT TENDER
19151 | 4229680153300 | STRIPPER, RING, ROUND, STAINLESS STEEL, DIAMETER 14 MM, LENGTH 50 - 60 CM, REUSABLE | SURGICAL INSTRUMENT TENDER
19152 | 4229680153400 | STRIPPER, RING, ROUND, STAINLESS STEEL, DIAMETER 2 MM, LENGTH 50 - 60 CM, REUSABLE | SURGICAL INSTRUMENT TENDER
19153 | 4229680153500 | STRIPPER, RING, ROUND, STAINLESS STEEL, DIAMETER 3 MM, LENGTH 50 - 60 CM, REUSABLE | SURGICAL INSTRUMENT TENDER
19154 | 4229680153600 | STRIPPER, RING, ROUND, STAINLESS STEEL, DIAMETER 4 MM, LENGTH 50 - 60 CM, REUSABLE | SURGICAL INSTRUMENT TENDER
19155 | 4229680153700 | STRIPPER, RING, ROUND, STAINLESS STEEL, DIAMETER 6 MM, LENGTH 50 - 60 CM, REUSABLE | SURGICAL INSTRUMENT TENDER
19156 | 4229680153800 | STRIPPER, RING, ROUND, STAINLESS STEEL, DIAMETER 7 MM, LENGTH 50 - 60 CM, REUSABLE | SURGICAL INSTRUMENT TENDER
19157 | 4229680153900 | STRIPPER, RING, ROUND, STAINLESS STEEL, DIAMETER 8 MM, LENGTH 50 - 60 CM, REUSABLE | SURGICAL INSTRUMENT TENDER
19158 | 4229680154000 | HANDLE, SCALPEL, MICROBLADE, LENGTH 13 - 14 CM, REUSABLE | SURGICAL INSTRUMENT TENDER
19159 | 4229680154100 | HANDLE SCALPEL NO.3 STAINLESS STEEL LENGTH=12.0CM REUSABLE | SURGICAL INSTRUMENT TENDER
19160 | 4229680154200 | HANDLE, SCALPEL, LONG/NO.3L, STAINLESS STEEL, LENGTH 21 - 22 CM, REUSABLE | SURGICAL INSTRUMENT TENDER
19161 | 4229680154300 | HANDLE, SCALPEL, NO.4, STAINLESS STEEL, LENGTH 13 - 14 CM, REUSABLE | SURGICAL INSTRUMENT TENDER
19162 | 4229680154400 | HANDLE SCALPEL LONG/NO.4L STAINLESS STEEL LENGTH=21.0CM REUSABLE | SURGICAL INSTRUMENT TENDER
19163 | 4229680154500 | HANDLE, SCALPEL, SOLID/NO.7, LENGTH 16 - 17 CM, REUSABLE | SURGICAL INSTRUMENT TENDER
19164 | 4229680154600 | SCISSORS VASCULAR DEBAKEY ANGLED 40 DEGREE STAINLESS STEEL LENGTH=18.5CM REUSABLE | SURGICAL INSTRUMENT TENDER
19165 | 4229680154700 | SCISSORS VASCULAR DEBAKEY ANGLED 60 DEGREE STAINLESS STEEL LENGTH=18.0CM REUSABLE | SURGICAL INSTRUMENT TENDER
19166 | 4229680154800 | SCISSORS DISSECTING MAYO/CURVED STAINLESS STEEL LENGTH=17.0CM REUSABLE | SURGICAL INSTRUMENT TENDER
19167 | 4229680155000 | SCISSORS, DISSECTING, MAYO/CURVED, STAINLESS STEEL, LENGTH 23 - 24CM, REUSABLE | SURGICAL INSTRUMENT TENDER
19168 | 4229680155300 | SCISSORS GYNECOLOGICAL UTERINE/SIMS/BLUNT-BLUNT/CURVED STAINLESS STEEL LENGTH=23.0CM REUSABLE | SURGICAL INSTRUMENT TENDER
19169 | 4229680155500 | SPHINCTEROSCOPE, INSPECTION, PROCTOSCOPE, SIZE: 27.0MM X (50.0 - 60.0)MM, REUSABLE | SURGICAL INSTRUMENT TENDER
19170 | 4229680155600 | FORCEPS, SPLINTER, FEILCHENFELD, STAINLESS STEEL, LENGTH 9 - 10 CM, REUSABLE | SURGICAL INSTRUMENT TENDER
19171 | 4229680155700 | SPREADER RETRACTOR ADSON/BLUNT STAINLESS STEEL LENGTH=33.0CM TEETH: 4X4 REUSABLE | SURGICAL INSTRUMENT TENDER
19172 | 4229680155800 | SPREADER RETRACTOR ADSON/SHARP STAINLESS STEEL LENGTH=26.0CM TEETH: 3X3 REUSABLE | SURGICAL INSTRUMENT TENDER
19173 | 4229680155900 | SPREADER, RETRACTOR, WULLSTEIN/SHARP, STAINLESS STEEL, LENGTH 13 CM, TEETH: 3X3, REUSABLE | SURGICAL INSTRUMENT TENDER
19174 | 4229680156000 | CHISEL, STERNAL, SPLITTING, LEBSCHE, LENGTH 24 - 25 CM, REUSABLE | SURGICAL INSTRUMENT TENDER
19175 | 4229680156100 | CLAMP STOMACH TWIN LANE/CURVED STAINLESS STEEL LENGTH=30.0CM REUSABLE | SURGICAL INSTRUMENT TENDER
19176 | 4229680156200 | SCISSORS, STRABISMUS, BLUNT-BLUNT, CURVED, LENGTH 11 - 12CM, STAINLESS STEEL, REUSABLE | SURGICAL INSTRUMENT TENDER
19177 | 4229680156300 | TUBE, SUCTION, YASARGAL, DIAMETER 2.0MM, WORKING LENGTH 15 CM, REUSABLE | SURGICAL INSTRUMENT TENDER
19178 | 4229680156400 | TUBE, SUCTION, YASARGAL, DIAMETER 2.5MM, WORKING LENGTH 15 CM, REUSABLE | SURGICAL INSTRUMENT TENDER
19179 | 4229680156500 | TUBE, SUCTION, YANKAUER/COMPLETE, TOTAL LENGTH 28 - 31 CM, REUSABLE | SURGICAL INSTRUMENT TENDER
19180 | 4229680156600 | HOOK SUTURE CLOSURE DIAMETER=3.0MM LENGTH=26.0CM REUSABLE | SURGICAL INSTRUMENT TENDER
19181 | 4229680156700 | FORCEPS, CLAMP, TAMPON, ULRICH/STRAIGHT, STAINLESS STEEL, LENGTH 27 CM, REUSABLE | SURGICAL INSTRUMENT TENDER
19182 | 4229680156800 | SCISSORS DISSECTING TOENNIS/CURVED TUNGSTEN CARBIDE LENGTH=17.5CM REUSABLE | SURGICAL INSTRUMENT TENDER
19183 | 4229680156900 | SCISSORS DISSECTING METZENBAUM FINE/CURVED TUNGSTEN CARBIDE LENGTH=14.5CM REUSABLE | SURGICAL INSTRUMENT TENDER
19184 | 4229680157000 | SCISSORS DISSECTING METZENBAUM FINE/CURVED TUNGSTEN CARBIDE LENGTH=18.0CM REUSABLE | SURGICAL INSTRUMENT TENDER
19185 | 4229680157100 | SCISSORS DISSECTING METZENBAUM FINE/CURVED TUNGSTEN CARBIDE LENGTH=20.5CM REUSABLE | SURGICAL INSTRUMENT TENDER
19186 | 4229680157200 | SCISSORS DISSECTING METZENBAUM FINE/CURVED TUNGSTEN CARBIDE LENGTH=28.5CM REUSABLE | SURGICAL INSTRUMENT TENDER
19187 | 4229680157400 | SCISSORS DISSECTING METZENBAUM CURVED TUNGSTEN CARBIDE LENGTH=17.5CM REUSABLE | SURGICAL INSTRUMENT TENDER
19188 | 4229680157500 | SCISSORS DISSECTING MAYO CURVED TUNGSTEN CARBIDE LENGTH=20.5CM REUSABLE | SURGICAL INSTRUMENT TENDER
19189 | 4229680157600 | SCISSORS DISSECTING METZENBAUM CURVED TUNGSTEN CARBIDE LENGTH=23.0CM REUSABLE | SURGICAL INSTRUMENT TENDER
19190 | 4229680157700 | SCISSORS DISSECTING METZENBAUM CURVED TUNGSTEN CARBIDE LENGTH=26CM REUSABLE | SURGICAL INSTRUMENT TENDER
19191 | 4229680157900 | SCISSORS DISSECTING METZENBAUM CURVED TUNGSTEN CARBIDE LENGTH=30.0CM REUSABLE | SURGICAL INSTRUMENT TENDER
19192 | 4229680158000 | SCISSORS, MAYO CURVED/SERRATED, TUNGSTEN CARBIDE, LENGTH 17.0 - 18.0 CM, REUSABLE | SURGICAL INSTRUMENT TENDER
19193 | 4229680158100 | SCISSORS, SURGICAL, MAYO STRAIGHT/SERRATED, TUNGSTEN CARBIDE, LENGTH = 17.0 - 18.0CM, REUSABLE | SURGICAL INSTRUMENT TENDER
19194 | 4229680158200 | SCISSORS, MAYO STRAIGHT/SERRATED, TUNGSTEN CARBIDE, LENGTH 23.0 - 24.0 CM, REUSABLE | SURGICAL INSTRUMENT TENDER
19195 | 4229680158400 | NEEDLE HOLDER DEBAKEY TUNGSTEN CARBIDE LENGTH=18.0CM REUSABLE | SURGICAL INSTRUMENT TENDER
19196 | 4229680158500 | NEEDLE HOLDER DEBAKEY TUNGSTEN CARBIDE LENGTH=23.0CM REUSABLE | SURGICAL INSTRUMENT TENDER
19197 | 4229680158600 | NEEDLE HOLDER, DEBAKEY, TUNGSTEN CARBIDE, LENGTH 26 - 27 CM, REUSABLE | SURGICAL INSTRUMENT TENDER
19198 | 4229680158700 | NEEDLE HOLDER, DEBAKEY, TUNGSTEN CARBIDE, LENGTH 30 - 31 CM, REUSABLE | SURGICAL INSTRUMENT TENDER
19199 | 4229680158800 | NEEDLE HOLDER, HEGAR-VASCULAR, LENGTH 20 - 21 CM, TUNGSTEN CARBIDE, REUSABLE | SURGICAL INSTRUMENT TENDER
19200 | 4229680159000 | NEEDLE HOLDER, MAYO-HEGAR, TUNGSTEN CARBIDE, LENGTH 18 - 19 CM, REUSABLE | SURGICAL INSTRUMENT TENDER
19201 | 4229680159100 | NEEDLE HOLDER, MAYO-HEGAR, TUNGSTEN CARBIDE, LENGTH 20 - 21 CM, REUSABLE | SURGICAL INSTRUMENT TENDER
19202 | 4229680159200 | NEEDLE HOLDER, MAYO-HEGAR, TUNGSTEN CARBIDE, LENGTH 23 - 24 CM, REUSABLE | SURGICAL INSTRUMENT TENDER
19203 | 4229680159500 | SCISSORS VASCULAR DEBAKEY/ANGLED 45 DEGREE TUNGSTEN CARBIDE LENGTH=23.0CM REUSABLE | SURGICAL INSTRUMENT TENDER
19204 | 4229680159600 | SCISSORS VASCULAR DEBAKEY/ANGLED 60 DEGREE TUNGSTEN CARBIDE LENGTH=22.0CM REUSABLE | SURGICAL INSTRUMENT TENDER
19205 | 4229680159700 | SCISSORS, DISSECTING, MAYO LEXER/FINE TIP/CURVED, TUNGSTEN CARBIDE, LENGTH 15.0 -16.0 CM, REUSABLE | SURGICAL INSTRUMENT TENDER
19206 | 4229680159800 | SCISSORS DISSECTING MAYO-LEXER/CURVED TUNGSTEN CARBIDE LENGTH=16.0CM REUSABLE | SURGICAL INSTRUMENT TENDER
19207 | 4229680160000 | NIPPER, SIDE, CUTTING, WITH TRANSM, TUNGSTEN CARBIDE, LENGTH 17 - 18 CM, REUSABLE | SURGICAL INSTRUMENT TENDER
19208 | 4229680160100 | FORCEPS, CLAMP, TENACULUM, BRAUN, STAINLESS STEEL, LENGTH 16 CM, TEETH: 4X3, REUSABLE | SURGICAL INSTRUMENT TENDER
19209 | 4229680160200 | FORCEPS, CLAMP, TENACULUM, CZERNY, STAINLESS STEEL, LENGTH 21 CM, TEETH: 4X3, REUSABLE | SURGICAL INSTRUMENT TENDER
19210 | 4229680160300 | FORCEPS DRESSING ATRAUMATIC TITANIUM LENGTH=20.5CM TIP WIDTH= 1.5MM REUSABLE | SURGICAL INSTRUMENT TENDER
19211 | 4229680160400 | FORCEPS DRESSING ATRAUMATIC TITANIUM LENGTH=24.5CM TIP WIDTH= 1.5MM REUSABLE | SURGICAL INSTRUMENT TENDER
19212 | 4229680160500 | FORCEPS, MEDIUM WIDE, STAINLESS STEEL, LENGTH 14 - 15 CM, 1X2, REUSABLE | SURGICAL INSTRUMENT TENDER
19213 | 4229680160600 | FORCEPS, TISSUE, STANDARD, STAINLESS STEEL, LENGTH 20 - 21 CM, TEETH: 1X2, REUSABLE | SURGICAL INSTRUMENT TENDER
19214 | 4229680160700 | FORCEPS, TISSUE, SLIM, STAINLESS STEEL, LENGTH 14 - 15 CM, TEETH: 1X2, REUSABLE | SURGICAL INSTRUMENT TENDER
19215 | 4229680160800 | FORCEPS, TISSUE, SLIM, STAINLESS STEEL, LENGTH 18 - 19 CM, TEETH: 1X2, REUSABLE | SURGICAL INSTRUMENT TENDER
19216 | 4229680160900 | FORCEPS, TISSUE, SLIM, STAINLESS STEEL, LENGTH 20 - 21 CM, TEETH: 1X2, REUSABLE | SURGICAL INSTRUMENT TENDER
19217 | 4229680161000 | FORCEPS, TISSUE, SLIM, STAINLESS STEEL, LENGTH 25 - 26 CM, TEETH: 1X2, REUSABLE | SURGICAL INSTRUMENT TENDER
19218 | 4229680161100 | FORCEPS, TISSUE, SLIM, STAINLESS STEEL, LENGTH 30 - 31 CM, TEETH: 1X2, REUSABLE | SURGICAL INSTRUMENT TENDER
19219 | 4229680161300 | FORCEPS TISSUE ALLIS STAINLESS STEEL LENGTH=19.0CM TEETH: 5X5 REUSABLE | SURGICAL INSTRUMENT TENDER
19220 | 4229680161400 | FORCEPS TISSUE ALLIS STAINLESS STEEL LENGTH=25.5CM TEETH: 5X5 REUSABLE | SURGICAL INSTRUMENT TENDER
19221 | 4229680161700 | FORCEPS, TOWEL, BALL AND SOCKET, STAINLESS STEEL, LENGTH 11 - 13 CM, REUSABLE | SURGICAL INSTRUMENT TENDER
19222 | 4229680161900 | FORCEPS, TOWEL, BACKHAUS/SHARP, STAINLESS STEEL, LENGTH 13 - 15 CM, REUSABLE | SURGICAL INSTRUMENT TENDER
19223 | 4229680162000 | FORCEPS, TOWEL, TOHOKU/BLUNT, STAINLESS STEEL, LENGTH 10 - 12 CM, REUSABLE | SURGICAL INSTRUMENT TENDER
19224 | 4229680162100 | RETRACTOR, TRACHEA, JACKSON/DOUBLE, STAINLESS STEEL, LENGTH 17 - 18 CM, REUSABLE | SURGICAL INSTRUMENT TENDER
19225 | 4229680162200 | DILATOR TRACHEAL LABORDE LENGTH=14.0CM REUSABLE | SURGICAL INSTRUMENT TENDER
19226 | 4229680162300 | TRAY, STERILIZATION INSTRUMENT, WITH LID, SIZE: 24 CM X 25 CM X 6 CM, STAINLESS STEEL, REUSABLE | SURGICAL INSTRUMENT TENDER
19227 | 4229680162400 | TRAY, STERILIZATION INSTRUMENT, WITH LID, SIZE: 41 CM X 25 CM X 6 CM, STAINLESS STEEL, REUSABLE | SURGICAL INSTRUMENT TENDER
19228 | 4229680162500 | TRAY, STERILIZATION INSTRUMENT, WITH LID, SIZE: 48 CM X 25 CM X 2 CM, STAINLESS STEEL, REUSABLE | SURGICAL INSTRUMENT TENDER
19229 | 4229680162600 | TRAY, STERILIZATION INSTRUMENT, WITH LID, SIZE: 48 CM X 25 CM X 4 CM, STAINLESS STEEL, REUSABLE | SURGICAL INSTRUMENT TENDER
19230 | 4229680162700 | TRAY, STERILIZATION INSTRUMENT, WITH LID, SIZE: 48 CM X 25 CM X 6 CM, STAINLESS STEEL, REUSABLE | SURGICAL INSTRUMENT TENDER
19231 | 4229680162800 | TRAY, STERILIZATION INSTRUMENT, WITH LID, SIZE: 27 CM X 17 CM X 5 CM, STAINLESS STEEL, REUSABLE | SURGICAL INSTRUMENT TENDER
19232 | 4229680162900 | FORCEPS, CLAMP, TUNNELING, CURVED, STAINLESS STEEL, LENGTH 38 - 40 CM, REUSABLE | SURGICAL INSTRUMENT TENDER
19233 | 4229680163100 | SCISSORS VASCULAR ANGLED 45 DEGREE STAINLESS STEEL LENGTH=16.5CM REUSABLE | SURGICAL INSTRUMENT TENDER
19234 | 4229680163200 | CANNULA VESSEL IRRIGATION MALLEABLE DIAMETER=3.0MM LENGTH=15.0CM REUSABLE | SURGICAL INSTRUMENT TENDER
19235 | 4229680163300 | CANNULA VESSEL IRRIGATION MALLEABLE DIAMETER=4.0MM LENGTH=15.0CM REUSABLE | SURGICAL INSTRUMENT TENDER
19236 | 4229680163400 | RETRACTOR, ALM SELF RETAINING, 4X4 TEETH SHARP, LENGTH 10.0 CM, STAINLESS STEEL, REUSABLE | SURGICAL INSTRUMENT TENDER
19237 | 4229680163600 | RETRACTOR, SELF RETAINING,WEITLANER/ BLUNT/3X4 TEETH, STAINLESS STEEL, LENGTH 16.0 - 17.0 CM, REUSABLE | SURGICAL INSTRUMENT TENDER
19238 | 4229680163700 | RETRACTOR, SELF RETAINING,WEITLANER/ SHARP/3X4 TEETH, STAINLESS STEEL, SIZE 18.0 -20.0 CM REUSABLE | SURGICAL INSTRUMENT TENDER
19239 | 4229680163800 | RETRACTOR, ABDOMINAL, BALFOUR/ADULT, COMPLETE, STAINLESS STEEL, REUSABLE | SURGICAL INSTRUMENT TENDER
19240 | 4229680163900 | FORCEPS, CLAMP, TENACULUM, ADAIR, STAINLESS STEEL, LENGTH 18.5 CM, REUSABLE | SURGICAL INSTRUMENT TENDER
19241 | 4229680164000 | CURETTE, FOR UTERINE ASPIRATING SUCTION, SIZE: 10 MM, STAINLESS STEEL, LENGTH 28 - 30 CM, REUSABLE | SURGICAL INSTRUMENT TENDER
19242 | 4229680164100 | CURETTE, FOR UTERINE ASPIRATING SUCTION, SIZE: 12 MM, STAINLESS STEEL, LENGTH 28 - 30 CM, REUSABLE | SURGICAL INSTRUMENT TENDER
19243 | 4229680164200 | CURETTE, FOR UTERINE ASPIRATING SUCTION, SIZE: 14 MM, STAINLESS STEEL, LENGTH 28 - 30 CM, REUSABLE | SURGICAL INSTRUMENT TENDER
19244 | 4229680164300 | CURETTE, FOR UTERINE ASPIRATING SUCTION, SIZE: 6 MM, STAINLESS STEEL, LENGTH 28 - 30 CM, REUSABLE | SURGICAL INSTRUMENT TENDER
19245 | 4229680164400 | CURETTE, FOR UTERINE ASPIRATING SUCTION, SIZE: 8 MM, STAINLESS STEEL, LENGTH 28 - 30 CM, REUSABLE | SURGICAL INSTRUMENT TENDER
19246 | 4229680164500 | FORCEPS, DEBAKEY, ANGLED TIP, TIP WIDTH 2 MM, STAINLESS STEEL, LENGTH 25 CM, REUSABLE | SURGICAL INSTRUMENT TENDER
19247 | 4229680164600 | CURETTE, BIOPSY, SAMPLE COLLECTION, MUNICH, STAINLESS STEEL, LENGTH 26 - 27 CM, REUSABLE | SURGICAL INSTRUMENT TENDER
19248 | 4229680164700 | FORCEPS BIOPSY SCHUMACHER STAINLESS STEEL LENGTH=24.0CM REUSABLE | SURGICAL INSTRUMENT TENDER
19249 | 4229680164800 | FORCEPS, BIPOLAR COAGULATION, NON-STICK, STRAIGHT/BLUNT, STAINLESS STEEL, LENGTH 20 CM,INSULATED, TIP WIDTH 2 MM, REUSABLE | SURGICAL INSTRUMENT TENDER
19250 | 4229680164900 | FORCEPS, BIPOLAR COAGULATION, NON-STICK/STRAIGHT/BLUNT, STAINLESS STEEL, LENGTH 24 CM, INSULATED, TIP WIDTH 2 MM, REUSABLE | SURGICAL INSTRUMENT TENDER
19251 | 4229680165000 | FORCEPS, BIPOLAR COAGULATION, NON-STICK/STRAIGHT/BLUNT, STAINLESS STEEL, LENGTH 30 CM, INSULATED, TIP WIDTH 2 MM, REUSABLE | SURGICAL INSTRUMENT TENDER
19252 | 4229680165100 | BOWL METAL DIAMETER=167.0MM HEIGHT: 75.0MM CAPACITY: 0.9L REUSABLE | SURGICAL INSTRUMENT TENDER
19253 | 4229680165200 | CATHETER UROLOGY CURVED DIAMETER=12.0FR LENGTH=15.0CM WOMEN WITH STYLET REUSABLE | SURGICAL INSTRUMENT TENDER
19254 | 4229680165300 | CATHETER UROLOGY CURVED DIAMETER=14.0FR LENGTH=15.0CM WOMEN WITH STYLET REUSABLE | SURGICAL INSTRUMENT TENDER
19255 | 4229680165400 | FORCEPS CLAMP HEANEY/CURVED STAINLESS STEEL LENGTH=19.5CM TEETH: 1 HYSTERECTOMY REUSABLE | SURGICAL INSTRUMENT TENDER
19256 | 4229680165500 | FORCEPS CLAMP HEANEY/CURVED STAINLESS STEEL LENGTH=19.5CM TEETH: 2 HYSTERECTOMY REUSABLE | SURGICAL INSTRUMENT TENDER
19257 | 4229680165600 | FORCEPS CLAMP HEANEY/CURVED STAINLESS STEEL LENGTH=21.5CM TEETH: 2 HYSTERECTOMY REUSABLE | SURGICAL INSTRUMENT TENDER
19258 | 4229680165700 | FORCEPS CLAMP WERTHEIM-CULLEN STAINLESS STEEL LENGTH=21.0CM REUSABLE | SURGICAL INSTRUMENT TENDER
19259 | 4229680166100 | CONNECTOR, GYNECOLOGY, ANGLED, TOTAL LENGTH 11 - 12 CM, STAINLESS STEEL, REUSABLE | SURGICAL INSTRUMENT TENDER
19260 | 4229680166500 | SCISSORS SURGICAL CUT BIPOLAR/SLIM/CURVED STAINLESS STEEL LENGTH=18.0CM REUSABLE | SURGICAL INSTRUMENT TENDER
19261 | 4229680166600 | SCISSORS SURGICAL CUT BIPOLAR/SLIM/CURVED STAINLESS STEEL LENGTH=23.0CM REUSABLE | SURGICAL INSTRUMENT TENDER
19262 | 4229680166700 | SCISSORS SURGICAL CUT BIPOLAR/SLIM/CURVED STAINLESS STEEL LENGTH=28.0CM REUSABLE | SURGICAL INSTRUMENT TENDER
19263 | 4229680166800 | FORCEPS, STANDARD/SERRATED TIP, STAINLESS STEEL, LENGTH 16 CM, REUSABLE | SURGICAL INSTRUMENT TENDER
19264 | 4229680166900 | FORCEPS, STANDARD/SERRATED TIP, STAINLESS STEEL, LENGTH 25 CM, REUSABLE | SURGICAL INSTRUMENT TENDER
19265 | 4229680167000 | FORCEPS, MEDIUM WIDE/SERRATED TIP STAINLESS STEEL, LENGTH 25 CM, REUSABLE | SURGICAL INSTRUMENT TENDER
19266 | 4229680167100 | FORCEPS, POTTS-SMITH, STAINLESS STEEL, LENGTH 21 CM, REUSABLE | SURGICAL INSTRUMENT TENDER
19267 | 4229680167200 | FORCEPS, CLAMP, MICRO, MOSQUITO/CURVED, STAINLESS STEEL, LENGTH 10 CM, TEETH: 1X2, REUSABLE | SURGICAL INSTRUMENT TENDER
19268 | 4229680167300 | HOOK, FISTULA, GYNECOLOGY, SIMON/SHARP/1-PRONG, LENGTH 21 - 23 CM, REUSABLE | SURGICAL INSTRUMENT TENDER
19269 | 4229680167400 | HOOK, FISTULA, SIMON/SHARP/2-PRONGS, LENGTH 21 - 23 CM, REUSABLE | SURGICAL INSTRUMENT TENDER
19270 | 4229680167500 | FORCEPS HEMOSTATIC CRILE/STRAIGHT STAINLESS STEEL LENGTH=14.5CM TEETH: 1X1 REUSABLE | SURGICAL INSTRUMENT TENDER
19271 | 4229680167600 | FORCEPS, CLAMP, SPONGE HOLDING, FOERSTER/SERRATED/CURVED, STAINLESS STEEL, LENGTH 17 - 19 CM, REUSABLE | SURGICAL INSTRUMENT TENDER
19272 | 4229680167700 | FORCEPS, CLAMP, MOSQUITO/CURVED, STAINLESS STEEL, LENGTH 14 - 15 CM, TEETH: 1X2, REUSABLE | SURGICAL INSTRUMENT TENDER
19273 | 4229680167800 | FORCEPS, CLAMP, MOSQUITO/STRAIGHT, STAINLESS STEEL, LENGTH 14 -14.5 CM, TEETH: 1X2, REUSABLE | SURGICAL INSTRUMENT TENDER
19274 | 4229680167900 | FORCEPS, CLAMP, DOYEN/OVARIAN, STRAIGHT, STAINLESS STEEL, LENGTH 20 CM, REUSABLE | SURGICAL INSTRUMENT TENDER
19275 | 4229680168100 | FORCEPS, CLAMP, PHANEUF/STRAIGHT, STAINLESS STEEL, 1X2, LENGTH 20 - 21 CM, REUSABLE | SURGICAL INSTRUMENT TENDER
19276 | 4229680168200 | FORCEPS, CLAMP, SPENCER-WELLS/CURVED, STAINLESS STEEL, LENGTH 15 CM, REUSABLE | SURGICAL INSTRUMENT TENDER
19277 | 4229680168300 | FORCEPS, WERTHEIM/CURVED, STAINLESS STEEL, 1X2, LENGTH 22 - 23 CM, REUSABLE | SURGICAL INSTRUMENT TENDER
19278 | 4229680168400 | FRAME, ABDOMINAL, FOR KIRSCHNER/DENNIS-BROWN RETRACTOR, REUSABLE | SURGICAL INSTRUMENT TENDER
19279 | 4229680168500 | FORCEPS, CLAMP, GRASPING, GOITRE SEIZING/LAHEY, STAINLESS STEEL, LENGTH 15.5 CM, TEETH: 3X1, REUSABLE | SURGICAL INSTRUMENT TENDER
19280 | 4229680168600 | FORCEPS, CLAMP, MOSQUITO/CURVED, STAINLESS STEEL, LENGTH 14 - 15 CM, REUSABLE | SURGICAL INSTRUMENT TENDER
19281 | 4229680168700 | FORCEPS, CLAMP, GREEN-ARMYTAGE, UTERINE, STAINLESS STEEL, LENGTH 21 CM, REUSABLE | SURGICAL INSTRUMENT TENDER
19282 | 4229680168900 | FORCEPS, CLAMP, PEAN/STRAIGHT, STAINLESS STEEL, LENGTH 22 - 24 CM, REUSABLE | SURGICAL INSTRUMENT TENDER
19283 | 4229680169000 | BLADE, FOR KIRSCHNER/DENNIS-BROWN, SIZE: 105 MM X 35 MM, REUSABLE | SURGICAL INSTRUMENT TENDER
19284 | 4229680169100 | BLADE, FOR KIRSCHNER/DENNIS-BROWN, SIZE: 40.0MM X 55.0MM, REUSABLE | SURGICAL INSTRUMENT TENDER
19285 | 4229680169200 | BLADE, FOR KIRSCHNER/DENNIS-BROWN, SIZE: 60.0MM X 85.0MM, REUSABLE | SURGICAL INSTRUMENT TENDER
19286 | 4229680169300 | BLADE, FOR KIRSCHNER/DENNIS-BROWN, SIZE: 78.0MM X 65.0MM, REUSABLE | SURGICAL INSTRUMENT TENDER
19287 | 4229680169400 | BLADE, FOR KIRSCHNER/DENNIS-BROWN, SIZE: 50.0MM X 65.0MM, REUSABLE | SURGICAL INSTRUMENT TENDER
19288 | 4229680169500 | FORCEPS, CLAMP, INTESTINAL, MAYO-ROBSON/CURVED, STAINLESS STEEL, LENGTH 24 - 26 CM, REUSABLE | SURGICAL INSTRUMENT TENDER
19289 | 4229680169600 | FORCEPS, GRASPING, INTRAUTERINE PREGNANCY-REMOVAL/FLEX, STAINLESS STEEL, LENGTH 27 - 28 CM, DIAMETER 3 - 5 MM, REUSABLE | SURGICAL INSTRUMENT TENDER
19290 | 4229680169700 | KNIFE, CUTTING, AREOLA COOKIE/FREEMAN/SERRATED, DIAMETER = 33.0 - 34.0 MM, REUSABLE | SURGICAL INSTRUMENT TENDER
19291 | 4229680169800 | KNIFE CUTTING AREOLA COOKIE/FREEMAN/SERRATED DIAMETER=38.0MM REUSABLE | SURGICAL INSTRUMENT TENDER
19292 | 4229680169900 | KNIFE CUTTING AREOLA COOKIE/FREEMAN/SERRATED DIAMETER=42.0MM REUSABLE | SURGICAL INSTRUMENT TENDER
19293 | 4229680170000 | KNIFE, CUTTING, AREOLA COOKIE/FREEMAN/SERRATED, DIAMETER = 48.0 - 50.0MM, REUSABLE | SURGICAL INSTRUMENT TENDER
19294 | 4229680170100 | NEEDLE HOLDER MICRO/STRAIGHT STAINLESS STEEL LENGTH=18.0CM REUSABLE | SURGICAL INSTRUMENT TENDER
19295 | 4229680170200 | NEEDLE HOLDER MICRO/CURVED/WITH LOCK LENGTH=18.0CM REUSABLE | SURGICAL INSTRUMENT TENDER
19296 | 4229680170400 | LEVER OBSTETRIC OBSTETRICS SELLHEIM LENGTH=32.0CM REUSABLE | SURGICAL INSTRUMENT TENDER
19297 | 4229680170500 | FORCEPS, OBSTETRICAL, KIELLAND, STAINLESS STEEL, LENGTH 40 - 41 CM, REUSABLE | SURGICAL INSTRUMENT TENDER
19298 | 4229680170600 | FORCEPS, OBSTETRICAL, NAEGELE, STAINLESS STEEL, LENGTH 36 - 37 CM, REUSABLE | SURGICAL INSTRUMENT TENDER
19299 | 4229680170700 | SCISSORS OPERATING SHARP/BLUNT/CURVED STAINLESS STEEL LENGTH=18.5CM REUSABLE | SURGICAL INSTRUMENT TENDER
19300 | 4229680170800 | SCISSORS OPERATING SHARP/BLUNT/CURVED STAINLESS STEEL LENGTH=20.5CM REUSABLE | SURGICAL INSTRUMENT TENDER
19301 | 4229680170900 | FORCEPS, OVUM/WINTER/CURVED, NO. 1, STAINLESS STEEL, LENGTH 28 CM, REUSABLE | SURGICAL INSTRUMENT TENDER
19302 | 4229680171000 | FORCEPS, OVUM/WINTER/CURVED, NO. 2, STAINLESS STEEL, LENGTH 28 CM, REUSABLE | SURGICAL INSTRUMENT TENDER
19303 | 4229680171100 | FORCEPS, CLAMP PARAMETRIUM/ROGER, NO.1, STAINLESS STEEL, LENGTH 25 - 26 CM, REUSABLE | SURGICAL INSTRUMENT TENDER
19304 | 4229680171200 | PELVIMETER PELVIS MEASUREMENT INCHES AND CM LENGTH=35.0CM REUSABLE | SURGICAL INSTRUMENT TENDER
19305 | 4229680171300 | SCISSORS SURGICAL PERINEUM BRAUN-STADLER STAINLESS STEEL LENGTH=14.5CM REUSABLE | SURGICAL INSTRUMENT TENDER
19306 | 4229680171400 | SCISSORS SURGICAL PERINEUM/BRAUN-STADLER STAINLESS STEEL LENGTH=22.0CM REUSABLE | SURGICAL INSTRUMENT TENDER
19307 | 4229680171500 | FORCEPS, PERITONEAL CLAMP, FAURE/CURVED, STAINLESS STEEL, 1X2, LENGTH 21 CM, REUSABLE | SURGICAL INSTRUMENT TENDER
19308 | 4229680171600 | PROBE SURGICAL TISSUE MANIPULATION STAINLESS STEEL BUTTON END DIAMETER=1.5MM LENGTH=25.0CM REUSABLE | SURGICAL INSTRUMENT TENDER
19309 | 4229680171700 | PROBE SURGICAL TISSUE MANIPULATION STAINLESS STEEL BUTTON END DIAMETER=2.0MM LENGTH=30.0CM REUSABLE | SURGICAL INSTRUMENT TENDER
19310 | 4229680171800 | SCISSORS SURGICAL RECTAL/HEAVY/CURVED TUNGSTEN CARBIDE LENGTH=32.5CM REUSABLE | SURGICAL INSTRUMENT TENDER
19311 | 4229680171900 | RETRACTOR, BRUNNER/CURVED, STAINLESS STEEL, TIP SIZE: 120 MM X 25 MM, LENGTH 24 - 26 CM, REUSABLE | SURGICAL INSTRUMENT TENDER
19312 | 4229680172000 | RETRACTOR, BRUNNER/CURVED, STAINLESS STEEL, TIP SIZE: 140 MM X 25 MM, LENGTH 24 - 26 CM, REUSABLE | SURGICAL INSTRUMENT TENDER
19313 | 4229680172100 | RETRACTOR, MARTIN, STAINLESS STEEL, TIP SIZE: 110 MM (+/-5MM) X 27 MM, LENGTH 25 - 27 CM, REUSABLE | SURGICAL INSTRUMENT TENDER
19314 | 4229680172200 | RETRACTOR, RICHARDSON/KELLY, STAINLESS STEEL, TIP SIZE: 62 MM X 50 MM, LENGTH 25 - 26 CM, REUSABLE | SURGICAL INSTRUMENT TENDER
19315 | 4229680172300 | RETRACTOR, KOCHER, STAINLESS STEEL, TIP SIZE: 65 - 75 MM X 25 MM, LENGTH 23 - 25 CM, REUSABLE | SURGICAL INSTRUMENT TENDER
19316 | 4229680172400 | RETRACTOR, KOCHER, STAINLESS STEEL, TIP SIZE: 78 MM (+/-2MM) X 65 MM, LENGTH 25 - 27 CM, REUSABLE | SURGICAL INSTRUMENT TENDER
19317 | 4229680172500 | RETRACTOR, KOCHER, SHARP/6 PRONGS, STAINLESS STEEL, LENGTH 22 - 23 CM, REUSABLE | SURGICAL INSTRUMENT TENDER
19318 | 4229680172600 | RETRACTOR, SIMON, STAINLESS STEEL, TIP SIZE: 115 MM X 22 MM (+/-1MM), LENGTH 27 - 28 CM, REUSABLE | SURGICAL INSTRUMENT TENDER
19319 | 4229680172700 | RETRACTOR, SIMON, STAINLESS STEEL, TIP SIZE: 115 MM X 27 MM (+/-1MM), LENGTH 27 - 28 CM, REUSABLE | SURGICAL INSTRUMENT TENDER
19320 | 4229680172800 | RETRACTOR, VAGINAL, DOYEN, STAINLESS STEEL, TIP SIZE: 115.0MM X 60.0MM, REUSABLE | SURGICAL INSTRUMENT TENDER
19321 | 4229680172900 | RETRACTOR, VAGINAL, DOYEN, STAINLESS STEEL, TIP SIZE: 120.0MM X 47.0MM, REUSABLE | SURGICAL INSTRUMENT TENDER
19322 | 4229680173000 | RETRACTOR, VAGINAL, DOYEN, STAINLESS STEEL, TIP SIZE: 66.0MM X 47.0MM, REUSABLE | SURGICAL INSTRUMENT TENDER
19323 | 4229680173100 | RETRACTOR, VAGINAL, DOYEN, STAINLESS STEEL, TIP SIZE: 85.0MM X 60.0MM, REUSABLE | SURGICAL INSTRUMENT TENDER
19324 | 4229680173200 | RETRACTOR, VAGINAL, DOYEN, STAINLESS STEEL, TIP SIZE: 88.0MM X 35.0MM, REUSABLE | SURGICAL INSTRUMENT TENDER
19325 | 4229680173300 | RETRACTOR, VAGINAL, DOYEN, STAINLESS STEEL, TIP SIZE: 95.0MM X 47.0MM, REUSABLE | SURGICAL INSTRUMENT TENDER
19326 | 4229680173400 | BOWL ROUND METAL DIAMETER=260.0MM HEIGHT: 130.0MM CAPACITY: 4.5L REUSABLE | SURGICAL INSTRUMENT TENDER
19327 | 4229680173500 | SCISSORS OPERATING KELLY/STRAIGHT STAINLESS STEEL LENGTH=16.0CM REUSABLE | SURGICAL INSTRUMENT TENDER
19328 | 4229680173600 | SCISSORS, MAYO, STRAIGHT, STAINLESS STEEL, LENGTH 19.5 CM, REUSABLE | SURGICAL INSTRUMENT TENDER
19329 | 4229680173700 | SCREW MYOMA FIBROIDS EXTRACTION DOYEN/SPIRAL DIAMETER=15.0MM LENGTH=17.0CM REUSABLE | SURGICAL INSTRUMENT TENDER
19330 | 4229680173800 | SCREW MYOMA FIBROIDS EXTRACTION DOYEN/SPIRAL DIAMETER=20.0MM LENGTH=15.0CM REUSABLE | SURGICAL INSTRUMENT TENDER
19331 | 4229680173900 | CURETTE, FOR UTERINE ASPIRATING SUCTION, SIZE: 4.5 MM, STAINLESS STEEL, LENGTH 28 - 30 CM, REUSABLE | SURGICAL INSTRUMENT TENDER
19332 | 4229680174000 | TUBE, SUCTION, POOLE/STRAIGHT, DIAMETER 10MM, LENGTH 24 - 25CM, REUSABLE | SURGICAL INSTRUMENT TENDER
19333 | 4229680174100 | SCISSORS, DISSECTING, METZENBAUM FINE/CURVED, TUNGSTEN CARBIDE, LENGTH 25 - 26 CM, REUSABLE | SURGICAL INSTRUMENT TENDER
19334 | 4229680174200 | NEEDLE HOLDER, BOZEMANN/S-SHAPE, TUNGSTEN CARBIDE, LENGTH 20 - 21 CM, REUSABLE | SURGICAL INSTRUMENT TENDER
19335 | 4229680174300 | NEEDLE HOLDER BOZEMANN/S-SHAPE TUNGSTEN CARBIDE LENGTH=24.0CM REUSABLE | SURGICAL INSTRUMENT TENDER
19336 | 4229680174400 | NEEDLE HOLDER BOZEMANN/S-SHAPE TUNGSTEN CARBIDE LENGTH=30.0CM REUSABLE | SURGICAL INSTRUMENT TENDER
19337 | 4229680174600 | SCISSORS PARAMETRIUM CURVED TUNGSTEN CARBIDE LENGTH=23.0CM REUSABLE | SURGICAL INSTRUMENT TENDER
19338 | 4229680174700 | SCISSORS PARAMETRIUM STRAIGHT/CURVED TUNGSTEN CARBIDE LENGTH=22.0CM REUSABLE | SURGICAL INSTRUMENT TENDER
19339 | 4229680174800 | SCISSORS, MAYO, CURVED, TUNGSTEN CARBIDE, LENGTH 23CM, REUSABLE | SURGICAL INSTRUMENT TENDER
19340 | 4229680174900 | SCISSORS SURGICAL UTERINE/SIMS/CURVED TUNGSTEN CARBIDE LENGTH=23.0CM REUSABLE | SURGICAL INSTRUMENT TENDER
19341 | 4229680175000 | FORCEPS, CLAMP, TENACULUM/MUSEUX, STAINLESS STEEL, LENGTH 24 CM, TIP WIDTH 7 MM, TEETH: 2X1, REUSABLE | SURGICAL INSTRUMENT TENDER
19342 | 4229680175100 | FORCEPS, CLAMP, TENACULUM/SCHROEDER, STAINLESS STEEL, LENGTH 25.5 CM, TEETH: 1X0, REUSABLE | SURGICAL INSTRUMENT TENDER
19343 | 4229680175200 | FORCEPS, CLAMP, TENACULUM/TEALE/CURVED, STAINLESS STEEL, LENGTH 23 CM, TEETH: 4X4, REUSABLE | SURGICAL INSTRUMENT TENDER
19344 | 4229680175400 | FORCEPS, CLAMP, TENACULUM/STRAIGHT, STAINLESS STEEL, LENGTH 25.5 CM, TEETH: 2X1, REUSABLE | SURGICAL INSTRUMENT TENDER
19345 | 4229680175600 | FORCEPS, TISSUE, STANDARD, STAINLESS STEEL, LENGTH 20 - 21 CM, TEETH: 2X3, REUSABLE | SURGICAL INSTRUMENT TENDER
19346 | 4229680175700 | FORCEPS, CLAMP, SLIM/DUVAL, STAINLESS STEEL, LENGTH 20 - 21 CM, REUSABLE | SURGICAL INSTRUMENT TENDER
19347 | 4229680175800 | FORCEPS, TOWEL, BERNHARD/STRAIGHT, STAINLESS STEEL, LENGTH 16 - 18 CM, REUSABLE | SURGICAL INSTRUMENT TENDER
19348 | 4229680175900 | CLAMP UMBILICAL CORD COLLIN TITANIUM LENGTH=8.5CM REUSABLE | SURGICAL INSTRUMENT TENDER
19349 | 4229680176100 | SCISSORS SURGICAL UMBILICAL/BUSCH/SERRATED STAINLESS STEEL LENGTH=16.0CM REUSABLE | SURGICAL INSTRUMENT TENDER
19350 | 4229680176200 | CURETTE, UTERINE, BLUNT/RIGID, STAINLESS STEEL, SIZE: 11 MM, LENGTH 30 - 32 CM, REUSABLE | SURGICAL INSTRUMENT TENDER
19351 | 4229680176300 | CURETTE, UTERINE, SHARP/RIGID, STAINLESS STEEL, SIZE: 12 MM, LENGTH 30 - 32 CM, REUSABLE | SURGICAL INSTRUMENT TENDER
19352 | 4229680176400 | CURETTE, UTERINE, BLUNT/RIGID, STAINLESS STEEL, SIZE: 14 MM, LENGTH 30 - 32 CM, REUSABLE | SURGICAL INSTRUMENT TENDER
19353 | 4229680176500 | CURETTE, UTERINE, SHARP/RIGID, STAINLESS STEEL, SIZE: 15 MM, LENGTH 30 - 32 CM, REUSABLE | SURGICAL INSTRUMENT TENDER
19354 | 4229680176600 | CURETTE, UTERINE, BLUNT/RIGID, STAINLESS STEEL, SIZE: 16 MM, LENGTH 30 - 32 CM, REUSABLE | SURGICAL INSTRUMENT TENDER
19355 | 4229680176700 | CURETTE, UTERINE, BLUNT/MALLEABLE, STAINLESS STEEL, SIZE: 25 MM, LENGTH 31 - 35 CM, REUSABLE | SURGICAL INSTRUMENT TENDER
19356 | 4229680176800 | CURETTE, UTERINE, BLUNT/MALLEABLE, STAINLESS STEEL, SIZE: 30 MM, LENGTH 31 - 35 CM, REUSABLE | SURGICAL INSTRUMENT TENDER
19357 | 4229680176900 | CURETTE, UTERINE, BLUNT/RIGID, STAINLESS STEEL, SIZE: 35 MM, LENGTH 34 - 36 CM, REUSABLE | SURGICAL INSTRUMENT TENDER
19358 | 4229680177000 | CURETTE, UTERINE, BLUNT/RIGID, STAINLESS STEEL, SIZE: 6 MM, LENGTH 30 - 32 CM, REUSABLE | SURGICAL INSTRUMENT TENDER
19359 | 4229680177200 | CURETTE, UTERINE, SHARP/RIGID, STAINLESS STEEL, SIZE: 8 MM, LENGTH 30 - 32 CM, REUSABLE | SURGICAL INSTRUMENT TENDER
19360 | 4229680177300 | CURETTE, UTERINE, SHARP/RIGID, STAINLESS STEEL, SIZE: 9 MM, LENGTH 30 - 32 CM, REUSABLE | SURGICAL INSTRUMENT TENDER
19361 | 4229680177400 | FORCEPS GYNECOLOGICAL UTERINE POLYPUS/HEYWOOD-SMITH STAINLESS STEEL LENGTH=26.0CM REUSABLE | SURGICAL INSTRUMENT TENDER
19362 | 4229680177500 | DILATOR UTERINE HEGAR LENGTH=18.5CM TIP DIAMETER=1.0MM REUSABLE | SURGICAL INSTRUMENT TENDER
19363 | 4229680177600 | DILATOR UTERINE HEGAR LENGTH=18.5CM TIP DIAMETER=10.0MM REUSABLE | SURGICAL INSTRUMENT TENDER
19364 | 4229680177700 | DILATOR UTERINE HEGAR LENGTH=18.5CM TIP DIAMETER=10.5MM REUSABLE | SURGICAL INSTRUMENT TENDER
19365 | 4229680177800 | DILATOR UTERINE HEGAR LENGTH=18.5CM TIP DIAMETER=11.0MM REUSABLE | SURGICAL INSTRUMENT TENDER
19366 | 4229680177900 | DILATOR UTERINE HEGAR LENGTH=18.5CM TIP DIAMETER=11.5MM REUSABLE | SURGICAL INSTRUMENT TENDER
19367 | 4229680178000 | DILATOR UTERINE HEGAR LENGTH=18.5CM TIP DIAMETER=12.0MM REUSABLE | SURGICAL INSTRUMENT TENDER
19368 | 4229680178100 | DILATOR UTERINE HEGAR LENGTH=18.5CM TIP DIAMETER=12.5MM REUSABLE | SURGICAL INSTRUMENT TENDER
19369 | 4229680178200 | DILATOR UTERINE HEGAR LENGTH=18.5CM TIP DIAMETER=13.0MM REUSABLE | SURGICAL INSTRUMENT TENDER
19370 | 4229680178300 | DILATOR UTERINE HEGAR LENGTH=18.5CM TIP DIAMETER=13.5MM REUSABLE | SURGICAL INSTRUMENT TENDER
19371 | 4229680178400 | DILATOR UTERINE HEGAR LENGTH=18.5CM TIP DIAMETER=14.0MM REUSABLE | SURGICAL INSTRUMENT TENDER
19372 | 4229680178500 | DILATOR UTERINE HEGAR LENGTH=18.5CM TIP DIAMETER=14.5MM REUSABLE | SURGICAL INSTRUMENT TENDER
19373 | 4229680178600 | DILATOR UTERINE HEGAR LENGTH=18.5CM TIP DIAMETER=15.0MM REUSABLE | SURGICAL INSTRUMENT TENDER
19374 | 4229680178700 | DILATOR UTERINE HEGAR LENGTH=18.5CM TIP DIAMETER=15.5MM REUSABLE | SURGICAL INSTRUMENT TENDER
19375 | 4229680178800 | DILATOR UTERINE HEGAR LENGTH=18.5CM TIP DIAMETER=16.0MM REUSABLE | SURGICAL INSTRUMENT TENDER
19376 | 4229680178900 | DILATOR UTERINE HEGAR LENGTH=18.5CM TIP DIAMETER=16.5MM REUSABLE | SURGICAL INSTRUMENT TENDER
19377 | 4229680179000 | DILATOR UTERINE HEGAR LENGTH=18.5CM TIP DIAMETER=17.0MM REUSABLE | SURGICAL INSTRUMENT TENDER
19378 | 4229680179100 | DILATOR UTERINE HEGAR LENGTH=18.5CM TIP DIAMETER=17.5MM REUSABLE | SURGICAL INSTRUMENT TENDER
19379 | 4229680179200 | DILATOR UTERINE HEGAR LENGTH=18.5CM TIP DIAMETER=18.0MM REUSABLE | SURGICAL INSTRUMENT TENDER
19380 | 4229680179300 | DILATOR UTERINE HEGAR LENGTH=18.5CM TIP DIAMETER=2.0MM REUSABLE | SURGICAL INSTRUMENT TENDER
19381 | 4229680179400 | DILATOR UTERINE HEGAR LENGTH=18.5CM TIP DIAMETER=3.0MM REUSABLE | SURGICAL INSTRUMENT TENDER
19382 | 4229680179500 | DILATOR UTERINE HEGAR LENGTH=18.5CM TIP DIAMETER=3.5MM REUSABLE | SURGICAL INSTRUMENT TENDER
19383 | 4229680179600 | DILATOR UTERINE HEGAR LENGTH=18.5CM TIP DIAMETER=4.0MM REUSABLE | SURGICAL INSTRUMENT TENDER
19384 | 4229680179700 | DILATOR UTERINE HEGAR LENGTH=18.5CM TIP DIAMETER=4.5MM REUSABLE | SURGICAL INSTRUMENT TENDER
19385 | 4229680179800 | DILATOR UTERINE HEGAR LENGTH=18.5CM TIP DIAMETER=5.0MM REUSABLE | SURGICAL INSTRUMENT TENDER
19386 | 4229680179900 | DILATOR UTERINE HEGAR LENGTH=18.5CM TIP DIAMETER=5.5MM REUSABLE | SURGICAL INSTRUMENT TENDER
19387 | 4229680180000 | DILATOR UTERINE HEGAR LENGTH=18.5CM TIP DIAMETER=6.0MM REUSABLE | SURGICAL INSTRUMENT TENDER
19388 | 4229680180100 | DILATOR UTERINE HEGAR LENGTH=18.5CM TIP DIAMETER=6.5MM REUSABLE | SURGICAL INSTRUMENT TENDER
19389 | 4229680180200 | DILATOR UTERINE HEGAR LENGTH=18.5CM TIP DIAMETER=7.0MM REUSABLE | SURGICAL INSTRUMENT TENDER
19390 | 4229680180300 | DILATOR UTERINE HEGAR LENGTH=18.5CM TIP DIAMETER=7.5MM REUSABLE | SURGICAL INSTRUMENT TENDER
19391 | 4229680180400 | DILATOR UTERINE HEGAR LENGTH=18.5CM TIP DIAMETER=8.0MM REUSABLE | SURGICAL INSTRUMENT TENDER
19392 | 4229680180500 | DILATOR UTERINE HEGAR LENGTH=18.5CM TIP DIAMETER=8.5MM REUSABLE | SURGICAL INSTRUMENT TENDER
19393 | 4229680180600 | DILATOR UTERINE HEGAR LENGTH=18.5CM TIP DIAMETER=9.0MM REUSABLE | SURGICAL INSTRUMENT TENDER
19394 | 4229680180700 | DILATOR UTERINE HEGAR LENGTH=18.5CM TIP DIAMETER=9.5MM REUSABLE | SURGICAL INSTRUMENT TENDER
19395 | 4229680180800 | FORCEPS GYNECOLOGICAL UTERINE ELEVATING/COLLIN STAINLESS STEEL LENGTH=26.0CM REUSABLE | SURGICAL INSTRUMENT TENDER
19396 | 4229680180900 | FORCEPS, CLAMP, GYNECOLOGICAL, UTERINE POLYPUS/KELLY, STAINLESS STEEL, LENGTH 30 - 32 CM, REUSABLE | SURGICAL INSTRUMENT TENDER
19397 | 4229680181000 | PROBE SURGICAL TISSUE MANIPULATION STAINLESS STEEL MALLEABLE/SIMS LENGTH=33.0CM UTERINE REUSABLE | SURGICAL INSTRUMENT TENDER
19398 | 4229680181100 | PROBE SURGICAL TISSUE MANIPULATION STAINLESS STEEL RIGID/SIMS LENGTH=33.0CM UTERINE REUSABLE | SURGICAL INSTRUMENT TENDER
19399 | 4229680181200 | CURETTE SCOOP, UTERINE, SCHROEDER, SIZE: NO.1, LENGTH 30 - 32 CM, REUSABLE | SURGICAL INSTRUMENT TENDER
19400 | 4229680181300 | CURETTE SCOOP, UTERINE, SCHROEDER, SIZE: NO.3, LENGTH 30 - 32 CM, REUSABLE | SURGICAL INSTRUMENT TENDER
19401 | 4229680181400 | RETRACTOR VAGINAL DOYEN STAINLESS STEEL TIP SIZE: 70.0MM X 30.0MM LENGTH=25.0CM REUSABLE | SURGICAL INSTRUMENT TENDER
19402 | 4229680181500 | RETRACTOR VAGINAL BREISKY STAINLESS STEEL TIP SIZE: 130.0MM X 20.0MM= REUSABLE | SURGICAL INSTRUMENT TENDER
19403 | 4229680181600 | RETRACTOR, VAGINAL, BREISKY, STAINLESS STEEL, TIP SIZE: 130.0MM X 30.0MM, REUSABLE | SURGICAL INSTRUMENT TENDER
19404 | 4229680181700 | RETRACTOR, VAGINAL, BREISKY, STAINLESS STEEL, TIP SIZE: 130.0MM X 35.0MM, REUSABLE | SURGICAL INSTRUMENT TENDER
19405 | 4229680181800 | RETRACTOR, VAGINAL, BREISKY, STAINLESS STEEL, TIP SIZE: 130.0MM X 40.0MM, REUSABLE | SURGICAL INSTRUMENT TENDER
19406 | 4229680181900 | RETRACTOR, VAGINAL, DOYEN, STAINLESS STEEL, TIP SIZE: 55.0MM X 60.0MM, REUSABLE | SURGICAL INSTRUMENT TENDER
19407 | 4229680182000 | RETRACTOR, VAGINAL, KRISTELLER, STAINLESS STEEL, TIP SIZE: 115.0MM X 23.0MM, REUSABLE | SURGICAL INSTRUMENT TENDER
19408 | 4229680182100 | RETRACTOR, VAGINAL, KRISTELLER, STAINLESS STEEL, TIP SIZE: 115.0MM X 32.0MM, REUSABLE | SURGICAL INSTRUMENT TENDER
19409 | 4229680182200 | RETRACTOR, VAGINAL, SCHERBAK/COMPLETE, STAINLESS STEEL,<(>,<)> REUSABLE | SURGICAL INSTRUMENT TENDER
19410 | 4229680182300 | SPECULUM, VAGINAL, DILATION, AUVARD, STAINLESS STEEL, SIZE: 75.0MM X 43.0MM, REUSABLE | SURGICAL INSTRUMENT TENDER
19411 | 4229680182400 | SPECULUM, VAGINAL, DILATION, CUSCO, STAINLESS STEEL, SIZE: 75.0MM X (17.0 - 18.0) MM, REUSABLE | SURGICAL INSTRUMENT TENDER
19412 | 4229680182500 | SPECULUM, VAGINAL, DILATION, CUSCO, STAINLESS STEEL, SIZE: 85.0 MM X (35.0 - 37.0) MM, REUSABLE | SURGICAL INSTRUMENT TENDER
19413 | 4229680182600 | SPECULUM, VAGINAL, DILATION, GRAVE, STAINLESS STEEL, SIZE: 115.0MM X 35.0MM, REUSABLE | SURGICAL INSTRUMENT TENDER
19414 | 4229680182700 | SPECULUM, VAGINAL, DILATION, GRAVE, STAINLESS STEEL, SIZE: 75.0MM X 20.0MM, REUSABLE | SURGICAL INSTRUMENT TENDER
19415 | 4229680182800 | SPECULUM, VAGINAL, DILATION, GRAVE, STAINLESS STEEL, SIZE: 95.0MM X 35.0MM, REUSABLE | SURGICAL INSTRUMENT TENDER
19416 | 4229680182900 | SPECULUM, VAGINAL, DILATION, KRISTELLER, STAINLESS STEEL, SIZE: 70.0MM X 27.0MM, REUSABLE | SURGICAL INSTRUMENT TENDER
19417 | 4229680183000 | SET, VAGINAL SPECULUM, DILATION, KRISTELLER, STAINLESS STEEL, SIZE: 70.0MM X 27.0MM (PAIR), REUSABLE | SURGICAL INSTRUMENT TENDER
19418 | 4229680183100 | SET, VAGINAL SPECULUM, DILATION, KRISTELLER, STAINLESS STEEL, SIZE: 75.0MM X 30.0MM (PAIR), REUSABLE | SURGICAL INSTRUMENT TENDER
19419 | 4229680183300 | CLAMP, APPROXIMATOR, BIEMER-MUELLER, STRAIGHT, COMPLETE WITH KEY, FOR DEEP AREA, REUSABLE | SURGICAL INSTRUMENT TENDER
19420 | 4229680183400 | CLAMP, APPROXIMATOR, BIEMER-MUELLER, ANGLED, OPENING LENGTH 3 - 5 MM, JAW LENGTH 9 MM, REUSABLE | SURGICAL INSTRUMENT TENDER
19421 | 4229680183500 | CLAMP, APPROXIMATOR, BIEMER-MUELLER, STRAIGHT, OPENING LENGTH 3 - 5 MM, JAW LENGTH 9 MM, REUSABLE | SURGICAL INSTRUMENT TENDER
19422 | 4229680183700 | SCISSORS DRESSING BANDAGE/LISTER STAINLESS STEEL LENGTH=20.0CM REUSABLE | SURGICAL INSTRUMENT TENDER
19423 | 4229680183800 | CURETTE, BONE, VOLKMANN, OVAL, SIZE: NO.00, STAINLESS STEEL, LENGTH 17 - 18 CM, REUSABLE | SURGICAL INSTRUMENT TENDER
19424 | 4229680183900 | CURETTE, BONE, VOLKMANN, OVAL, SIZE: NO 3, STAINLESS STEEL, LENGTH 17 - 18 CM, REUSABLE | SURGICAL INSTRUMENT TENDER
19425 | 4229680184000 | FORCEPS, CLAMP, BONE CUTTING, BOEHLER/CURVED, STAINLESS STEEL, LENGTH 14.5 CM, REUSABLE | SURGICAL INSTRUMENT TENDER
19426 | 4229680184100 | FORCEPS, CLAMP, BONE HOLDING, WITH THREAD LOCK, STAINLESS STEEL, LENGTH 15 CM, REUSABLE | SURGICAL INSTRUMENT TENDER
19427 | 4229680184200 | FORCEPS, CLAMP, BONE HOLDING, CURVED, STAINLESS STEEL, LENGTH 14.5 CM, REUSABLE | SURGICAL INSTRUMENT TENDER
19428 | 4229680184300 | FORCEPS, CLAMP, BONE HOLDING, VERBRUGGE, STAINLESS STEEL, LENGTH 17.5 CM, REUSABLE | SURGICAL INSTRUMENT TENDER
19429 | 4229680184400 | LEVER BONE DRILLING MINI-HOHMANN BLADE SIZE: 6.0MM LENGTH=16.0CM REUSABLE | SURGICAL INSTRUMENT TENDER
19430 | 4229680184500 | LEVER BONE DRILLING MINI-HOHMANN BLADE SIZE: 8.0MM LENGTH=16.0CM REUSABLE | SURGICAL INSTRUMENT TENDER
19431 | 4229680184600 | LEVER BONE DRILLING STRONGLY CURVED BLADE SIZE: 6.0MM LENGTH=15.0CM REUSABLE | SURGICAL INSTRUMENT TENDER
19432 | 4229680184700 | RONGEUR, BONE, GOUGING OUT, BOEHLER/CURVED, STAINLESS STEEL, LENGTH 15 - 16 CM, REUSABLE | SURGICAL INSTRUMENT TENDER
19433 | 4229680184900 | RONGEUR, BONE, GOUGING OUT, STELLBRINK/CURVED, LENGTH 17.0 - 18.0 CM ,STAINLESS STEEL, REUSABLE | SURGICAL INSTRUMENT TENDER
19434 | 4229680185200 | FORCEPS CLIP APPLYING WITH LOCK STAINLESS STEEL LENGTH=14.5CM REUSABLE | SURGICAL INSTRUMENT TENDER
19435 | 4229680185400 | FORCEPS, DILATING VESSEL, 10 DEGREE, STAINLESS STEEL, LENGTH 11 CM, TIP SIZE: 4 - 5 MM X 0.02 - 0.03 MM, REUSABLE | SURGICAL INSTRUMENT TENDER
19436 | 4229680185600 | FORCEPS, GILLIES, STAINLESS STEEL, LENGTH 15.5 CM, 1X2, REUSABLE | SURGICAL INSTRUMENT TENDER
19437 | 4229680185700 | SCISSORS DISSECTING KILNER/CURVED STAINLESS STEEL LENGTH=15.0CM REUSABLE | SURGICAL INSTRUMENT TENDER
19438 | 4229680185800 | PROBE, SURGICAL, TISSUE MANIPULATION, STAINLESS STEEL, TENDON DRAWING/BUNNELL/MALLEABLE, LENGTH = 23.0 - 25.0 CM, REUSABLE | SURGICAL INSTRUMENT TENDER
19439 | 4229680185900 | FORCEPS, MICRO ADSON/SERRATED, LENGTH 15 CM, NON TEETH, STAINLESS STEEL, REUSABLE | SURGICAL INSTRUMENT TENDER
19440 | 4229680186000 | FORCEPS, MICRO ADSON/SERRATED, STAINLESS STEEL, LENGTH 10 - 12 CM, NON TEETH, REUSABLE | SURGICAL INSTRUMENT TENDER
19441 | 4229680186100 | ELEVATOR, WILLIGER, STAINLESS STEEL, DIAMETER 4 MM, LENGTH 16 - 18 CM, REUSABLE | SURGICAL INSTRUMENT TENDER
19442 | 4229680186200 | HOOKLET FACE LIFT FIXATION/TRACTION KAYE/4 PRONGS LENGTH=13.0CM REUSABLE | SURGICAL INSTRUMENT TENDER
19443 | 4229680186500 | FORCEPS, CLAMP, MICRO-MOSQUITO/STRAIGHT, STAINLESS STEEL, LENGTH 12 CM, REUSABLE | SURGICAL INSTRUMENT TENDER
19444 | 4229680186600 | FORCEPS, HEMOSTATIC, LERICHE/STRAIGHT, STAINLESS STEEL, LENGTH 15 - 16 CM, 1X2, REUSABLE | SURGICAL INSTRUMENT TENDER
19445 | 4229680186800 | FORCEPS, DISSECTING, MIXTER-BABY/STRAIGHT/CURVED, STAINLESS STEEL, LENGTH 13 - 14.5 CM, REUSABLE | SURGICAL INSTRUMENT TENDER
19446 | 4229680186900 | FORCEPS, CLAMP, PEAN/DELICATE/CURVED, STAINLESS STEEL, LENGTH 14 - 15 CM, REUSABLE | SURGICAL INSTRUMENT TENDER
19447 | 4229680187000 | GOUGE, PARTSCH, LENGTH 13.5 CM, TIP WIDTH 4 MM, REUSABLE | SURGICAL INSTRUMENT TENDER
19448 | 4229680187100 | GOUGE, PARTSCH, LENGTH 13.5 CM, TIP WIDTH 6 MM, REUSABLE | SURGICAL INSTRUMENT TENDER
19449 | 4229680187200 | GROOVED DIRECTOR BUTTON ENDED STAINLESS STEEL LENGTH=13.0CM REUSABLE | SURGICAL INSTRUMENT TENDER
19450 | 4229680187300 | FORCEPS, HEMOSTATIC, LERICHE/CURVED, STAINLESS STEEL, LENGTH 15 CM, REUSABLE | SURGICAL INSTRUMENT TENDER
19451 | 4229680187600 | HOOKLET, WOUND, FIXATION/TRACTION, BLUNT/3 PRONGS, LENGTH 16.5 CM, REUSABLE | SURGICAL INSTRUMENT TENDER
19452 | 4229680187700 | HOOKLET, WOUND, BLUNT/4 PRONGS, STAINLESS STEEL, LENGTH 16 - 17 CM, REUSABLE | SURGICAL INSTRUMENT TENDER
19453 | 4229680188000 | RETRACTOR, DESMARRES, LID/VEIN, BLADE LENGTH 7 - 8 MM, STAINLESS STEEL, REUSABLE | SURGICAL INSTRUMENT TENDER
19454 | 4229680188200 | RETRACTOR, ABDOMINAL, FIXATION/TRACTION, SENN GREEN, TIP SIZE 10 MM X 6 MM, LENGTH 15 - 16 CM, REUSABLE | SURGICAL INSTRUMENT TENDER
19455 | 4229680188300 | RETRACTOR, ABDOMINAL, FIXATION/TRACTION, SENN GREEN, TIP SIZE 20 MM X 6 MM, LENGTH 15 - 16 CM, REUSABLE | SURGICAL INSTRUMENT TENDER
19456 | 4229680188400 | HOOKLET, FIXATION/TRACTION, SHARP/1 PRONG, LENGTH 16 - 17 CM, REUSABLE | SURGICAL INSTRUMENT TENDER
19457 | 4229680188600 | HOOKLET, TRACTION, SHARP/3 PRONGS, LENGTH 16 - 17 CM, REUSABLE | SURGICAL INSTRUMENT TENDER
19458 | 4229680189200 | CURETTE, BONE, VOLKMANN, OVAL, SIZE: NO.0000, STAINLESS STEEL, LENGTH 17 - 18 CM, REUSABLE | SURGICAL INSTRUMENT TENDER
19459 | 4229680189300 | MALLET HAMMERING VICKERS WEIGHT: 185.0GM LENGTH=19CM REUSABLE | SURGICAL INSTRUMENT TENDER
19460 | 4229680189500 | FORCEPS, MICRO, STRAIGHT, STAINLESS STEEL, LENGTH 13 - 14 CM, TIP SIZE: 0.3 MM, REUSABLE | SURGICAL INSTRUMENT TENDER
19461 | 4229680189600 | FORCEPS, MICRO, STRAIGHT, STAINLESS STEEL, LENGTH 15 CM, TIP SIZE: 6 MM X 0.4 MM, REUSABLE | SURGICAL INSTRUMENT TENDER
19462 | 4229680189700 | FORCEPS, MICRO, STRAIGHT, STAINLESS STEEL, LENGTH 15 CM, TIP SIZE: 6.0 MM X 0.3 MM, REUSABLE | SURGICAL INSTRUMENT TENDER
19463 | 4229680189800 | NEEDLE HOLDER MICRO/CURVED/WITH LOCK STAINLESS STEEL LENGTH=15.0CM REUSABLE | SURGICAL INSTRUMENT TENDER
19464 | 4229680189900 | SCISSORS MICRO SHARP-SHARP/STRAIGHT STAINLESS STEEL LENGTH=15.0CM REUSABLE | SURGICAL INSTRUMENT TENDER
19465 | 4229680190100 | PROBE, TISSUE MANIPULATION, STAINLESS STEEL, MYRTLE LEAF, DIAMETER 2 MM, LENGTH 14 - 15 CM, REUSABLE | SURGICAL INSTRUMENT TENDER
19466 | 4229680190200 | FORCEPS, NAIL EXTRACTION, RADOLF, STAINLESS STEEL, LENGTH 13 - 14 CM, REUSABLE | SURGICAL INSTRUMENT TENDER
19467 | 4229680190900 | LEVER PHALANGEAL DRILLING LENGTH=16.0CM REUSABLE | SURGICAL INSTRUMENT TENDER
19468 | 4229680191000 | PROBE SURGICAL TISSUE MANIPULATION STAINLESS STEEL BUTTON END DIAMETER=1.5MM LENGTH=16.0CM REUSABLE | SURGICAL INSTRUMENT TENDER
19469 | 4229680191100 | RASPATORY, SCRAPING, KAHRE-WILLIGER/CURVED, BLADE SIZE: 4.0MM, REUSABLE | SURGICAL INSTRUMENT TENDER
19470 | 4229680191200 | RASPATORY, SCRAPING, KAHRE-WILLIGER/CURVED, BLADE SIZE: 5.0MM, REUSABLE | SURGICAL INSTRUMENT TENDER
19471 | 4229680191300 | RASPATORY, SCRAPING, STRAIGHT/ROUND, BLADE SIZE: 5 MM, LENGTH 12 - 13 CM, REUSABLE | SURGICAL INSTRUMENT TENDER
19472 | 4229680191400 | RASPATORY SCRAPING WILLIGER/CURVED BLADE SIZE: 5.0MM LENGTH=16.0CM REUSABLE | SURGICAL INSTRUMENT TENDER
19473 | 4229680191500 | REAMER, AWL, CUTTING, SQUARE, LENGTH 13 - 15 CM, REUSABLE | SURGICAL INSTRUMENT TENDER
19474 | 4229680191600 | FORCEPS, CLAMP, BONE REPOSITION, LONG RATCHET, STAINLESS STEEL, LENGTH 15 CM, REUSABLE | SURGICAL INSTRUMENT TENDER
19475 | 4229680191700 | FORCEPS, CLAMP, BONE REPOSITION, LONG RATCHET, STAINLESS STEEL, LENGTH 9 CM, REUSABLE | SURGICAL INSTRUMENT TENDER
19476 | 4229680191900 | RULER MEASURING MM/INCH LENGTH=15.0CM REUSABLE | SURGICAL INSTRUMENT TENDER
19477 | 4229680192000 | HANDLE, SCALPEL, SOLID/SHORT/NO.7K, REUSABLE | SURGICAL INSTRUMENT TENDER
19478 | 4229680192100 | SCISSORS DISSECTING JAMESON/CURVED STAINLESS STEEL LENGTH=15.5CM REUSABLE | SURGICAL INSTRUMENT TENDER
19479 | 4229680192200 | SCISSORS, DISSECTING, SYSTRUNK/CURVED, STAINLESS STEEL, LENGTH = 13.0 - 14.0CM, REUSABLE | SURGICAL INSTRUMENT TENDER
19480 | 4229680192300 | ELEVATOR, SEPTUM, HALLE, STAINLESS STEEL, DIAMETER 3.5 MM, LENGTH 16 - 18 CM, REUSABLE | SURGICAL INSTRUMENT TENDER
19481 | 4229680192400 | ELEVATOR, SEPTUM, JOSEPH, STAINLESS STEEL, DIAMETER 4 MM, LENGTH 16 - 18 CM, REUSABLE | SURGICAL INSTRUMENT TENDER
19482 | 4229680192500 | MAT, FOR INSTRUMENT PROTECTION, NUB/FLEXIBLE/AUTOCLAVABLE, SILICONE, SIZE 23 CM X 24 CM, REUSABLE | SURGICAL INSTRUMENT TENDER
19483 | 4229680192600 | FORCEPS, CLAMP SPLINTER, STIEGLITZ/CURVED, STAINLESS STEEL, LENGTH 13 - 14 CM, REUSABLE | SURGICAL INSTRUMENT TENDER
19484 | 4229680192900 | SCISSORS SURGICAL IRIS/SHARP-SHARP/CURVED TUNGSTEN CARBIDE LENGTH=11.5CM REUSABLE | SURGICAL INSTRUMENT TENDER
19485 | 4229680193000 | SCISSORS, METZENBAUM CURVED/ SERRATED, TUNGSTEN CARBIDE, LENGTH 14.5 CM, REUSABLE | SURGICAL INSTRUMENT TENDER
19486 | 4229680193100 | RASPATORY NASAL SCRAPING TC-GOLD/FOMON/NO.9/10 LENGTH=20.5CM REUSABLE | SURGICAL INSTRUMENT TENDER
19487 | 4229680193200 | NEEDLE HOLDER HALSEY TUNGSTEN CARBIDE LENGTH=13.0CM REUSABLE | SURGICAL INSTRUMENT TENDER
19488 | 4229680193400 | NEEDLE HOLDER, WEBSTER/SMOOTH JAW, TUNGSTEN CARBIDE, LENGTH 13 CM, REUSABLE | SURGICAL INSTRUMENT TENDER
19489 | 4229680193500 | SCISSORS MICRO STELLA-S/CURVED/SERRATED TUNGSTEN CARBIDE LENGTH=18.0CM REUSABLE | SURGICAL INSTRUMENT TENDER
19490 | 4229680193600 | FORCEPS, TENDON PULLING, BRAND, STRAIGHT, STAINLESS STEEL, LENGTH 15 CM, REUSABLE | SURGICAL INSTRUMENT TENDER
19491 | 4229680193700 | FORCEPS, TENDON PULLING, BRAND, STRAIGHT, STAINLESS STEEL, LENGTH 19 CM, REUSABLE | SURGICAL INSTRUMENT TENDER
19492 | 4229680193800 | FORCEPS TENDON SEIZING KLEINERT-KUTZ STAINLESS STEEL LENGTH=21.0CM REUSABLE | SURGICAL INSTRUMENT TENDER
19493 | 4229680193900 | FORCEPS,CLAMP, TENDON SEIZING, STRAIGHT, STAINLESS STEEL, LENGTH 11 - 12 CM, REUSABLE | SURGICAL INSTRUMENT TENDER
19494 | 4229680194000 | FORCEPS, TENDON SEIZING, CURVED, STAINLESS STEEL, LENGTH 11 -12 CM, REUSABLE | SURGICAL INSTRUMENT TENDER
19495 | 4229680194100 | FORCEPS, CLAMP, TENDON SEIZING, STEINMANN, STAINLESS STEEL, LENGTH 16 CM, REUSABLE | SURGICAL INSTRUMENT TENDER
19496 | 4229680194200 | STRIPPER TENDON FLEXIBLE STAINLESS STEEL INNER DIAMETER=4.0MM LENGTH=23.0CM REUSABLE | SURGICAL INSTRUMENT TENDER
19497 | 4229680194300 | STRIPPER TENDON FLEXIBLE STAINLESS STEEL INNER DIAMETER=4.5MM LENGTH=23.0CM REUSABLE | SURGICAL INSTRUMENT TENDER
19498 | 4229680194400 | STRIPPER TENDON FLEXIBLE STAINLESS STEEL INNER DIAMETER=5.5MM LENGTH=23.0CM REUSABLE | SURGICAL INSTRUMENT TENDER
19499 | 4229680194500 | FORCEPS, CLAMP, TENDON INTERLACING, CURVED, STAINLESS STEEL, LENGTH 15 CM, REUSABLE | SURGICAL INSTRUMENT TENDER
19500 | 4229680194600 | FORCEPS, CLAMP, TENDON INTERLACING, STRAIGHT, STAINLESS STEEL, LENGTH 15 CM, REUSABLE | SURGICAL INSTRUMENT TENDER
19501 | 4229680194700 | FORCEPS, TOWEL, BACKHAUS/SHARP, STAINLESS STEEL, LENGTH 9 - 11 CM, REUSABLE | SURGICAL INSTRUMENT TENDER
19502 | 4229680194800 | CLIP VASCULAR BIEMER STAINLESS STEEL DIAMETER=6.0MM REUSABLE | SURGICAL INSTRUMENT TENDER
19503 | 4229680194900 | CLIP VASCULAR BIEMER STAINLESS STEEL DIAMETER=9.0MM REUSABLE | SURGICAL INSTRUMENT TENDER
19504 | 4229680195000 | CLIP VASCULAR BIEMER/SLIM STAINLESS STEEL DIAMETER=9.0MM REUSABLE | SURGICAL INSTRUMENT TENDER
19505 | 4229680195200 | FORCEPS CLIP APPLYING RANEY CLIPS STAINLESS STEEL LENGTHAS PER MANUFACTURER REUSABLE | SURGICAL INSTRUMENT TENDER
19506 | 4229680195400 | CABLE, CONNECTION, BIPOLAR/COAX, SIZE SMALL, LENGTH 3 M, COMPATIBLE WITH END USER MACHINE, REUSABLE | SURGICAL INSTRUMENT TENDER
19507 | 4229680195500 | CABLE, CONNECTION, BIPOLAR/COAX, SIZE SMALL, LENGTH 5 M, COMPATIBLE WITH END USER MACHINE, REUSABLE | SURGICAL INSTRUMENT TENDER
19508 | 4229680202400 | CURETTE, BONE, SCHEDE/OVAL, SIZE: NO.00, STAINLESS STEEL, LENGTH 17 - 18 CM, REUSABLE | SURGICAL INSTRUMENT TENDER
19509 | 4229680202500 | CURETTE, BONE, SPRATT/OVAL, SIZE: NO.00, STAINLESS STEEL, LENGTH 17 - 18 CM, REUSABLE | SURGICAL INSTRUMENT TENDER
19510 | 4229680202600 | CURETTE, BONE, ANGLED DOWN/SIZE : NO.0, STAINLESS STEEL, LENGTH 23 - 25 CM, REUSABLE | SURGICAL INSTRUMENT TENDER
19511 | 4229680202700 | CURETTE, BONE, ANGLED DOWN/SIZE : NO.00, STAINLESS STEEL, LENGTH 23 - 25 CM, REUSABLE | SURGICAL INSTRUMENT TENDER
19512 | 4229680202800 | CURETTE, BONE, ANGLED DOWN, SIZE: NO 1, STAINLESS STEEL, LENGTH 23 - 25 CM, REUSABLE | SURGICAL INSTRUMENT TENDER
19513 | 4229680202900 | CURETTE, BONE, BRUNS/OVAL, SIZE: NO 2, STAINLESS STEEL, LENGTH 21 - 23 CM, REUSABLE | SURGICAL INSTRUMENT TENDER
19514 | 4229680203000 | CURETTE, BONE, DAUBENSPECK, SIZE: NO.0, STAINLESS STEEL, LENGTH 20 - 21 CM, REUSABLE | SURGICAL INSTRUMENT TENDER
19515 | 4229680203100 | CURETTE, BONE, DAUBENSPECK, SIZE: NO.00, STAINLESS STEEL, LENGTH 20 - 21 CM, REUSABLE | SURGICAL INSTRUMENT TENDER
19516 | 4229680203200 | CURETTE, BONE, DAUBENSPECK, SIZE:NO.000, STAINLESS STEEL, LENGTH 20 - 21 CM, REUSABLE | SURGICAL INSTRUMENT TENDER
19517 | 4229680203300 | CURETTE, BONE, DAUBENSPECK, SIZE:NO.0000, STAINLESS STEEL, LENGTH 20 - 21 CM, REUSABLE | SURGICAL INSTRUMENT TENDER
19518 | 4229680203400 | CURETTE, BONE, HALLE/MALLEABLE SHAFT, SIZE NO.1, STAINLESS STEEL, LENGTH 20 - 22 CM, REUSABLE | SURGICAL INSTRUMENT TENDER
19519 | 4229680203500 | CURETTE, BONE, SIMON/OVAL, SIZE: NO 2, STAINLESS STEEL, LENGTH 22 - 25 CM, REUSABLE | SURGICAL INSTRUMENT TENDER
19520 | 4229680203600 | CURETTE, BONE, SIMON/OVAL, SIZE: NO 3, STAINLESS STEEL, LENGTH 22 - 25 CM, REUSABLE | SURGICAL INSTRUMENT TENDER
19521 | 4229680203700 | CURETTE, BONE, SIMON/OVAL, SIZE: NO 4, STAINLESS STEEL, LENGTH 22 - 25 CM, REUSABLE | SURGICAL INSTRUMENT TENDER
19522 | 4229680203800 | CURETTE, BONE, SIMON/OVAL, SIZE: NO 5, STAINLESS STEEL, LENGTH 22 - 25 CM, REUSABLE | SURGICAL INSTRUMENT TENDER
19523 | 4229680203900 | CURETTE, BONE, SIMON/OVAL, SIZE : NO.6, STAINLESS STEEL, LENGTH 22 - 25 CM, REUSABLE | SURGICAL INSTRUMENT TENDER
19524 | 4229680204000 | CURETTE, BONE, SPRATT/OVAL, SIZE: NO 1, STAINLESS STEEL, LENGTH 17 - 18 CM, REUSABLE | SURGICAL INSTRUMENT TENDER
19525 | 4229680204100 | CURETTE, BONE, VOLKMANN, SILICONE HANDLE, SIZE: NO.0, LENGTH 27 - 28 CM, REUSABLE | SURGICAL INSTRUMENT TENDER
19526 | 4229680204200 | CURETTE, BONE, VOLKMANN, SILICONE HANDLE, SIZE: NO 1, LENGTH 27 - 28 CM, REUSABLE | SURGICAL INSTRUMENT TENDER
19527 | 4229680204300 | CURETTE, BONE, VOLKMANN, SILICONE HANDLE, SIZE: NO 2, LENGTH 27 - 28 CM, REUSABLE | SURGICAL INSTRUMENT TENDER
19528 | 4229680204400 | FORCEPS, CLAMP, BONE CUTTING, RUSKIN/CURVED, STAINLESS STEEL, LENGTH 18.5 CM, REUSABLE | SURGICAL INSTRUMENT TENDER
19529 | 4229680204500 | FORCEPS, CLAMP, BONE HOLDING, SLIM, STAINLESS STEEL, LENGTH 20 CM, REUSABLE | SURGICAL INSTRUMENT TENDER
19530 | 4229680204600 | LEVER BONE DRILLING HOHMANN BLADE SIZE: 18.0MM LENGTH=23.5CM REUSABLE | SURGICAL INSTRUMENT TENDER
19531 | 4229680204700 | RONGEUR BONE GOUGING OUT BEYER/CURVED STAINLESS STEEL LENGTH=18.0CM REUSABLE | SURGICAL INSTRUMENT TENDER
19532 | 4229680204900 | RONGEUR, BONE, GOUGING OUT, FRYKHOLM/CURVED, STAINLESS STEEL, LENGTH 23 - 25 CM, REUSABLE | SURGICAL INSTRUMENT TENDER
19533 | 4229680205100 | RONGEUR, BONE, GOUGING OUT, LEMPERT/STRAIGHT, STAINLESS STEEL, LENGTH 18 - 20 CM, REUSABLE | SURGICAL INSTRUMENT TENDER
19534 | 4229680205200 | RONGEUR, BONE, GOUGING OUT, QUARD, STAINLESS STEEL, LENGTH 20 - 22 CM, REUSABLE | SURGICAL INSTRUMENT TENDER
19535 | 4229680205300 | RONGEUR, BONE, GOUGING OUT, RUSKIN/CURVED, STAINLESS STEEL, LENGTH 18 - 19 CM, REUSABLE | SURGICAL INSTRUMENT TENDER
19536 | 4229680205400 | RONGEUR, BONE, GOUGING OUT, SEMB/CURVED, STAINLESS STEEL, LENGTH 22 - 24 CM, REUSABLE | SURGICAL INSTRUMENT TENDER
19537 | 4229680205500 | RONGEUR, BONE, GOUGING OUT, STILLE/CURVED, STAINLESS STEEL, LENGTH 22 - 24 CM, REUSABLE | SURGICAL INSTRUMENT TENDER
19538 | 4229680205700 | BOWL METAL DIAMETER=128.0MM HEIGHT: 38.0MM CAPACITY: 0.3L REUSABLE | SURGICAL INSTRUMENT TENDER
19539 | 4229680206300 | CHISEL, CUTTING, STILLE, BLADE WIDTH 10 MM, LENGTH 20 - 21 CM, REUSABLE | SURGICAL INSTRUMENT TENDER
19540 | 4229680206400 | CHISEL, CUTTING, STILLE, BLADE WIDTH 12 MM, LENGTH 20 - 21 CM, REUSABLE | SURGICAL INSTRUMENT TENDER
19541 | 4229680206700 | FORCEPS CLIP APPLYING WITHOUT LOCK STAINLESS STEEL LENGTH=14.5CM REUSABLE | SURGICAL INSTRUMENT TENDER
19542 | 4229680207000 | RETRACTOR, CERVICAL BASE, COUNTER/CASPAR/CURVED/SL, REUSABLE | SURGICAL INSTRUMENT TENDER
19543 | 4229680207200 | HEAD COUPLING FOR LEYLA RETRACTOR TO TAKE 1-5 FLEXIBLE ARMS STAINLESS STEEL REUSABLE | SURGICAL INSTRUMENT TENDER
19544 | 4229680207300 | HEAD COUPLING FOR LEYLA RETRACTOR FOR SINGLE FLEXIBLE ARM STAINLESS STEEL REUSABLE | SURGICAL INSTRUMENT TENDER
19545 | 4229680207400 | CURETTE, MIKAEEL/BAYONET, SIZE: NO 12, STAINLESS STEEL, LENGTH 23 - 24 CM, REUSABLE | SURGICAL INSTRUMENT TENDER
19546 | 4229680207500 | CURETTE, MIKAEEL/BAYONET, SIZE: NO 14, STAINLESS STEEL, LENGTH 23 - 24 CM, REUSABLE | SURGICAL INSTRUMENT TENDER
19547 | 4229680207600 | CURETTE, BONE, LEMPERT/SHARP, SIZE: NO 1, STAINLESS STEEL, LENGTH 21 - 22 CM, REUSABLE | SURGICAL INSTRUMENT TENDER
19548 | 4229680207700 | CURETTE, BONE, LEMPERT/SHARP, SIZE: NO 3, STAINLESS STEEL, LENGTH 21 - 22 CM, REUSABLE | SURGICAL INSTRUMENT TENDER
19549 | 4229680207800 | CURETTE, BONE, LEMPERT/SHARP, SIZE: NO 4, STAINLESS STEEL, LENGTH 21 - 22 CM, REUSABLE | SURGICAL INSTRUMENT TENDER
19550 | 4229680207900 | CURETTE, BONE, LEMPERT/SHARP, SIZE: NO 5, STAINLESS STEEL, LENGTH 21 - 22 CM, REUSABLE | SURGICAL INSTRUMENT TENDER
19551 | 4229680208000 | CURETTE, TEW/SHARP/ANGLED 90 DEGREE UPWARD, SIZE NO:13, STAINLESS STEEL, LENGTH 20 - 23 CM, REUSABLE | SURGICAL INSTRUMENT TENDER
19552 | 4229680208100 | CURETTE, TEW/SHARP/ANGLED 45 DEGREE UPWARD, SIZE NO:14, STAINLESS STEEL, LENGTH 20 - 23 CM, REUSABLE | SURGICAL INSTRUMENT TENDER
19553 | 4229680208200 | CURETTE, TEW/SHARP/ANGLED 45 DEGREE DOWNWARD, SIZE NO:15, STAINLESS STEEL, LENGTH 20 - 23 CM, REUSABLE | SURGICAL INSTRUMENT TENDER
19554 | 4229680208300 | CURETTE, TEW/SHARP/ANGLED 90 DEGREE UPWARD, SIZE NO:16, STAINLESS STEEL, LENGTH 20 - 23 CM, REUSABLE | SURGICAL INSTRUMENT TENDER
19555 | 4229680208400 | CURETTE, TEW/SHARP/ANGLED 45 DEGREE UPWARD, SIZE NO:17, STAINLESS STEEL, LENGTH 20 - 23 CM, REUSABLE | SURGICAL INSTRUMENT TENDER
19556 | 4229680208500 | CURETTE, TEW/SHARP/ANGLED 45 DEGREE DOWNWARD, SIZE NO:18, STAINLESS STEEL, LENGTH 20 - 23 CM, REUSABLE | SURGICAL INSTRUMENT TENDER
19557 | 4229680208600 | CURETTE, TEW/BLUNT/ANGLED 90 DEGREE UPWARD, SIZE NO.19, STAINLESS STEEL, LENGTH 20 - 23 CM, REUSABLE | SURGICAL INSTRUMENT TENDER
19558 | 4229680208700 | CURETTE, TEW/BLUNT/ANGLED 45 DEGREE UPWARD, SIZE NO:20, STAINLESS STEEL, LENGTH 20 - 23 CM, REUSABLE | SURGICAL INSTRUMENT TENDER
19559 | 4229680208800 | CURETTE, TEW/BLUNT/ANGLED 45 DEGREE DOWNWARD, SIZE NO:21, STAINLESS STEEL, LENGTH 20 - 23 CM, REUSABLE | SURGICAL INSTRUMENT TENDER
19560 | 4229680209100 | SPECULUM, LUMBAR, DILATION, CASPAR, STAINLESS STEEL, SIZE: 4.5CM, DISCECTOMY, REUSABLE | SURGICAL INSTRUMENT TENDER
19561 | 4229680209200 | SPECULUM, LUMBAR, DILATION, CASPAR, STAINLESS STEEL, SIZE: 4.0CM, DISCECTOMY, REUSABLE | SURGICAL INSTRUMENT TENDER
19562 | 4229680209300 | SPECULUM, LUMBAR, DILATION, CASPAR, STAINLESS STEEL, SIZE: 5.5CM, DISCECTOMY, REUSABLE | SURGICAL INSTRUMENT TENDER
19563 | 4229680209400 | SPECULUM, LUMBAR, DILATION, CASPAR, STAINLESS STEEL, SIZE: 5.0CM, DISCECTOMY, REUSABLE | SURGICAL INSTRUMENT TENDER
19564 | 4229680209500 | SPECULUM, LUMBAR, DILATION, CASPAR, STAINLESS STEEL, SIZE: 6.5CM, DISCECTOMY, REUSABLE | SURGICAL INSTRUMENT TENDER
19565 | 4229680209600 | SPECULUM, LUMBAR, DILATION, CASPAR, STAINLESS STEEL, SIZE: 6.0CM, DISCECTOMY, REUSABLE | SURGICAL INSTRUMENT TENDER
19566 | 4229680209700 | FORCEPS, ADSON, STAINLESS STEEL, LENGTH 15 CM, TEETH: 1X2, REUSABLE | SURGICAL INSTRUMENT TENDER
19567 | 4229680209800 | FORCEPS, TAYLOR, STRAIGHT, STAINLESS STEEL, LENGTH 17 - 18 CM, 1X2, REUSABLE | SURGICAL INSTRUMENT TENDER
19568 | 4229680209900 | FORCEPS, WAUGH, STAINLESS STEEL, 1X2, LENGTH 20.0CM,REUSABLE | SURGICAL INSTRUMENT TENDER
19569 | 4229680210100 | SCISSORS, MAYO LEXER/STRAIGHT, STAINLESS STEEL, LENGTH 16 CM, REUSABLE | SURGICAL INSTRUMENT TENDER
19570 | 4229680210200 | DISSECTOR, MIKAEEL/BAYONET/RIGHT, STAINLESS STEEL, LENGTH 23 CM, REUSABLE | SURGICAL INSTRUMENT TENDER
19571 | 4229680210300 | DISSECTOR, MIKAEEL/BAYONET/LEFT, STAINLESS STEEL, LENGTH 23 CM, REUSABLE | SURGICAL INSTRUMENT TENDER
19572 | 4229680210400 | DISSECTOR, VERTEBRAL BODY/CASPAR, STAINLESS STEEL, LENGTH 20.5CM, REUSABLE | SURGICAL INSTRUMENT TENDER
19573 | 4229680210500 | DISTRACTOR INTERVERTEBRAL EXPOSURE CASPAR/LEFT LENGTH=11.0CM REUSABLE | SURGICAL INSTRUMENT TENDER
19574 | 4229680210600 | DISTRACTOR INTERVERTEBRAL EXPOSURE CASPAR/RIGHT LENGTH=11.0CM REUSABLE | SURGICAL INSTRUMENT TENDER
19575 | 4229680210700 | FORCEPS, DRESSING, FINE, SERRATED TIP/STRAIGHT, STAINLESS STEEL, LENGTH 10 - 11 CM, REUSABLE | SURGICAL INSTRUMENT TENDER
19576 | 4229680211300 | DISSECTOR, DURA/DOUBLE ENDED, SHARP/ SHARP, STAINLESS STEEL, LENGTH 22 CM, REUSABLE | SURGICAL INSTRUMENT TENDER
19577 | 4229680211400 | DISSECTOR, DURA/PENFIELD, STAINLESS STEEL, SIZE: 1, LENGTH 17 - 18 CM, REUSABLE | SURGICAL INSTRUMENT TENDER
19578 | 4229680211500 | DISSECTOR, DURA/PENFIELD, STAINLESS STEEL, SIZE: 2, LENGTH 19 - 20 CM, REUSABLE | SURGICAL INSTRUMENT TENDER
19579 | 4229680211600 | DISSECTOR, DURA/PENFIELD, STAINLESS STEEL, SIZE: 3, LENGTH 19 - 20 CM, REUSABLE | SURGICAL INSTRUMENT TENDER
19580 | 4229680211700 | DISSECTOR, DURA/PENFIELD, STAINLESS STEEL, SIZE: 4, LENGTH 20 - 22 CM, REUSABLE | SURGICAL INSTRUMENT TENDER
19581 | 4229680211800 | HOOKLET DURA FIXATION/TRACTION 90.0 DEGREES/SHARP/ANGULATED DOWNWARD LENGTH=19.0CM REUSABLE | SURGICAL INSTRUMENT TENDER
19582 | 4229680211900 | HOOKLET, DURA, FIXATION/TRACTION, 90 DEGREES/SHARP/CURVED, LENGTH 19 - 20 CM, REUSABLE | SURGICAL INSTRUMENT TENDER
19583 | 4229680212100 | SCISSORS VASCULAR DURA/SCHMIDEN-TAYLOR STAINLESS STEEL LENGTH=16.5CM REUSABLE | SURGICAL INSTRUMENT TENDER
19584 | 4229680212200 | DISSECTOR, OLIVECRONA/DURA/DOUBLE, STAINLESS STEEL, LENGTH 18 CM, REUSABLE | SURGICAL INSTRUMENT TENDER
19585 | 4229680212300 | FORCEPS, EAR DRESSING, JANSEN/BAYONET, STAINLESS STEEL, LENGTH 16 - 17 CM, REUSABLE | SURGICAL INSTRUMENT TENDER
19586 | 4229680212400 | FORCEPS, EAR DRESSING, JANSEN/BAYONET, STAINLESS STEEL, LENGTH 21 - 22 CM, REUSABLE | SURGICAL INSTRUMENT TENDER
19587 | 4229680212500 | ELEVATOR, QUERVAIN, STAINLESS STEEL, DIAMETER 6 MM, LENGTH 18 - 20 CM, REUSABLE | SURGICAL INSTRUMENT TENDER
19588 | 4229680212600 | ELEVATOR, WILLIGER, STAINLESS STEEL, DIAMETER 7 MM, LENGTH 16 - 18 CM, REUSABLE | SURGICAL INSTRUMENT TENDER
19589 | 4229680212700 | EXTENSION, HUDSON, PIECE, REUSABLE | SURGICAL INSTRUMENT TENDER
19590 | 4229680212800 | FORCEPS, GRASPING, TUMOR/TOENNIS WITH MEDIUM RING, STAINLESS STEEL, REUSABLE | SURGICAL INSTRUMENT TENDER
19591 | 4229680212900 | FORCEPS, GRASPING, TUMOR/TOENNIS WITH SMALL RING, STAINLESS STEEL, REUSABLE | SURGICAL INSTRUMENT TENDER
19592 | 4229680213000 | FLEXIBLE ARM FOR LEYLA RETRACTOR, STAINLESS STEEL, REUSABLE | SURGICAL INSTRUMENT TENDER
19593 | 4229680213100 | HOLDING ATTACHMENT, FOR 1 FLEXIBLE ARM, FOR LEYLA RETRACTOR, STAINLESS STEEL, ASSORTED TYPES, REUSABLE | SURGICAL INSTRUMENT TENDER
19594 | 4229680213200 | HOLDING ATTACHMENT, FOR 2 FLEXIBLE ARMS, FOR LEYLA RETRACTOR, STAINLESS STEEL, REUSABLE | SURGICAL INSTRUMENT TENDER
19595 | 4229680213300 | FORCEPS, TISSUE, ADLERKREUTZ, STAINLESS STEEL, LENGTH 20 - 21 CM, TEETH: 2X3, REUSABLE | SURGICAL INSTRUMENT TENDER
19596 | 4229680213400 | FORCEPS, BURR HOLE, STAINLESS STEEL, LENGTH 20 CM, REUSABLE | SURGICAL INSTRUMENT TENDER
19597 | 4229680213500 | FORCEPS HEMOSTATIC CRILE/CURVED STAINLESS STEEL LENGTH=14.5CM TEETH: 1X1 REUSABLE | SURGICAL INSTRUMENT TENDER
19598 | 4229680213600 | FORCEPS, CLAMP, DANDY, CURVED, STAINLESS STEEL, LENGTH 14 - 15 CM, REUSABLE | SURGICAL INSTRUMENT TENDER
19599 | 4229680213700 | FORCEPS, CLAMP, SPONGE HOLDING, FOERSTER/SERRATED/CURVED, STAINLESS STEEL, LENGTH 20 - 21 CM, REUSABLE | SURGICAL INSTRUMENT TENDER
19600 | 4229680213800 | FORCEPS, CLAMP, SPONGE HOLDING, FOERSTER/SERRATED/CURVED, STAINLESS STEEL, LENGTH 24 - 25 CM, REUSABLE | SURGICAL INSTRUMENT TENDER
19601 | 4229680213900 | FORCEPS, CLAMP, GROSS MAIER/STRAIGHT/GROOVED/SERRATED, WITH RATCHET, STAINLESS STEEL, LENGTH 20 - 21 CM, REUSABLE | SURGICAL INSTRUMENT TENDER
19602 | 4229680214000 | FORCEPS, CLAMP, KOCHER/CURVED, STAINLESS STEEL, LENGTH 20 CM, 1X2, REUSABLE | SURGICAL INSTRUMENT TENDER
19603 | 4229680214100 | FORCEPS, CLAMP, KOCHER/STRAIGHT, STAINLESS STEEL, LENGTH 16 - 17 CM, 1X2, REUSABLE | SURGICAL INSTRUMENT TENDER
19604 | 4229680214300 | FORCEPS, MICRO, ADSON, STAINLESS STEEL, LENGTH 15 CM, TEETH: 1X2, REUSABLE | SURGICAL INSTRUMENT TENDER
19605 | 4229680214400 | FORCEPS, CLAMP, MOSQUITO/STRAIGHT, STAINLESS STEEL, LENGTH 20 - 21 CM, TEETH: 1X2, REUSABLE | SURGICAL INSTRUMENT TENDER
19606 | 4229680214500 | FORCEPS, CLAMP, PEAN/DELICATE/STRAIGHT, STAINLESS STEEL, LENGTH 17 - 18 CM, REUSABLE | SURGICAL INSTRUMENT TENDER
19607 | 4229680214600 | FORCEPS, STILLE-BARRAYA, STAINLESS STEEL, LENGTH 18 - 20 CM, TEETH: 3X4, REUSABLE | SURGICAL INSTRUMENT TENDER
19608 | 4229680214700 | RETRACTOR, GALEA, HOOK/YASARGIL, STAINLESS STEEL, LENGTH 30 - 32 CM, REUSABLE | SURGICAL INSTRUMENT TENDER
19609 | 4229680214800 | RETRACTOR, GALEA, HOOK/YASARGIL, STAINLESS STEEL, LENGTH 40 - 42 CM, REUSABLE | SURGICAL INSTRUMENT TENDER
19610 | 4229680214900 | FORCEPS TISSUE HUNT/BAYONET RING STAINLESS STEEL LENGTH=20.0CM TIP WIDTH= 5.0MM REUSABLE | SURGICAL INSTRUMENT TENDER
19611 | 4229680215000 | FORCEPS TISSUE RING HEIFETZ/BAYONET STAINLESS STEEL LENGTH=22.0CM TIP WIDTH= 3.0MM REUSABLE | SURGICAL INSTRUMENT TENDER
19612 | 4229680215100 | FORCEPS TISSUE YASARGIL/BAYONET STAINLESS STEEL LENGTH=20.0CM TIP WIDTH= 3.0MM REUSABLE | SURGICAL INSTRUMENT TENDER
19613 | 4229680215200 | FORCEPS TISSUE YASARGIL-SAMII/BAYONET STAINLESS STEEL LENGTH=24.0CM TIP WIDTH= 7.0MM REUSABLE | SURGICAL INSTRUMENT TENDER
19614 | 4229680215300 | GROOVED, DIRECTOR, DOYEN/CURVED, STAINLESS STEEL, LENGTH 14 - 15 CM, REUSABLE | SURGICAL INSTRUMENT TENDER
19615 | 4229680215400 | GUIDE, NEEDLE, STRONGLY CURVED/KNIFE SHAPE, STAINLESS STEEL, SIZE 10 CH, REUSABLE | SURGICAL INSTRUMENT TENDER
19616 | 4229680215500 | GUIDE, NEEDLE, STRONGLY CURVED/KNIFE SHAPE, STAINLESS STEEL, SIZE 12 CH, REUSABLE | SURGICAL INSTRUMENT TENDER
19617 | 4229680215600 | GUIDE, NEEDLE, STRONGLY CURVED/KNIFE SHAPE, STAINLESS STEEL, SIZE 14 CH, REUSABLE | SURGICAL INSTRUMENT TENDER
19618 | 4229680215700 | GUIDE, NEEDLE, STRONGLY CURVED/KNIFE SHAPE, STAINLESS STEEL, SIZE 8 CH, REUSABLE | SURGICAL INSTRUMENT TENDER
19619 | 4229680215800 | FORCEPS, CLAMP, KELLY/SLIGHTLY CURVED, STAINLESS STEEL, LENGTH 14 CM, REUSABLE | SURGICAL INSTRUMENT TENDER
19620 | 4229680215900 | FORCEPS, CLAMP, PROVIDENCE /STRAIGHT, STAINLESS STEEL, LENGTH 13 - 14 CM, REUSABLE | SURGICAL INSTRUMENT TENDER
19621 | 4229680216000 | FORCEPS, CLAMP, PEAN/STRAIGHT, STAINLESS STEEL, LENGTH 26 - 27 CM, REUSABLE | SURGICAL INSTRUMENT TENDER
19622 | 4229680216100 | HAND DRILL, HUDSON, COMPLETE, TOTAL LENGTH 28 CM, REUSABLE | SURGICAL INSTRUMENT TENDER
19623 | 4229680216200 | HANDLE, CASPAR BLADE, HAND-HELD, CERVICAL VERTEBRAL COLUMN, REUSABLE | SURGICAL INSTRUMENT TENDER
19624 | 4229680216400 | HOOK, EXPLORATION, HEMI-LAMINEKTOMIE/CASPAR, SIZE: LARGE, REUSABLE | SURGICAL INSTRUMENT TENDER
19625 | 4229680216500 | HOOK, EXPLORATION, HEMI-LAMINEKTOMIE/CASPAR, SIZE: SMALL, REUSABLE | SURGICAL INSTRUMENT TENDER
19626 | 4229680216700 | ROD, HOLDING, FOR LEYLA RETRACTOR, STAINLESS STEEL, REUSABLE | SURGICAL INSTRUMENT TENDER
19627 | 4229680216800 | HOLDER, BONE GRAFT/CASPAR, REUSABLE | SURGICAL INSTRUMENT TENDER
19628 | 4229680216900 | HOOK SKULL BASE SURGERY MIKAEEL/#1/45 DEGREE/BAYONET LENGTH=23.0CM REUSABLE | SURGICAL INSTRUMENT TENDER
19629 | 4229680217000 | HOOK SKULL BASE SURGERY MIKAEEL/#11/45 DEGREE/BAYONET LENGTH=23.0CM REUSABLE | SURGICAL INSTRUMENT TENDER
19630 | 4229680217100 | PROBE, WAGENER EAR HOOK, STAINLESS STEEL, DIAMETER 5 MM, LENGTH 14 - 15 CM, REUSABLE | SURGICAL INSTRUMENT TENDER
19631 | 4229680217200 | HOOK, BLADE, FOR SCOVILLE HAVERFIELD SPREADER, 4 PRONGS, SIZE: 40 - 50 MM X 38 - 50 MM, REUSABLE | SURGICAL INSTRUMENT TENDER
19632 | 4229680217300 | HOOK, BLADE, FOR SCOVILLE HAVERFIELD SPREADER, 4 PRONGS, SIZE: (64.0 - 80.0)MM X (44.0 - 64.0) MM, REUSABLE | SURGICAL INSTRUMENT TENDER
19633 | 4229680217400 | HOOK, BLADE, BLUNT, FOR SCOVILLE HAVERFIELD SPREADER, ASSORTED DEPTHS, SHAPES AND TYPES, REUSABLE | SURGICAL INSTRUMENT TENDER
19634 | 4229680217500 | HOOKLET NEUROSURGERY FIXATION/TRACTION CASPAR/45 DEGREES TIP SIZE: 11.0MM LENGTH=24.5CM REUSABLE | SURGICAL INSTRUMENT TENDER
19635 | 4229680217600 | HOOKLET NEUROSURGERY FIXATION/TRACTION CASPAR/90 DEGREES TIP SIZE: 5.0MM LENGTH=24.5CM REUSABLE | SURGICAL INSTRUMENT TENDER
19636 | 4229680217700 | HOOKLET NEUROSURGERY FIXATION/TRACTION CASPAR/90 DEGREES TIP SIZE: 7.0MM LENGTH=24.5CM REUSABLE | SURGICAL INSTRUMENT TENDER
19637 | 4229680217800 | HOOKLET NEUROSURGERY FIXATION/TRACTION CASPAR/90 DEGREES TIP SIZE: 9.0MM LENGTH=24.5CM REUSABLE | SURGICAL INSTRUMENT TENDER
19638 | 4229680217900 | HAND DRILL, HUDSON, BRACE, REUSABLE | SURGICAL INSTRUMENT TENDER
19639 | 4229680218100 | TRAY, INSTRUMENT, SIZE 21 CM X 16 CM X 1 CM, STAINLESS STEEL, REUSABLE | SURGICAL INSTRUMENT TENDER
19640 | 4229680218200 | SCISSORS SURGICAL IRIS/SHARP-SHARP/CURVED STAINLESS STEEL LENGTH=12.5CM REUSABLE | SURGICAL INSTRUMENT TENDER
19641 | 4229680218300 | RETRACTOR, LAMINECTOMY, FRAME ONLY/WITH JOINT/SCOVILLE HAVERFIELD, REUSABLE | SURGICAL INSTRUMENT TENDER
19642 | 4229680218400 | LID, MODULE CONTAINER, STORAGE, REUSABLE | SURGICAL INSTRUMENT TENDER
19643 | 4229680220200 | MALLET HAMMERING RELAPSE FREE WEIGHT: 620.0GM LENGTH=26.5CM REUSABLE | SURGICAL INSTRUMENT TENDER
19644 | 4229680220500 | HANDLE, DEPTH MEASUREMENT, FOR CASPAR/CERVICAL RETRACTOR SYSTEM, REUSABLE | SURGICAL INSTRUMENT TENDER
19645 | 4229680220600 | MEASURING CUPS, CALIBRATED, 100 ML APPROXIMATELY | PROSTHETICS & ORTHOSIS SUPPLIES
19646 | 4229680220800 | CUTTER MESH LENGTH=13.0CM REUSABLE | SURGICAL INSTRUMENT TENDER
19647 | 4229680223400 | FORCEPS, MICRO, ALLIGATOR/ACCESSORIES/TEW, STAINLESS STEEL, REUSABLE | SURGICAL INSTRUMENT TENDER
19648 | 4229680223500 | FORCEPS, BIOPSY, NICOLA MICRO, WORKING LENGTH 16 - 18 STAINLESS STEEL, REUSABLE | SURGICAL INSTRUMENT TENDER
19649 | 4229680223700 | DISSECTOR, MICRO, STRAIGHT, LENGTH 23 CM, REUSABLE | SURGICAL INSTRUMENT TENDER
19650 | 4229680223800 | DISSECTOR, MICRO, SLIM/STRAIGHT, LENGTH 23 CM, REUSABLE | SURGICAL INSTRUMENT TENDER
19651 | 4229680223900 | DISSECTOR, MICRO, CASPAR/CURVED, BLUNT TIP, LENGTH 23 CM, TIP WIDTH 4.5MM, REUSABLE | SURGICAL INSTRUMENT TENDER
19652 | 4229680224000 | DISSECTOR, MICRO, CASPAR, BAYONET SHAPE, CURVED TIP DOWN, BLUNT, LENGTH 23 CM, TIP WIDTH 4.5MM, REUSABLE | SURGICAL INSTRUMENT TENDER
19653 | 4229680224100 | DISSECTOR, MICRO, CASPAR/ BAYONET SHAPE,CURVED TIP UP, BLUNT, LENGTH 20 CM, TIP WIDTH 1.0 MM, REUSABLE | SURGICAL INSTRUMENT TENDER
19654 | 4229680224200 | FORCEPS MICRO YASARGIL/BAYONET STAINLESS STEEL LENGTH=18.0CM TIP WIDTH= 0.6MM REUSABLE | SURGICAL INSTRUMENT TENDER
19655 | 4229680224300 | FORCEPS MICRO YASARGIL/BAYONET STAINLESS STEEL LENGTH=18.0CM TIP WIDTH= 0.9MM REUSABLE | SURGICAL INSTRUMENT TENDER
19656 | 4229680224400 | FORCEPS MICRO YASARGIL/BAYONET STAINLESS STEEL LENGTH=20.0CM TIP WIDTH= 0.9MM REUSABLE | SURGICAL INSTRUMENT TENDER
19657 | 4229680224500 | FORCEPS MICRO YASARGIL/BAYONET STAINLESS STEEL LENGTH=24.0CM TIP WIDTH= 0.9MM REUSABLE | SURGICAL INSTRUMENT TENDER
19658 | 4229680224600 | FORCEPS MICRO YASARGIL/BAYONET STAINLESS STEEL LENGTH=20.0CM TEETH: 1X1 REUSABLE | SURGICAL INSTRUMENT TENDER
19659 | 4229680224700 | FORCEPS, MICRO, CURVED, STAINLESS STEEL, LENGTH 18 CM, TIP SIZE: 0.7 MM, REUSABLE | SURGICAL INSTRUMENT TENDER
19660 | 4229680224800 | FORCEPS, MICRO, STRAIGHT, STAINLESS STEEL, LENGTH 11 - 12 CM, TIP SIZE: 0.3 MM, REUSABLE | SURGICAL INSTRUMENT TENDER
19661 | 4229680225100 | NEEDLE HOLDER, MICRO/STRAIGHT/WITH LOCK, LENGTH 11 - 12 CM, REUSABLE | SURGICAL INSTRUMENT TENDER
19662 | 4229680225200 | SCISSORS MICRO CURVED/WITH LOCK STAINLESS STEEL LENGTH=18.0CM REUSABLE | SURGICAL INSTRUMENT TENDER
19663 | 4229680225500 | RASPATORY, MICRO, SCRAPING, YASARGIL/ANGLED DOWN, LENGTH 18 - 19 CM, REUSABLE | SURGICAL INSTRUMENT TENDER
19664 | 4229680225600 | SCISSORS MICRO ACC./TEW/CURVED STAINLESS STEEL TIP WIDTH= 2.5MM REUSABLE | SURGICAL INSTRUMENT TENDER
19665 | 4229680225700 | SCISSORS MICRO ACC./TEW/STRAIGHT STAINLESS STEEL TIP WIDTH= 2.5MM REUSABLE | SURGICAL INSTRUMENT TENDER
19666 | 4229680225800 | SCISSORS MICRO JACOBSON/CURVED STAINLESS STEEL LENGTH=18.5CM REUSABLE | SURGICAL INSTRUMENT TENDER
19667 | 4229680225900 | SCISSORS MICRO MILLESI/CURVED STAINLESS STEEL LENGTH=16.0CM REUSABLE | SURGICAL INSTRUMENT TENDER
19668 | 4229680226000 | SCISSORS MICRO MILLESI/STRAIGHT STAINLESS STEEL LENGTH=16.0CM REUSABLE | SURGICAL INSTRUMENT TENDER
19669 | 4229680226100 | SCISSORS, MICRO, VANNAS, CURVED, LENGTH 12 CM, STAINLESS STEEL, REUSABLE | SURGICAL INSTRUMENT TENDER
19670 | 4229680226200 | SCISSORS, MICRO, VANNAS, STRAIGHT, LENGTH 12 CM, STAINLESS STEEL, REUSABLE | SURGICAL INSTRUMENT TENDER
19671 | 4229680226400 | SCISSORS MICRO YASARGIL/BAYONET/CURVED STAINLESS STEEL LENGTH=16.5CM REUSABLE | SURGICAL INSTRUMENT TENDER
19672 | 4229680226500 | SCISSORS MICRO YASARGIL/BAYONET/STRAIGHT STAINLESS STEEL LENGTH=16.5CM REUSABLE | SURGICAL INSTRUMENT TENDER
19673 | 4229680226600 | YASARGIL MICRO SCISSORS, SPRING TYPE, BAYONET-SHAPED, SCISSOR BLADES STRAIGHT, LENGTH 20 CM | EAR, NOSE & THROAT SUPPLIES (ENT)
19674 | 4229680226700 | SCISSORS MICRO YASARGIL/BAYONET/STRAIGHT STAINLESS STEEL LENGTH=22.5CM REUSABLE | SURGICAL INSTRUMENT TENDER
19675 | 4229680226800 | KNIFE, VASCULAR, MICRO/JACOBSON/STRAIGHT, LENGTH 18 - 19 CM, REUSABLE | SURGICAL INSTRUMENT TENDER
19676 | 4229680226900 | FORCEPS, SURGICAL, MINI-PLATE HOLDING, STAINLESS STEEL, REUSABLE | SURGICAL INSTRUMENT TENDER
19677 | 4229680227100 | FORCEPS, WEIL-BLAKES, NASAL, STRAIGHT, JAW WIDTH 6 MM, STAINLESS STEEL, REUSABLE | SURGICAL INSTRUMENT TENDER
19678 | 4229680227200 | SPECULUM, COTTLE NASAL, BLADE LENGTH 85 - 90 MM, STAINLESS STEEL, REUSABLE | SURGICAL INSTRUMENT TENDER
19679 | 4229680227400 | NEEDLE HOLDER HALSEY/SMOOTH STAINLESS STEEL LENGTH=13.5CM REUSABLE | SURGICAL INSTRUMENT TENDER
19680 | 4229680227500 | HOOK NERVE EXPLORING CRILE ANGLE: 90 DEGREE LENGTH=20.0CM REUSABLE | SURGICAL INSTRUMENT TENDER
19681 | 4229680227800 | FORCEPS, BIPOLAR COAGULATION, NON-STICK, ANGLED/BLUNT 0.6 MM, INSULATED, TIP SILVER METAL, COLORED, LENGTH 20 CM, REUSABLE | SURGICAL INSTRUMENT TENDER
19682 | 4229680227900 | FORCEPS, BIPOLAR COAGULATION, NON-STICK, ANGLED/BLUNT 1 MM, ,INSULATED, TIP SILVER METAL, COLORED, LENGTH 20 CM, REUSABLE | SURGICAL INSTRUMENT TENDER
19683 | 4229680228000 | FORCEPS, BIPOLAR COAGULATION, NON-STICK/ANGLED/BLUNT 1 MM, INSULATED, TIP SILVER METAL, COLORED, LENGTH 23 CM, REUSABLE | SURGICAL INSTRUMENT TENDER
19684 | 4229680228100 | FORCEPS, BIPOLAR COAGULATION, NON-STICK/ANGLED/BLUNT 2 MM, INSULATED, TIP SILVER METAL, COLORED, LENGTH 23 CM, REUSABLE | SURGICAL INSTRUMENT TENDER
19685 | 4229680229100 | SCISSORS, DISSECTING, MAYO CURVED, STAINLESS STEEL, LENGTH 11 - 13 CM, REUSABLE | SURGICAL INSTRUMENT TENDER
19686 | 4229680229200 | SCISSORS OPERATING SHARP-SHARP/CURVED STAINLESS STEEL LENGTH=12.0CM REUSABLE | SURGICAL INSTRUMENT TENDER
19687 | 4229680229300 | OSTEOTOME, BONE CUTTING, LAMBOTTE/STRAIGHT, BLADE WIDTH 25 MM, LENGTH 24 CM, REUSABLE | SURGICAL INSTRUMENT TENDER
19688 | 4229680229400 | OSTEOTOME, BONE CUTTING, LAMBOTTE/STRAIGHT, BLADE WIDTH 4 MM, LENGTH 24 CM, REUSABLE | SURGICAL INSTRUMENT TENDER
19689 | 4229680229500 | OSTEOTOME, BONE CUTTING, LAMBOTTE/STRAIGHT, BLADE WIDTH 8 MM, LENGTH 24 CM, REUSABLE | SURGICAL INSTRUMENT TENDER
19690 | 4229680229600 | OSTEOTOME BONE CUTTING LAMBOTTE/CURVED BLADE WIDTH= 30.0MM LENGTH=24.0CM REUSABLE | SURGICAL INSTRUMENT TENDER
19691 | 4229680229700 | OSTEOTOME BONE CUTTING LEXER/SILICONE COATED HANDLE BLADE WIDTH= 10.0MM LENGTH=22.0CM REUSABLE | SURGICAL INSTRUMENT TENDER
19692 | 4229680229800 | OSTEOTOME BONE CUTTING LEXER/SILICONE COATED HANDLE BLADE WIDTH= 30.0MM LENGTH=22.0CM REUSABLE | SURGICAL INSTRUMENT TENDER
19693 | 4229680229900 | SPECULUM, PITUITARY, DILATION, PAPAVERO CASPAR, STAINLESS STEEL, SIZE: 80.0MM X 13.0MM, REUSABLE | SURGICAL INSTRUMENT TENDER
19694 | 4229680230000 | SPECULUM, PITUITARY, DILATION, PAPAV CASPAR, STAINLESS STEEL, SIZE: 90.0MM X 13.0MM, REUSABLE | SURGICAL INSTRUMENT TENDER
19695 | 4229680230100 | FORCEPS, PITUITARY/YASARGIL, LENGTH 19 - 25 CM, TIP WIDTH 2.2 MM, STAINLESS STEEL, REUSABLE | SURGICAL INSTRUMENT TENDER
19696 | 4229680230200 | PUNCH, LAMINECTOMY/KERRISON, UPWARD CUTTING, ANGLE 40 DEGREE, JAW WIDTH 1 MM, LENGTH 20 CM, REUSABLE | SURGICAL INSTRUMENT TENDER
19697 | 4229680230300 | PUNCH, LAMINECTOMY/KERRISON, SLIM/UPWARD CUTTING, ANGLE 40 DEGREE, JAW WIDTH 1 MM, LENGTH 18 CM, REUSABLE | SURGICAL INSTRUMENT TENDER
19698 | 4229680230500 | PUNCH, LAMINECTOMY/KERRISON, UPWARD CUTTING, ANGLE 40 DEGREE, JAW WIDTH 2 MM, LENGTH 20 CM, REUSABLE | SURGICAL INSTRUMENT TENDER
19699 | 4229680230700 | PUNCH, LAMINECTOMY/KERRISON, UPWARD CUTTING/SLIM, ANGLE 40 DEGREE, JAW WIDTH 2 MM, LENGTH 23 CM, REUSABLE | SURGICAL INSTRUMENT TENDER
19700 | 4229680230900 | PUNCH, LAMINECTOMY/KERRISON, UPWARD CUTTING, ANGLE 40 DEGREE, JAW WIDTH 3 MM, LENGTH 20 CM, REUSABLE | SURGICAL INSTRUMENT TENDER
19701 | 4229680231000 | PUNCH, LAMINECTOMY/KERRISON, UPWARD CUTTING, ANGLE 40 DEGREE, JAW WIDTH 3 MM, LENGTH 23 CM, REUSABLE | SURGICAL INSTRUMENT TENDER
19702 | 4229680231100 | PUNCH, LAMINECTOMY/KERRISON, SLIM/UPWARD CUTTING, ANGLE 40 DEGREE, JAW WIDTH 3 MM, LENGTH 18 CM, REUSABLE | SURGICAL INSTRUMENT TENDER
19703 | 4229680231300 | PUNCH, LAMINECTOMY/KERRISON, UPWARD CUTTING, ANGLE 40 DEGREE, JAW WIDTH 4 MM, LENGTH 20 CM, REUSABLE | SURGICAL INSTRUMENT TENDER
19704 | 4229680231400 | PUNCH, LAMINECTOMY/KERRISON, UPWARD CUTTING/SLIM, ANGLE 40 DEGREE, JAW WIDTH 4 MM, LENGTH 18 CM, REUSABLE | SURGICAL INSTRUMENT TENDER
19705 | 4229680231500 | PUNCH, LAMINECTOMY/KERRISON, UPWARD CUTTING, ANGLE 40 DEGREE, JAW WIDTH 5 MM, LENGTH 18 CM, REUSABLE | SURGICAL INSTRUMENT TENDER
19706 | 4229680231600 | PUNCH, LAMINECTOMY/KERRISON, UPWARD CUTTING, ANGLE 40 DEGREE, JAW WIDTH 5 MM, LENGTH 20 CM, REUSABLE | SURGICAL INSTRUMENT TENDER
19707 | 4229680231700 | PUNCH, LAMINECTOMY/KERRISON, UPWARD CUTTING, ANGLE 40 DEGREE, JAW WIDTH 5 MM, LENGTH 23 CM, REUSABLE | SURGICAL INSTRUMENT TENDER
19708 | 4229680231800 | PUNCH, LAMINECTOMY/KERRISON, UPWARD CUTTING, ANGLE 40 DEGREE, JAW WIDTH 6 MM, LENGTH 18 CM, REUSABLE | SURGICAL INSTRUMENT TENDER
19709 | 4229680231900 | PUNCH, LAMINECTOMY/KERRISON, UPWARD CUTTING, ANGLE 40 DEGREE, JAW WIDTH 6 MM, LENGTH 20 CM, REUSABLE | SURGICAL INSTRUMENT TENDER
19710 | 4229680232000 | PUNCH, LAMINECTOMY/KERRISON, UPWARD CUTTING, ANGLE 40 DEGREE, JAW WIDTH 6 MM, LENGTH 23 CM, REUSABLE | SURGICAL INSTRUMENT TENDER
19711 | 4229680232100 | PUNCH, LAMINECTOMY/KERRISON, DOWNWARD CUTTING, ANGLE 40 DEGREE, JAW WIDTH 1 MM, LENGTH 18 CM, REUSABLE | SURGICAL INSTRUMENT TENDER
19712 | 4229680233200 | RASPATORY SCRAPING CURVED BLADE SIZE: 8.0MM LENGTH=17.0CM REUSABLE | SURGICAL INSTRUMENT TENDER
19713 | 4229680233300 | RASPATORY SCRAPING CURVED/ROUND/SILICONE COATED HANDLE LENGTH=20.0CM REUSABLE | SURGICAL INSTRUMENT TENDER
19714 | 4229680233400 | RASPATORY, SCRAPING, LAMBOTTE, TIP WIDTH 5 MM, LENGTH 21 - 22 CM, REUSABLE | SURGICAL INSTRUMENT TENDER
19715 | 4229680233500 | RASPATORY, SCRAPING, LANDOLT, BLADE SIZE: 4.5MM, REUSABLE | SURGICAL INSTRUMENT TENDER
19716 | 4229680233600 | RASPATORY, SCRAPING, LANGENBECK/ANGLED, BLADE SIZE: 12.0MM, REUSABLE | SURGICAL INSTRUMENT TENDER
19717 | 4229680233700 | RASPATORY, LANGENBECK, WIDTH 18 MM, LENGTH 19 CM | EAR, NOSE & THROAT SUPPLIES (ENT)
19718 | 4229680233800 | RASPATORY, SCRAPING, SEDILLOT, CURVED BLADE, LENGTH 18 - 19 CM, REUSABLE | SURGICAL INSTRUMENT TENDER
19719 | 4229680233900 | RASPATORY SCRAPING SEMB/NO.1 BLADE SIZE: 12.0MM LENGTH=19.0CM REUSABLE | SURGICAL INSTRUMENT TENDER
19720 | 4229680234000 | RASPATORY SCRAPING WILLIGER/CURVED BLADE SIZE: 7.0MM LENGTH=16.0CM REUSABLE | SURGICAL INSTRUMENT TENDER
19721 | 4229680234100 | RETRACTOR SURGICAL VOLKMANN/SEMISHARP/2 PRONGS STAINLESS STEEL LENGTH=22.5CM REUSABLE | SURGICAL INSTRUMENT TENDER
19722 | 4229680234200 | RETRACTOR SURGICAL VOLKMANN/SEMISHARP/3 PRONGS STAINLESS STEEL LENGTH=22.5CM REUSABLE | SURGICAL INSTRUMENT TENDER
19723 | 4229680234300 | RETRACTOR, WOUND, LANGENBECK, STAINLESS STEEL, TIP SIZE: 40 MM X 13 MM, LENGTH 21.5 CM, REUSABLE | SURGICAL INSTRUMENT TENDER
19724 | 4229680234400 | RETRACTOR, WOUND, LANGENBECK, STAINLESS STEEL, TIP SIZE: 80 MM X 12 MM, LENGTH 21.5 CM, REUSABLE | SURGICAL INSTRUMENT TENDER
19725 | 4229680234500 | RETRACTOR, WOUND, LANGENBECK, STAINLESS STEEL, TIP SIZE: 80 MM X 16 MM, LENGTH 21.5 CM, REUSABLE | SURGICAL INSTRUMENT TENDER
19726 | 4229680234600 | RETRACTOR WOUND LANGENBECK GREEN STAINLESS STEEL TIP SIZE: 6.0MM X 16.0MM LENGTH=16.0CM REUSABLE | SURGICAL INSTRUMENT TENDER
19727 | 4229680234700 | RETRACTOR WOUND LANGENBECK GREEN STAINLESS STEEL TIP SIZE: 6.0MM X 25.0MM LENGTH=16.0CM REUSABLE | SURGICAL INSTRUMENT TENDER
19728 | 4229680234800 | RETRACTOR, SOFT TISSUE, OBWEGESER/DOWNWARD, STAINLESS STEEL, TIP SIZE: 55 MM X 12 MM, LENGTH 21 - 24 CM, REUSABLE | SURGICAL INSTRUMENT TENDER
19729 | 4229680234900 | RETRACTOR, SOFT TISSUE, OBWEGESER/DOWNWARD, STAINLESS STEEL, TIP SIZE: 80 MM X 16 MM, LENGTH 21 - 20 CM, REUSABLE | SURGICAL INSTRUMENT TENDER
19730 | 4229680235100 | RETRACTOR, DELICATE, SHARP/3 PRONGS, STAINLESS STEEL, LENGTH 16 - 17 CM, REUSABLE | SURGICAL INSTRUMENT TENDER
19731 | 4229680235200 | RETRACTOR, HOESEL, TIP SIZE: 60 - 63 MM X 20 - 21 MM, STAINLESS STEEL, LENGTH 25 - 26 CM, REUSABLE | SURGICAL INSTRUMENT TENDER
19732 | 4229680235300 | RETRACTOR, KOCHER, STAINLESS STEEL, TIP SIZE: 40 MM (+/-2MM) X 10 MM, LENGTH 22 - 24 CM, REUSABLE | SURGICAL INSTRUMENT TENDER
19733 | 4229680235400 | RETRACTOR, KOCHER, STAINLESS STEEL, TIP SIZE: 60 MM (+/-2MM) X 20 MM, LENGTH 21 - 23 CM, REUSABLE | SURGICAL INSTRUMENT TENDER
19734 | 4229680235500 | RETRACTOR WOUND LANGENBECK STAINLESS STEEL TIP SIZE: 30.0MM X 15.0MM LENGTH=22.0CM REUSABLE | SURGICAL INSTRUMENT TENDER
19735 | 4229680235600 | RETRACTOR, NERVE ROOT, LOVE, STAINLESS STEEL, BAYONET SHAPE, LENGTH 21 CM, REUSABLE | SURGICAL INSTRUMENT TENDER
19736 | 4229680235700 | RETRACTOR, NERVE ROOT, LOVE, STAINLESS STEEL, STRAIGHT, LENGTH 18 - 21 CM, REUSABLE | SURGICAL INSTRUMENT TENDER
19737 | 4229680235900 | RETRACTOR, VOLKMANN/SHARP/2 PRONGS, STAINLESS STEEL, LENGTH 21 - 23 CM, REUSABLE | SURGICAL INSTRUMENT TENDER
19738 | 4229680236100 | RONGEUR, LAMINA, GOUGING OUT, CASPAR/DOWNWARD, STAINLESS STEEL, TIP SIZE: 2 MM, LENGTH 15 - 16 CM, REUSABLE | SURGICAL INSTRUMENT TENDER
19739 | 4229680236200 | RONGEUR, LAMINA, GOUGING OUT, CASPAR/DOWNWARD, STAINLESS STEEL, TIP SIZE: 3 MM, LENGTH 15 - 16 CM, REUSABLE | SURGICAL INSTRUMENT TENDER
19740 | 4229680236300 | RONGEUR, LAMINA, GOUGING OUT, CASPAR/DOWNWARD, STAINLESS STEEL, TIP SIZE: 4 MM, LENGTH 15 - 16 CM, REUSABLE | SURGICAL INSTRUMENT TENDER
19741 | 4229680236400 | RONGEUR, LAMINA, GOUGING OUT, CASPAR/STRAIGHT, STAINLESS STEEL, TIP SIZE: 2 MM, LENGTH 15 - 16 CM, REUSABLE | SURGICAL INSTRUMENT TENDER
19742 | 4229680236600 | RONGEUR LAMINA GOUGING OUT CASPAR/STRAIGHT STAINLESS STEEL TIP SIZE: 2.0MM LENGTH=20.0CM REUSABLE | SURGICAL INSTRUMENT TENDER
19743 | 4229680236700 | RONGEUR, LAMINA, GOUGING OUT, CASPAR/STRAIGHT, STAINLESS STEEL, TIP SIZE: 3 MM, LENGTH 15 - 16 CM, REUSABLE | SURGICAL INSTRUMENT TENDER
19744 | 4229680236900 | RONGEUR LAMINA GOUGING OUT CASPAR/STRAIGHT STAINLESS STEEL TIP SIZE: 3.0MM LENGTH=20.0CM REUSABLE | SURGICAL INSTRUMENT TENDER
19745 | 4229680237000 | RONGEUR LAMINA GOUGING OUT CASPAR/STRAIGHT STAINLESS STEEL TIP SIZE: 4.0MM LENGTH=20.0CM REUSABLE | SURGICAL INSTRUMENT TENDER
19746 | 4229680237100 | RONGEUR, LAMINA, GOUGING OUT, CASPAR/STRAIGHT, STAINLESS STEEL, TIP SIZE: 5 MM, LENGTH 15 - 16 CM, REUSABLE | SURGICAL INSTRUMENT TENDER
19747 | 4229680237200 | RONGEUR, LAMINA, GOUGING OUT, CASPAR/STRAIGHT, STAINLESS STEEL, TIP SIZE: 5 MM, LENGTH 18 - 19 CM, REUSABLE | SURGICAL INSTRUMENT TENDER
19748 | 4229680237300 | RONGEUR, LAMINA, GOUGING OUT, CASPAR/UPWARD, STAINLESS STEEL, TIP SIZE: 2 MM, LENGTH 15 - 16 CM, REUSABLE | SURGICAL INSTRUMENT TENDER
19749 | 4229680237500 | RONGEUR, LAMINA, GOUGING OUT, CASPAR/UPWARD, STAINLESS STEEL, TIP SIZE: 3 MM, LENGTH 15 - 16 CM, REUSABLE | SURGICAL INSTRUMENT TENDER
19750 | 4229680237600 | RONGEUR, LAMINA, GOUGING OUT, CASPAR/UPWARD, STAINLESS STEEL, TIP SIZE: 3 MM, LENGTH 18 - 19 CM, REUSABLE | SURGICAL INSTRUMENT TENDER
19751 | 4229680237700 | RONGEUR, LAMINA, GOUGING OUT, CASPAR/UPWARD, STAINLESS STEEL, TIP SIZE: 5 MM, LENGTH 15 - 16 CM, REUSABLE | SURGICAL INSTRUMENT TENDER
19752 | 4229680237800 | RONGEUR, BONE, GOUGING OUT, WAGNER/STRONG MODEL, STAINLESS STEEL, TIP SIZE: 5 - 6 MM, LENGTH 20 CM, REUSABLE | SURGICAL INSTRUMENT TENDER
19753 | 4229680238000 | SCISSORS OPERATING DEAVER/SHARP/BLUNT/CURVED STAINLESS STEEL LENGTH=14.5CM REUSABLE | SURGICAL INSTRUMENT TENDER
19754 | 4229680238100 | SCISSORS OPERATING DEAVER/SHARP/BLUNT/STRAIGHT STAINLESS STEEL LENGTH=14.5CM REUSABLE | SURGICAL INSTRUMENT TENDER
19755 | 4229680238200 | SCISSORS OPERATING DELICATE/SHARP/BLUNT/STRAIGHT STAINLESS STEEL LENGTH=14.5CM REUSABLE | SURGICAL INSTRUMENT TENDER
19756 | 4229680238300 | SCISSORS DISSECTING METZENBUM/BLUNT-BLUNT/STRAIGHT STAINLESS STEEL LENGTH = 18.0CM REUSABLE | SURGICAL INSTRUMENT TENDER
19757 | 4229680238500 | SCISSORS, MAYO, STRAIGHT, STAINLESS STEEL, LENGTH 14 - 15 CM, REUSABLE | SURGICAL INSTRUMENT TENDER
19758 | 4229680238600 | SCISSORS DISSECTING REYNOLDS/STRAIGHT STAINLESS STEEL LENGTH=15.5CM REUSABLE | SURGICAL INSTRUMENT TENDER
19759 | 4229680239100 | KNIFE, SICKLE, MIKAEEL/BAYONET, LENGTH 23 CM, REUSABLE | SURGICAL INSTRUMENT TENDER
19760 | 4229680239300 | MESH, SUPPORT, SILICONE, SIZE 23 CM X 25 CM, REUSABLE | SURGICAL INSTRUMENT TENDER
19761 | 4229680239400 | HOOK SKIN FIXATION/TRACTION GILLIES/NO.1 LENGTH=18.0CM REUSABLE | SURGICAL INSTRUMENT TENDER
19762 | 4229680239500 | BASKET, MESH, STORAGE, FOR SMALL PARTS, WITH LID, SIZE 8 CM X 8 CM X 4 CM, REUSABLE | SURGICAL INSTRUMENT TENDER
19763 | 4229680239600 | RETRACTOR, SOFT TISSUE, OBWEGESER/UPWARD, STAINLESS STEEL, TIP SIZE: 80 MM X 16 MM, LENGTH 21 - 24 CM, REUSABLE | SURGICAL INSTRUMENT TENDER
19764 | 4229680239700 | HOLDER, FOR FLAT SPATULAS, FOR LEYLA RETRACTOR, STAINLESS STEEL, REUSABLE | SURGICAL INSTRUMENT TENDER
19765 | 4229680239900 | SPATULA, ROUND SHAFT, FOR LEYLA RETRACTOR, ASSORTED SIZES AND TYPES, STAINLESS STEEL, REUSABLE | SURGICAL INSTRUMENT TENDER
19766 | 4229680240100 | SPATULA, FLAT, FOR LEYLA RETRACTOR, ASSORTED SIZES AND TYPES, STAINLESS STEEL, REUSABLE | SURGICAL INSTRUMENT TENDER
19767 | 4229680240300 | SPATULA, BRAIN, OLIVECRONA/CONCAVE, WIDTH 11 MM - 13 MM, REUSABLE | SURGICAL INSTRUMENT TENDER
19768 | 4229680240400 | SPATULA, BRAIN, OLIVECRONA/CONCAVE, WIDTH 7 MM - 9 MM, REUSABLE | SURGICAL INSTRUMENT TENDER
19769 | 4229680240800 | FORCEPS, CLAMP, SPONGE HOLDING, RAMPLEY/STRAIGHT, STAINLESS STEEL, LENGTH 24 - 25 CM, REUSABLE | SURGICAL INSTRUMENT TENDER
19770 | 4229680240900 | SPREADER RETRACTOR ADSON/SHARP STAINLESS STEEL LENGTH=14.0CM TEETH: 3X3 REUSABLE | SURGICAL INSTRUMENT TENDER
19771 | 4229680241000 | SPREADER RETRACTOR ADSON/SHARP STAINLESS STEEL LENGTH=21.0CM TEETH: 3X3 REUSABLE | SURGICAL INSTRUMENT TENDER
19772 | 4229680241100 | SPREADER RETRACTOR ADSON-ANDERSON STAINLESS STEEL LENGTH=19.0CM TEETH: 4X3 REUSABLE | SURGICAL INSTRUMENT TENDER
19773 | 4229680241200 | RETRACTOR, SELF RETAINING, HINGED, CLOWARD/COMPLETE/WITH BLADES, STAINLESS STEEL, LENGTH 25 - 26 CM, REUSABLE | SURGICAL INSTRUMENT TENDER
19774 | 4229680241300 | RETRACTOR, SELF RETAINING/SPREADER, LAMINA/CLOWARD, STAINLESS STEEL, LENGTH 13 - 14 CM, REUSABLE | SURGICAL INSTRUMENT TENDER
19775 | 4229680241400 | SPREADER, RETRACTOR, MOLLISON/SHARP, STAINLESS STEEL, LENGTH 15 - 16 CM, TEETH: 4X4, REUSABLE | SURGICAL INSTRUMENT TENDER
19776 | 4229680241500 | RETRACTOR, DISCECTOMY, RETRACTOR, WILLIAMS/LEFT, STAINLESS STEEL, TIP SIZE: 1.0CM X 5.0CM, REUSABLE | SURGICAL INSTRUMENT TENDER
19777 | 4229680241600 | RETRACTOR, SELF RETAINING,WEITLANER/ BLUNT/3X4 TEETH, STAINLESS STEEL, SIZE 13.0 - 14.0 CM REUSABLE | SURGICAL INSTRUMENT TENDER
19778 | 4229680241700 | RETRACTOR, DISCECTOMY, WILLIAMS/LEFT, STAINLESS STEEL, TIP SIZE: 1.0CM X 7.0CM, REUSABLE | SURGICAL INSTRUMENT TENDER
19779 | 4229680241800 | RETRACTOR, DISCECTOMY, WILLIAMS/RIGHT, STAINLESS STEEL, TIP SIZE: 1.0CM X 5.0CM, REUSABLE | SURGICAL INSTRUMENT TENDER
19780 | 4229680241900 | RETRACTOR, DISCECTOMY, WILLIAMS/RIGHT, STAINLESS STEEL, TIP SIZE: 1.0CM X 6.0CM, REUSABLE | SURGICAL INSTRUMENT TENDER
19781 | 4229680242000 | RETRACTOR, DISCECTOMY, WILLIAMS/RIGHT, STAINLESS STEEL, TIP SIZE: 1.0CM X 7.0CM, REUSABLE | SURGICAL INSTRUMENT TENDER
19782 | 4229680242100 | MODULE, STORAGE, WITH GREEN SIDE RAIL AND LID, REUSABLE | SURGICAL INSTRUMENT TENDER
19783 | 4229680242300 | TUBE, SUCTION, FERGUSSON, DIAMETER 3MM, WORKING LENGTH 110 MM,TOTAL LENGTH 190 - 200MM, REUSABLE | SURGICAL INSTRUMENT TENDER
19784 | 4229680242600 | TUBE, SUCTION, YASARGIL, DIAMETER 1.5MM, WORKING LENGTH 15 CM, REUSABLE | SURGICAL INSTRUMENT TENDER
19785 | 4229680242700 | TUBE, SUCTION, YASARGIL, DIAMETER 3.5MM, WORKING LENGTH 15 CM, REUSABLE | SURGICAL INSTRUMENT TENDER
19786 | 4229680243200 | TUBE, SUCTION, FRAZIER, 12 FR,TOTAL LENGTH 10 -11 CM, WITH STYLET, REUSABLE | SURGICAL INSTRUMENT TENDER
19787 | 4229680243400 | TUBE, SUCTION, PLESTER, DIAMETER 1.5MM, LENGTH 19 - 20 CM, REUSABLE | SURGICAL INSTRUMENT TENDER
19788 | 4229680243500 | VALVE, SUCTION, CERULLO, REUSABLE | SURGICAL INSTRUMENT TENDER
19789 | 4229680243600 | HOLDER, FOR ROUND SPATULAS, FOR LEYLA RETRACTOR, STAINLESS STEEL, REUSABLE | SURGICAL INSTRUMENT TENDER